## Normal KAP
Git Commit | Procedure | Field # | Phantom | Voxel Size | Voxel Array | Source Coordinate | Peak Potential | HVL | Average Energy | FDD | SSD | Contrast Material | Contrast Location | Contrast Percentage | # of Radigraphs | Field Time | Total Procedure Time | Disease State | Disease | Field Width @ 20cm | Field Height @ 20cm | Field Area @ 20cm | Field Width @ Image | Field Height @ Image | Field Area @ Image | KAP | Adrenals | Brain | Breast | Colon | ET | GB-wall | Gonads | Ht-wall | Kidneys | Eye-lens | Liver | Lungs | Oesophagus | O-mucosa | Pancreas | S-glands | SI-wall | Spleen | St-wall | Thymus | Thyroid | UB-wall | R-marrow | Endost-BS | Lymph | Muscle | Skin | Prostate / Uterus | Remainder | Effective Dose
- | - | - | - | - | - | - | kVp | mm Al | keV | cm | cm | - | - | - | - | s | s | - | - | cm | cm | cm2 | cm | cm | cm2 | Gy-cm2 | mGy/Gy-cm2 | mGy/Gy-cm2 | mGy/Gy-cm2 | mGy/Gy-cm2 | mGy/Gy-cm2 | mGy/Gy-cm2 | mGy/Gy-cm2 | mGy/Gy-cm2 | mGy/Gy-cm2 | mGy/Gy-cm2 | mGy/Gy-cm2 | mGy/Gy-cm2 | mGy/Gy-cm2 | mGy/Gy-cm2 | mGy/Gy-cm2 | mGy/Gy-cm2 | mGy/Gy-cm2 | mGy/Gy-cm2 | mGy/Gy-cm2 | mGy/Gy-cm2 | mGy/Gy-cm2 | mGy/Gy-cm2 | mGy/Gy-cm2 | mGy/Gy-cm2 | mGy/Gy-cm2 | mGy/Gy-cm2 | mGy/Gy-cm2 | mGy/Gy-cm2 | mGy/Gy-cm2 | mSv/Gy-cm2
1f37113 | MBS | 1 | 00f_051004_345x211x716.dat | 0.0663;0.0663;0.0663 | 345;211;716 | (1.1750;68.1881;14.0831) | 110 | 3.9 | 52 | 78.0611 | 60 | Varibar | [5] | [0] | 0 | 10 | 80 | normal | none | 4.0118 | 5.7542 | 23.085 | 15.6583 | 22.4591 | 351.6724 | 2.1524e-13 | 0.21735 | 3.3672 | 3.0602 | 0.073245 | 3.3979 | 0.21774 | 0.025969 | 2.5573 | 0.10128 | 3.6639 | 0.78212 | 3.1068 | 2.4238 | 4.0898 | 0.13774 | 4.0779 | 0.066681 | 0.31775 | 0.26164 | 2.5661 | 4.3169 | 0.016274 | 1.7956 | 2.4606 | 0.79209 | 1.2298 | 1.2881 | 0.018028 | 1.6267 | 1.6065
1f37113 | MBS | 1 | 00f_051004_345x211x716.dat | 0.0663;0.0663;0.0663 | 345;211;716 | (1.1750;68.1881;14.0831) | 110 | 7.85 | 62 | 78.0611 | 60 | Varibar | [5] | [0] | 0 | 10 | 80 | normal | none | 4.0118 | 5.7542 | 23.085 | 15.6583 | 22.4591 | 351.6724 | 1.719e-13 | 0.32298 | 4.2995 | 3.565 | 0.11523 | 4.3254 | 0.27781 | 0.036235 | 3.3785 | 0.15586 | 4.1098 | 1.036 | 3.8647 | 3.1477 | 4.8393 | 0.21208 | 4.8564 | 0.10527 | 0.46827 | 0.37849 | 3.3721 | 5.361 | 0.024668 | 2.4114 | 3.3082 | 1.0048 | 1.5029 | 1.4014 | 0.031978 | 2.069 | 2.0128
1f37113 | MBS | 1 | 00f_051004_345x211x716.dat | 0.0663;0.0663;0.0663 | 345;211;716 | (1.1750;68.1881;14.0831) | 110 | 9.9905 | 69 | 78.0611 | 60 | Varibar | [5] | [0] | 0 | 10 | 80 | normal | none | 4.0118 | 5.7542 | 23.085 | 15.6583 | 22.4591 | 351.6724 | 1.662e-13 | 0.36192 | 4.4774 | 3.628 | 0.12758 | 4.5592 | 0.3284 | 0.044951 | 3.5411 | 0.17525 | 4.4551 | 1.0858 | 4.0015 | 3.3243 | 4.9907 | 0.24331 | 4.9801 | 0.11842 | 0.51403 | 0.41629 | 3.5571 | 5.5132 | 0.030674 | 2.584 | 3.5264 | 1.0525 | 1.5603 | 1.4151 | 0.03694 | 2.1762 | 2.0978
1f37113 | MBS | 1 | 00f_051004_345x211x716.dat | 0.0663;0.0663;0.0663 | 345;211;716 | (1.1750;68.1881;14.0831) | 60 | 2.5 | 38 | 78.0611 | 60 | Varibar | [5] | [0] | 0 | 10 | 80 | normal | none | 4.0118 | 5.7542 | 23.085 | 15.6583 | 22.4591 | 351.6724 | 2.6892e-13 | 0.1267 | 2.6555 | 2.7417 | 0.041031 | 2.7299 | 0.12137 | 0.0087153 | 1.9409 | 0.05402 | 3.1525 | 0.58271 | 2.5378 | 1.8128 | 3.55 | 0.075454 | 3.4945 | 0.034659 | 0.19246 | 0.1526 | 1.93 | 3.5174 | 0.006467 | 1.2962 | 1.7742 | 0.63197 | 1.0205 | 1.204 | 0.0076414 | 1.287 | 1.2955
1f37113 | MBS | 1 | 00f_051004_345x211x716.dat | 0.0663;0.0663;0.0663 | 345;211;716 | (1.1750;68.1881;14.0831) | 60 | 5.7448 | 47 | 78.0611 | 60 | Varibar | [5] | [0] | 0 | 10 | 80 | normal | none | 4.0118 | 5.7542 | 23.085 | 15.6583 | 22.4591 | 351.6724 | 1.7463e-13 | 0.28231 | 4.1938 | 3.3997 | 0.095999 | 4.119 | 0.27308 | 0.024371 | 3.2361 | 0.12819 | 4.2289 | 1.0029 | 3.7984 | 2.9923 | 4.7858 | 0.18262 | 4.7478 | 0.0843 | 0.41132 | 0.32866 | 3.2022 | 5.3682 | 0.016853 | 2.2059 | 3.0727 | 0.94561 | 1.4609 | 1.4105 | 0.021813 | 1.9807 | 1.9285
1f37113 | MBS | 1 | 00f_051004_345x211x716.dat | 0.0663;0.0663;0.0663 | 345;211;716 | (1.1750;68.1881;14.0831) | 60 | 6.3535 | 49 | 78.0611 | 60 | Varibar | [5] | [0] | 0 | 10 | 80 | normal | none | 4.0118 | 5.7542 | 23.085 | 15.6583 | 22.4591 | 351.6724 | 1.6674e-13 | 0.30662 | 4.36 | 3.4531 | 0.1024 | 4.244 | 0.28155 | 0.02451 | 3.3823 | 0.13863 | 4.1912 | 1.0541 | 3.9198 | 3.1332 | 4.8905 | 0.19754 | 4.8762 | 0.093771 | 0.44501 | 0.36666 | 3.3457 | 5.5631 | 0.022296 | 2.3303 | 3.2524 | 0.98199 | 1.5107 | 1.4318 | 0.02454 | 2.0524 | 1.999
1f37113 | MBS | 1 | 00f_051004_345x211x716.dat | 0.0663;0.0663;0.0663 | 345;211;716 | (1.1750;68.1881;14.0831) | 80 | 2.9 | 44 | 78.0611 | 60 | Varibar | [5] | [0] | 0 | 10 | 80 | normal | none | 4.0118 | 5.7542 | 23.085 | 15.6583 | 22.4591 | 351.6724 | 2.4078e-13 | 0.167 | 2.9531 | 2.8825 | 0.05481 | 3.0417 | 0.16163 | 0.020269 | 2.2035 | 0.073483 | 3.4122 | 0.66954 | 2.771 | 2.0759 | 3.7498 | 0.1029 | 3.73 | 0.047891 | 0.25068 | 0.19992 | 2.192 | 3.8661 | 0.0095491 | 1.5102 | 2.0762 | 0.69835 | 1.1079 | 1.2396 | 0.012766 | 1.433 | 1.4286
1f37113 | MBS | 1 | 00f_051004_345x211x716.dat | 0.0663;0.0663;0.0663 | 345;211;716 | (1.1750;68.1881;14.0831) | 80 | 7.702 | 57 | 78.0611 | 60 | Varibar | [5] | [0] | 0 | 10 | 80 | normal | none | 4.0118 | 5.7542 | 23.085 | 15.6583 | 22.4591 | 351.6724 | 1.6094e-13 | 0.3434 | 4.4675 | 3.5761 | 0.11904 | 4.4385 | 0.31366 | 0.055575 | 3.4983 | 0.16223 | 4.1591 | 1.0911 | 4.0005 | 3.3043 | 4.9725 | 0.22334 | 4.9813 | 0.1069 | 0.49319 | 0.40221 | 3.4819 | 5.5726 | 0.028339 | 2.4977 | 3.4678 | 1.0319 | 1.5503 | 1.4339 | 0.03037 | 2.1376 | 2.0758
1f37113 | MBS | 1 | 00f_051004_345x211x716.dat | 0.0663;0.0663;0.0663 | 345;211;716 | (1.1750;68.1881;14.0831) | 80 | 8.502 | 60 | 78.0611 | 60 | Varibar | [5] | [0] | 0 | 10 | 80 | normal | none | 4.0118 | 5.7542 | 23.085 | 15.6583 | 22.4591 | 351.6724 | 1.5695e-13 | 0.35257 | 4.558 | 3.6667 | 0.12676 | 4.542 | 0.31219 | 0.04889 | 3.5795 | 0.1742 | 4.3488 | 1.1191 | 4.0693 | 3.3631 | 5.0227 | 0.23837 | 5.0562 | 0.11596 | 0.52057 | 0.42531 | 3.5759 | 5.6695 | 0.028926 | 2.5902 | 3.5936 | 1.0621 | 1.5786 | 1.4431 | 0.034158 | 2.1829 | 2.125
1f37113 | MBS | 2 | 00f_051004_345x211x716.dat | 0.0663;0.0663;0.0663 | 345;211;716 | (1.1750;68.1881;12.8954) | 110 | 3.9 | 52 | 78.0611 | 60 | Varibar | [5] | [0] | 0 | 10 | 80 | normal | none | 4.0118 | 1.7034 | 6.8339 | 15.6583 | 6.6486 | 104.1068 | 1.6176e-13 | 0.079328 | 0.5098 | 0.22469 | 0.031074 | 7.2435 | 0.077282 | 0.011965 | 0.56571 | 0.042646 | 0.84892 | 0.16177 | 0.71242 | 2.4413 | 12.6194 | 0.056984 | 12.3709 | 0.02914 | 0.11364 | 0.095031 | 3.0703 | 12.4865 | 0.0069128 | 2.0111 | 2.5806 | 1.3797 | 1.8192 | 1.2791 | 0.0089022 | 2.8191 | 1.4794
1f37113 | MBS | 2 | 00f_051004_345x211x716.dat | 0.0663;0.0663;0.0663 | 345;211;716 | (1.1750;68.1881;12.8954) | 110 | 7.85 | 62 | 78.0611 | 60 | Varibar | [5] | [0] | 0 | 10 | 80 | normal | none | 4.0118 | 1.7034 | 6.8339 | 15.6583 | 6.6486 | 104.1068 | 1.2919e-13 | 0.12816 | 0.75113 | 0.33009 | 0.050638 | 8.8716 | 0.12809 | 0.022028 | 0.7986 | 0.068231 | 1.1123 | 0.24083 | 0.98113 | 3.2564 | 14.6128 | 0.094003 | 14.3558 | 0.04629 | 0.18095 | 0.14518 | 3.9749 | 15.2607 | 0.011733 | 2.7333 | 3.5292 | 1.7119 | 2.187 | 1.3863 | 0.016645 | 3.44 | 1.8744
1f37113 | MBS | 2 | 00f_051004_345x211x716.dat | 0.0663;0.0663;0.0663 | 345;211;716 | (1.1750;68.1881;12.8954) | 110 | 9.9905 | 69 | 78.0611 | 60 | Varibar | [5] | [0] | 0 | 10 | 80 | normal | none | 4.0118 | 1.7034 | 6.8339 | 15.6583 | 6.6486 | 104.1068 | 1.249e-13 | 0.14968 | 0.82296 | 0.33057 | 0.056331 | 9.2255 | 0.11731 | 0.022364 | 0.85106 | 0.078671 | 1.1715 | 0.26532 | 1.0416 | 3.4378 | 14.7794 | 0.10165 | 14.6818 | 0.053433 | 0.20047 | 0.16587 | 4.1785 | 15.697 | 0.015693 | 2.9356 | 3.778 | 1.7929 | 2.2549 | 1.3929 | 0.018446 | 3.5547 | 1.9553
1f37113 | MBS | 2 | 00f_051004_345x211x716.dat | 0.0663;0.0663;0.0663 | 345;211;716 | (1.1750;68.1881;12.8954) | 60 | 2.5 | 38 | 78.0611 | 60 | Varibar | [5] | [0] | 0 | 10 | 80 | normal | none | 4.0118 | 1.7034 | 6.8339 | 15.6583 | 6.6486 | 104.1068 | 2.021e-13 | 0.040686 | 0.31078 | 0.15055 | 0.013908 | 6.0456 | 0.039527 | 0.0068021 | 0.37343 | 0.018664 | 0.5429 | 0.092959 | 0.50164 | 1.7856 | 11.2643 | 0.026754 | 10.9367 | 0.013077 | 0.059946 | 0.047098 | 2.3611 | 10.5745 | 0.0029398 | 1.4267 | 1.8118 | 1.1192 | 1.5434 | 1.1998 | 0.0035657 | 2.359 | 1.1812
1f37113 | MBS | 2 | 00f_051004_345x211x716.dat | 0.0663;0.0663;0.0663 | 345;211;716 | (1.1750;68.1881;12.8954) | 60 | 5.7448 | 47 | 78.0611 | 60 | Varibar | [5] | [0] | 0 | 10 | 80 | normal | none | 4.0118 | 1.7034 | 6.8339 | 15.6583 | 6.6486 | 104.1068 | 1.3124e-13 | 0.10258 | 0.66256 | 0.33607 | 0.036147 | 8.4876 | 0.090682 | 0.014359 | 0.74537 | 0.050705 | 1.0505 | 0.21095 | 0.94256 | 3.075 | 14.6581 | 0.072115 | 14.2489 | 0.032993 | 0.14241 | 0.11203 | 3.8224 | 15.4787 | 0.0076525 | 2.4921 | 3.2551 | 1.6468 | 2.1508 | 1.4036 | 0.011132 | 3.3385 | 1.8186
1f37113 | MBS | 2 | 00f_051004_345x211x716.dat | 0.0663;0.0663;0.0663 | 345;211;716 | (1.1750;68.1881;12.8954) | 60 | 6.3535 | 49 | 78.0611 | 60 | Varibar | [5] | [0] | 0 | 10 | 80 | normal | none | 4.0118 | 1.7034 | 6.8339 | 15.6583 | 6.6486 | 104.1068 | 1.2531e-13 | 0.11146 | 0.7177 | 0.32668 | 0.043247 | 8.6452 | 0.099891 | 0.016269 | 0.7994 | 0.056095 | 1.2268 | 0.2302 | 1.0003 | 3.2093 | 14.9705 | 0.07575 | 14.5412 | 0.036682 | 0.16167 | 0.13069 | 3.9853 | 15.8827 | 0.0098949 | 2.6383 | 3.4575 | 1.71 | 2.213 | 1.4199 | 0.012114 | 3.4256 | 1.8837
1f37113 | MBS | 2 | 00f_051004_345x211x716.dat | 0.0663;0.0663;0.0663 | 345;211;716 | (1.1750;68.1881;12.8954) | 80 | 2.9 | 44 | 78.0611 | 60 | Varibar | [5] | [0] | 0 | 10 | 80 | normal | none | 4.0118 | 1.7034 | 6.8339 | 15.6583 | 6.6486 | 104.1068 | 1.8095e-13 | 0.061791 | 0.39958 | 0.17996 | 0.021561 | 6.5323 | 0.053134 | 0.006152 | 0.46497 | 0.028188 | 0.71568 | 0.12427 | 0.59724 | 2.0776 | 11.7835 | 0.040291 | 11.5376 | 0.018841 | 0.079774 | 0.067091 | 2.6493 | 11.3933 | 0.0044076 | 1.6761 | 2.1487 | 1.2313 | 1.6558 | 1.2338 | 0.0048993 | 2.5473 | 1.3084
1f37113 | MBS | 2 | 00f_051004_345x211x716.dat | 0.0663;0.0663;0.0663 | 345;211;716 | (1.1750;68.1881;12.8954) | 80 | 7.702 | 57 | 78.0611 | 60 | Varibar | [5] | [0] | 0 | 10 | 80 | normal | none | 4.0118 | 1.7034 | 6.8339 | 15.6583 | 6.6486 | 104.1068 | 1.2095e-13 | 0.13184 | 0.79022 | 0.34417 | 0.049706 | 8.9803 | 0.10686 | 0.029434 | 0.85421 | 0.070928 | 1.1128 | 0.25576 | 1.0455 | 3.3594 | 15.0075 | 0.095434 | 14.704 | 0.045838 | 0.18543 | 0.15762 | 4.1109 | 15.8747 | 0.012793 | 2.8324 | 3.7016 | 1.7434 | 2.253 | 1.4166 | 0.015559 | 3.5161 | 1.9421
1f37113 | MBS | 2 | 00f_051004_345x211x716.dat | 0.0663;0.0663;0.0663 | 345;211;716 | (1.1750;68.1881;12.8954) | 80 | 8.502 | 60 | 78.0611 | 60 | Varibar | [5] | [0] | 0 | 10 | 80 | normal | none | 4.0118 | 1.7034 | 6.8339 | 15.6583 | 6.6486 | 104.1068 | 1.1796e-13 | 0.14051 | 0.82954 | 0.35498 | 0.054039 | 9.2048 | 0.14463 | 0.018095 | 0.88284 | 0.077322 | 1.1243 | 0.2691 | 1.0829 | 3.4337 | 15.1255 | 0.10204 | 14.8601 | 0.049235 | 0.19578 | 0.16424 | 4.2198 | 16.1156 | 0.015025 | 2.94 | 3.8432 | 1.7865 | 2.2876 | 1.4224 | 0.016589 | 3.5867 | 1.9863
1f37113 | MBS | 3 | 00f_051004_345x211x716.dat | 0.0663;0.0663;0.0663 | 345;211;716 | (1.1750;68.1881;12.8954) | 110 | 3.9 | 52 | 78.0611 | 60 | Varibar | [5,133] | [30,30] | 0 | 10 | 80 | normal | none | 4.0118 | 1.7034 | 6.8339 | 15.6583 | 6.6486 | 104.1068 | 1.6176e-13 | 0.078048 | 0.50299 | 0.23942 | 0.030428 | 7.2429 | 0.074846 | 0.0092879 | 0.56085 | 0.042175 | 0.82401 | 0.16009 | 0.70686 | 2.4383 | 34.3803 | 0.05598 | 11.9308 | 0.028479 | 0.11133 | 0.092484 | 3.0662 | 12.4995 | 0.00728 | 1.984 | 2.547 | 1.3763 | 1.8011 | 1.2726 | 0.0088614 | 4.4899 | 1.6727
1f37113 | MBS | 3 | 00f_051004_345x211x716.dat | 0.0663;0.0663;0.0663 | 345;211;716 | (1.1750;68.1881;12.8954) | 110 | 7.85 | 62 | 78.0611 | 60 | Varibar | [5,133] | [30,30] | 0 | 10 | 80 | normal | none | 4.0118 | 1.7034 | 6.8339 | 15.6583 | 6.6486 | 104.1068 | 1.2919e-13 | 0.12678 | 0.74096 | 0.31859 | 0.049755 | 8.9257 | 0.12939 | 0.019302 | 0.79373 | 0.067369 | 1.0974 | 0.23799 | 0.97586 | 3.2457 | 45.9346 | 0.091603 | 13.9355 | 0.045664 | 0.17724 | 0.14335 | 3.9844 | 15.3528 | 0.011711 | 2.7003 | 3.4875 | 1.7174 | 2.1723 | 1.3798 | 0.015947 | 5.8562 | 2.1562
1f37113 | MBS | 3 | 00f_051004_345x211x716.dat | 0.0663;0.0663;0.0663 | 345;211;716 | (1.1750;68.1881;12.8954) | 110 | 9.9905 | 69 | 78.0611 | 60 | Varibar | [5,133] | [30,30] | 0 | 10 | 80 | normal | none | 4.0118 | 1.7034 | 6.8339 | 15.6583 | 6.6486 | 104.1068 | 1.249e-13 | 0.14805 | 0.81199 | 0.33295 | 0.05514 | 9.2792 | 0.11793 | 0.018426 | 0.84561 | 0.077197 | 1.1319 | 0.26232 | 1.0364 | 3.4392 | 48.3254 | 0.10109 | 14.3167 | 0.052865 | 0.19644 | 0.16283 | 4.1882 | 15.8106 | 0.015707 | 2.9037 | 3.7377 | 1.8012 | 2.2438 | 1.3863 | 0.018148 | 6.1434 | 2.2612
1f37113 | MBS | 3 | 00f_051004_345x211x716.dat | 0.0663;0.0663;0.0663 | 345;211;716 | (1.1750;68.1881;12.8954) | 60 | 2.5 | 38 | 78.0611 | 60 | Varibar | [5,133] | [30,30] | 0 | 10 | 80 | normal | none | 4.0118 | 1.7034 | 6.8339 | 15.6583 | 6.6486 | 104.1068 | 2.021e-13 | 0.040768 | 0.3069 | 0.14041 | 0.013771 | 6.0159 | 0.03839 | 0.0068021 | 0.36925 | 0.018258 | 0.54157 | 0.092197 | 0.49783 | 1.7776 | 25.0165 | 0.026847 | 10.437 | 0.012742 | 0.058951 | 0.046173 | 2.3502 | 10.484 | 0.002726 | 1.4037 | 1.784 | 1.1081 | 1.5204 | 1.1935 | 0.0034901 | 3.4078 | 1.2932
1f37113 | MBS | 3 | 00f_051004_345x211x716.dat | 0.0663;0.0663;0.0663 | 345;211;716 | (1.1750;68.1881;12.8954) | 60 | 5.7448 | 47 | 78.0611 | 60 | Varibar | [5,133] | [30,30] | 0 | 10 | 80 | normal | none | 4.0118 | 1.7034 | 6.8339 | 15.6583 | 6.6486 | 104.1068 | 1.3124e-13 | 0.10053 | 0.65335 | 0.3227 | 0.03541 | 8.5097 | 0.09245 | 0.014301 | 0.73937 | 0.049608 | 1.033 | 0.20848 | 0.93707 | 3.0715 | 45.1797 | 0.071831 | 13.6652 | 0.032423 | 0.13879 | 0.10931 | 3.8275 | 15.5343 | 0.0077668 | 2.4535 | 3.2067 | 1.6554 | 2.1279 | 1.3951 | 0.010924 | 5.6882 | 2.0888
1f37113 | MBS | 3 | 00f_051004_345x211x716.dat | 0.0663;0.0663;0.0663 | 345;211;716 | (1.1750;68.1881;12.8954) | 60 | 6.3535 | 49 | 78.0611 | 60 | Varibar | [5,133] | [30,30] | 0 | 10 | 80 | normal | none | 4.0118 | 1.7034 | 6.8339 | 15.6583 | 6.6486 | 104.1068 | 1.2531e-13 | 0.10932 | 0.70763 | 0.30465 | 0.042292 | 8.6779 | 0.096659 | 0.016269 | 0.79247 | 0.054764 | 1.1837 | 0.22769 | 0.9946 | 3.214 | 48.3136 | 0.074342 | 13.973 | 0.036131 | 0.15812 | 0.12673 | 3.9927 | 15.9768 | 0.0091887 | 2.598 | 3.4067 | 1.7167 | 2.1918 | 1.4109 | 0.011649 | 5.9941 | 2.1806
1f37113 | MBS | 3 | 00f_051004_345x211x716.dat | 0.0663;0.0663;0.0663 | 345;211;716 | (1.1750;68.1881;12.8954) | 80 | 2.9 | 44 | 78.0611 | 60 | Varibar | [5,133] | [30,30] | 0 | 10 | 80 | normal | none | 4.0118 | 1.7034 | 6.8339 | 15.6583 | 6.6486 | 104.1068 | 1.8095e-13 | 0.06005 | 0.39441 | 0.1725 | 0.021304 | 6.5201 | 0.052067 | 0.006199 | 0.45978 | 0.027786 | 0.71114 | 0.12292 | 0.59293 | 2.0694 | 29.6897 | 0.0409 | 11.0523 | 0.018359 | 0.07815 | 0.065461 | 2.6404 | 11.3276 | 0.0042963 | 1.6509 | 2.1178 | 1.2259 | 1.6347 | 1.2269 | 0.0048732 | 3.9189 | 1.46
1f37113 | MBS | 3 | 00f_051004_345x211x716.dat | 0.0663;0.0663;0.0663 | 345;211;716 | (1.1750;68.1881;12.8954) | 80 | 7.702 | 57 | 78.0611 | 60 | Varibar | [5,133] | [30,30] | 0 | 10 | 80 | normal | none | 4.0118 | 1.7034 | 6.8339 | 15.6583 | 6.6486 | 104.1068 | 1.2095e-13 | 0.12954 | 0.779 | 0.34365 | 0.048596 | 9.0605 | 0.096426 | 0.029236 | 0.84818 | 0.069899 | 1.1206 | 0.25263 | 1.038 | 3.3601 | 50.5452 | 0.093565 | 14.2427 | 0.045045 | 0.18205 | 0.15473 | 4.1254 | 15.9954 | 0.012874 | 2.7946 | 3.6535 | 1.7516 | 2.237 | 1.4093 | 0.01583 | 6.2611 | 2.2649
1f37113 | MBS | 3 | 00f_051004_345x211x716.dat | 0.0663;0.0663;0.0663 | 345;211;716 | (1.1750;68.1881;12.8954) | 80 | 8.502 | 60 | 78.0611 | 60 | Varibar | [5,133] | [30,30] | 0 | 10 | 80 | normal | none | 4.0118 | 1.7034 | 6.8339 | 15.6583 | 6.6486 | 104.1068 | 1.1796e-13 | 0.13823 | 0.81716 | 0.35543 | 0.052904 | 9.2633 | 0.14779 | 0.018426 | 0.87538 | 0.076072 | 1.1328 | 0.26567 | 1.0759 | 3.4326 | 52.261 | 0.10092 | 14.4286 | 0.048188 | 0.1923 | 0.16174 | 4.234 | 16.2598 | 0.015266 | 2.9022 | 3.7949 | 1.7949 | 2.2736 | 1.415 | 0.016077 | 6.4521 | 2.325
1f37113 | MBS | 4 | 00f_051004_345x211x716.dat | 0.0663;0.0663;0.0663 | 345;211;716 | (1.1750;68.1881;12.8954) | 110 | 3.9 | 52 | 78.0611 | 60 | Varibar | [5,133,110] | [30,30,100] | 0 | 20 | 80 | normal | none | 4.0118 | 1.7034 | 6.8339 | 15.6583 | 6.6486 | 104.1068 | 1.6176e-13 | 0.071545 | 0.50187 | 0.24183 | 0.029163 | 7.2448 | 0.071526 | 0.0091328 | 0.55098 | 0.039731 | 0.82061 | 0.15625 | 0.68825 | 35.8096 | 34.3562 | 0.051991 | 11.924 | 0.027445 | 0.10398 | 0.087074 | 3.0594 | 12.4995 | 0.0072967 | 1.9751 | 2.5368 | 1.3576 | 1.7959 | 1.2707 | 0.0082963 | 7.0509 | 3.3107
1f37113 | MBS | 4 | 00f_051004_345x211x716.dat | 0.0663;0.0663;0.0663 | 345;211;716 | (1.1750;68.1881;12.8954) | 110 | 7.85 | 62 | 78.0611 | 60 | Varibar | [5,133,110] | [30,30,100] | 0 | 20 | 80 | normal | none | 4.0118 | 1.7034 | 6.8339 | 15.6583 | 6.6486 | 104.1068 | 1.2919e-13 | 0.11739 | 0.73909 | 0.32154 | 0.048254 | 8.9257 | 0.1224 | 0.018645 | 0.78196 | 0.063992 | 1.0893 | 0.23233 | 0.95195 | 54.7334 | 45.9129 | 0.086045 | 13.9301 | 0.043476 | 0.1677 | 0.13844 | 3.9814 | 15.3753 | 0.011341 | 2.6882 | 3.4735 | 1.6995 | 2.1661 | 1.377 | 0.015346 | 9.8101 | 4.6858
1f37113 | MBS | 4 | 00f_051004_345x211x716.dat | 0.0663;0.0663;0.0663 | 345;211;716 | (1.1750;68.1881;12.8954) | 110 | 9.9905 | 69 | 78.0611 | 60 | Varibar | [5,133,110] | [30,30,100] | 0 | 20 | 80 | normal | none | 4.0118 | 1.7034 | 6.8339 | 15.6583 | 6.6486 | 104.1068 | 1.249e-13 | 0.13607 | 0.80999 | 0.32768 | 0.053417 | 9.2704 | 0.11656 | 0.017604 | 0.83369 | 0.073771 | 1.1271 | 0.25589 | 1.0133 | 60.9168 | 48.2886 | 0.095474 | 14.3119 | 0.050808 | 0.18501 | 0.15683 | 4.1892 | 15.8243 | 0.015048 | 2.8913 | 3.7233 | 1.7799 | 2.2382 | 1.3837 | 0.017112 | 10.5559 | 5.084
1f37113 | MBS | 4 | 00f_051004_345x211x716.dat | 0.0663;0.0663;0.0663 | 345;211;716 | (1.1750;68.1881;12.8954) | 60 | 2.5 | 38 | 78.0611 | 60 | Varibar | [5,133,110] | [30,30,100] | 0 | 20 | 80 | normal | none | 4.0118 | 1.7034 | 6.8339 | 15.6583 | 6.6486 | 104.1068 | 2.021e-13 | 0.037112 | 0.3063 | 0.13762 | 0.013486 | 6.0134 | 0.036529 | 0.0067472 | 0.36122 | 0.017016 | 0.53959 | 0.090075 | 0.48102 | 19.4959 | 25.0026 | 0.024963 | 10.43 | 0.012215 | 0.054206 | 0.043413 | 2.3369 | 10.4479 | 0.0028143 | 1.3972 | 1.7767 | 1.0931 | 1.5157 | 1.1921 | 0.0032928 | 4.7655 | 2.1596
1f37113 | MBS | 4 | 00f_051004_345x211x716.dat | 0.0663;0.0663;0.0663 | 345;211;716 | (1.1750;68.1881;12.8954) | 60 | 5.7448 | 47 | 78.0611 | 60 | Varibar | [5,133,110] | [30,30,100] | 0 | 20 | 80 | normal | none | 4.0118 | 1.7034 | 6.8339 | 15.6583 | 6.6486 | 104.1068 | 1.3124e-13 | 0.089821 | 0.65178 | 0.32123 | 0.034018 | 8.509 | 0.087619 | 0.011706 | 0.72589 | 0.046564 | 1.0314 | 0.20271 | 0.90858 | 45.8936 | 45.1469 | 0.068169 | 13.6622 | 0.031233 | 0.12733 | 0.1054 | 3.8225 | 15.5267 | 0.0073709 | 2.4407 | 3.1921 | 1.6286 | 2.1206 | 1.3921 | 0.010105 | 8.9737 | 4.1892
1f37113 | MBS | 4 | 00f_051004_345x211x716.dat | 0.0663;0.0663;0.0663 | 345;211;716 | (1.1750;68.1881;12.8954) | 60 | 6.3535 | 49 | 78.0611 | 60 | Varibar | [5,133,110] | [30,30,100] | 0 | 20 | 80 | normal | none | 4.0118 | 1.7034 | 6.8339 | 15.6583 | 6.6486 | 104.1068 | 1.2531e-13 | 0.098024 | 0.70598 | 0.2969 | 0.040475 | 8.6763 | 0.096507 | 0.014927 | 0.77752 | 0.050912 | 1.1841 | 0.22171 | 0.96587 | 51.0118 | 48.2809 | 0.069706 | 13.9658 | 0.034275 | 0.14662 | 0.1187 | 3.9905 | 15.9968 | 0.0090865 | 2.5844 | 3.3911 | 1.6887 | 2.1843 | 1.4079 | 0.010842 | 9.6625 | 4.5257
1f37113 | MBS | 4 | 00f_051004_345x211x716.dat | 0.0663;0.0663;0.0663 | 345;211;716 | (1.1750;68.1881;12.8954) | 80 | 2.9 | 44 | 78.0611 | 60 | Varibar | [5,133,110] | [30,30,100] | 0 | 20 | 80 | normal | none | 4.0118 | 1.7034 | 6.8339 | 15.6583 | 6.6486 | 104.1068 | 1.8095e-13 | 0.055191 | 0.39361 | 0.1734 | 0.020366 | 6.5173 | 0.046452 | 0.003938 | 0.45096 | 0.026167 | 0.70998 | 0.12 | 0.57508 | 27.1437 | 29.6732 | 0.038188 | 11.0452 | 0.01748 | 0.072513 | 0.062278 | 2.6305 | 11.3165 | 0.0041141 | 1.6431 | 2.109 | 1.2075 | 1.6299 | 1.2252 | 0.00469 | 5.8416 | 2.6893
1f37113 | MBS | 4 | 00f_051004_345x211x716.dat | 0.0663;0.0663;0.0663 | 345;211;716 | (1.1750;68.1881;12.8954) | 80 | 7.702 | 57 | 78.0611 | 60 | Varibar | [5,133,110] | [30,30,100] | 0 | 20 | 80 | normal | none | 4.0118 | 1.7034 | 6.8339 | 15.6583 | 6.6486 | 104.1068 | 1.2095e-13 | 0.11902 | 0.77685 | 0.32985 | 0.046945 | 9.0671 | 0.094417 | 0.025885 | 0.83288 | 0.065527 | 1.1256 | 0.24677 | 1.0112 | 59.2585 | 50.5146 | 0.088042 | 14.2336 | 0.043255 | 0.16908 | 0.14671 | 4.1279 | 16.0351 | 0.012395 | 2.7808 | 3.6375 | 1.7283 | 2.2302 | 1.406 | 0.015693 | 10.5546 | 5.0091
1f37113 | MBS | 4 | 00f_051004_345x211x716.dat | 0.0663;0.0663;0.0663 | 345;211;716 | (1.1750;68.1881;12.8954) | 80 | 8.502 | 60 | 78.0611 | 60 | Varibar | [5,133,110] | [30,30,100] | 0 | 20 | 80 | normal | none | 4.0118 | 1.7034 | 6.8339 | 15.6583 | 6.6486 | 104.1068 | 1.1796e-13 | 0.12602 | 0.81481 | 0.34658 | 0.050887 | 9.2574 | 0.14732 | 0.018186 | 0.86173 | 0.071535 | 1.1322 | 0.25952 | 1.0502 | 63.2698 | 52.2203 | 0.095337 | 14.4269 | 0.046325 | 0.17994 | 0.15414 | 4.2345 | 16.2979 | 0.014329 | 2.888 | 3.7784 | 1.7721 | 2.2669 | 1.4118 | 0.015555 | 11.0458 | 5.2637
1f37113 | MBS | 5 | 00f_051004_345x211x716.dat | 0.0663;0.0663;0.0663 | 345;211;716 | (1.1750;68.1881;12.8954) | 110 | 3.9 | 52 | 78.0611 | 60 | Varibar | [5,133] | [30,30] | 0 | 10 | 80 | normal | none | 4.0118 | 1.7034 | 6.8339 | 15.6583 | 6.6486 | 104.1068 | 1.6176e-13 | 0.078048 | 0.50299 | 0.23942 | 0.030428 | 7.2429 | 0.074846 | 0.0092879 | 0.56085 | 0.042175 | 0.82401 | 0.16009 | 0.70686 | 2.4383 | 34.3803 | 0.05598 | 11.9308 | 0.028479 | 0.11133 | 0.092539 | 3.0662 | 12.4995 | 0.00728 | 1.984 | 2.547 | 1.3763 | 1.8011 | 1.2726 | 0.0088614 | 4.4899 | 1.6727
1f37113 | MBS | 5 | 00f_051004_345x211x716.dat | 0.0663;0.0663;0.0663 | 345;211;716 | (1.1750;68.1881;12.8954) | 110 | 7.85 | 62 | 78.0611 | 60 | Varibar | [5,133] | [30,30] | 0 | 10 | 80 | normal | none | 4.0118 | 1.7034 | 6.8339 | 15.6583 | 6.6486 | 104.1068 | 1.2919e-13 | 0.12678 | 0.74096 | 0.31859 | 0.049755 | 8.9257 | 0.12939 | 0.019302 | 0.79373 | 0.067369 | 1.0974 | 0.23799 | 0.97586 | 3.2457 | 45.9346 | 0.091603 | 13.9355 | 0.045664 | 0.17724 | 0.14335 | 3.9844 | 15.3528 | 0.011711 | 2.7003 | 3.4875 | 1.7174 | 2.1723 | 1.3798 | 0.015947 | 5.8562 | 2.1562
1f37113 | MBS | 5 | 00f_051004_345x211x716.dat | 0.0663;0.0663;0.0663 | 345;211;716 | (1.1750;68.1881;12.8954) | 110 | 9.9905 | 69 | 78.0611 | 60 | Varibar | [5,133] | [30,30] | 0 | 10 | 80 | normal | none | 4.0118 | 1.7034 | 6.8339 | 15.6583 | 6.6486 | 104.1068 | 1.249e-13 | 0.14805 | 0.81199 | 0.33295 | 0.05514 | 9.2792 | 0.11793 | 0.018426 | 0.84561 | 0.077197 | 1.1319 | 0.26231 | 1.0364 | 3.4392 | 48.3254 | 0.10109 | 14.3167 | 0.052865 | 0.19644 | 0.16283 | 4.1882 | 15.8106 | 0.015707 | 2.9037 | 3.7377 | 1.8012 | 2.2438 | 1.3863 | 0.018148 | 6.1434 | 2.2612
1f37113 | MBS | 5 | 00f_051004_345x211x716.dat | 0.0663;0.0663;0.0663 | 345;211;716 | (1.1750;68.1881;12.8954) | 60 | 2.5 | 38 | 78.0611 | 60 | Varibar | [5,133] | [30,30] | 0 | 10 | 80 | normal | none | 4.0118 | 1.7034 | 6.8339 | 15.6583 | 6.6486 | 104.1068 | 2.021e-13 | 0.040768 | 0.3069 | 0.14041 | 0.013771 | 6.0159 | 0.03839 | 0.0068021 | 0.36925 | 0.018258 | 0.54157 | 0.092197 | 0.49783 | 1.7776 | 25.0165 | 0.026847 | 10.437 | 0.012742 | 0.058951 | 0.046173 | 2.3502 | 10.484 | 0.002726 | 1.4037 | 1.784 | 1.1081 | 1.5204 | 1.1935 | 0.0034901 | 3.4078 | 1.2932
1f37113 | MBS | 5 | 00f_051004_345x211x716.dat | 0.0663;0.0663;0.0663 | 345;211;716 | (1.1750;68.1881;12.8954) | 60 | 5.7448 | 47 | 78.0611 | 60 | Varibar | [5,133] | [30,30] | 0 | 10 | 80 | normal | none | 4.0118 | 1.7034 | 6.8339 | 15.6583 | 6.6486 | 104.1068 | 1.3124e-13 | 0.10053 | 0.65335 | 0.3227 | 0.03541 | 8.5097 | 0.09245 | 0.014301 | 0.73937 | 0.049608 | 1.033 | 0.20848 | 0.93707 | 3.0715 | 45.1797 | 0.071831 | 13.6652 | 0.032423 | 0.13879 | 0.10937 | 3.8275 | 15.5343 | 0.0077668 | 2.4535 | 3.2067 | 1.6555 | 2.1279 | 1.3951 | 0.010924 | 5.6882 | 2.0888
1f37113 | MBS | 5 | 00f_051004_345x211x716.dat | 0.0663;0.0663;0.0663 | 345;211;716 | (1.1750;68.1881;12.8954) | 60 | 6.3535 | 49 | 78.0611 | 60 | Varibar | [5,133] | [30,30] | 0 | 10 | 80 | normal | none | 4.0118 | 1.7034 | 6.8339 | 15.6583 | 6.6486 | 104.1068 | 1.2531e-13 | 0.10932 | 0.70763 | 0.30465 | 0.042292 | 8.6779 | 0.096659 | 0.016269 | 0.79247 | 0.054764 | 1.1837 | 0.22769 | 0.9946 | 3.214 | 48.3136 | 0.074342 | 13.973 | 0.036131 | 0.15812 | 0.12673 | 3.9927 | 15.9768 | 0.0091887 | 2.598 | 3.4067 | 1.7167 | 2.1918 | 1.4109 | 0.011649 | 5.9941 | 2.1806
1f37113 | MBS | 5 | 00f_051004_345x211x716.dat | 0.0663;0.0663;0.0663 | 345;211;716 | (1.1750;68.1881;12.8954) | 80 | 2.9 | 44 | 78.0611 | 60 | Varibar | [5,133] | [30,30] | 0 | 10 | 80 | normal | none | 4.0118 | 1.7034 | 6.8339 | 15.6583 | 6.6486 | 104.1068 | 1.8095e-13 | 0.06005 | 0.39441 | 0.1725 | 0.021304 | 6.5201 | 0.052067 | 0.006199 | 0.45978 | 0.027786 | 0.71114 | 0.12292 | 0.59293 | 2.0694 | 29.6897 | 0.0409 | 11.0523 | 0.018359 | 0.07815 | 0.065461 | 2.6404 | 11.3276 | 0.0042963 | 1.6509 | 2.1178 | 1.2259 | 1.6347 | 1.2269 | 0.0048732 | 3.9189 | 1.46
1f37113 | MBS | 5 | 00f_051004_345x211x716.dat | 0.0663;0.0663;0.0663 | 345;211;716 | (1.1750;68.1881;12.8954) | 80 | 7.702 | 57 | 78.0611 | 60 | Varibar | [5,133] | [30,30] | 0 | 10 | 80 | normal | none | 4.0118 | 1.7034 | 6.8339 | 15.6583 | 6.6486 | 104.1068 | 1.2095e-13 | 0.12954 | 0.77901 | 0.34365 | 0.048596 | 9.0605 | 0.096426 | 0.029236 | 0.84818 | 0.069899 | 1.1206 | 0.25263 | 1.038 | 3.3601 | 50.5452 | 0.093565 | 14.2427 | 0.045045 | 0.18205 | 0.15473 | 4.1254 | 15.9954 | 0.012874 | 2.7946 | 3.6535 | 1.7516 | 2.237 | 1.4093 | 0.01583 | 6.2611 | 2.2649
1f37113 | MBS | 5 | 00f_051004_345x211x716.dat | 0.0663;0.0663;0.0663 | 345;211;716 | (1.1750;68.1881;12.8954) | 80 | 8.502 | 60 | 78.0611 | 60 | Varibar | [5,133] | [30,30] | 0 | 10 | 80 | normal | none | 4.0118 | 1.7034 | 6.8339 | 15.6583 | 6.6486 | 104.1068 | 1.1796e-13 | 0.13823 | 0.81716 | 0.35543 | 0.052904 | 9.2633 | 0.14779 | 0.018426 | 0.87538 | 0.076072 | 1.1328 | 0.26567 | 1.0759 | 3.4326 | 52.261 | 0.10092 | 14.4286 | 0.048188 | 0.1923 | 0.16174 | 4.234 | 16.2598 | 0.015266 | 2.9022 | 3.7949 | 1.7949 | 2.2736 | 1.415 | 0.016077 | 6.4521 | 2.325
1f37113 | MBS | 6 | 00f_051004_345x211x716.dat | 0.0663;0.0663;0.0663 | 345;211;716 | (1.1750;68.1881;12.8954) | 110 | 3.9 | 52 | 78.0611 | 60 | Varibar | [5,133,110] | [30,30,100] | 0 | 20 | 80 | normal | none | 4.0118 | 1.7034 | 6.8339 | 15.6583 | 6.6486 | 104.1068 | 1.6176e-13 | 0.071545 | 0.50187 | 0.24183 | 0.029163 | 7.2448 | 0.071526 | 0.0091328 | 0.55098 | 0.039731 | 0.82061 | 0.15625 | 0.68825 | 35.8096 | 34.3562 | 0.051991 | 11.924 | 0.027445 | 0.10398 | 0.08713 | 3.0594 | 12.4995 | 0.0072967 | 1.9751 | 2.5368 | 1.3576 | 1.7959 | 1.2707 | 0.0082963 | 7.0509 | 3.3107
1f37113 | MBS | 6 | 00f_051004_345x211x716.dat | 0.0663;0.0663;0.0663 | 345;211;716 | (1.1750;68.1881;12.8954) | 110 | 7.85 | 62 | 78.0611 | 60 | Varibar | [5,133,110] | [30,30,100] | 0 | 20 | 80 | normal | none | 4.0118 | 1.7034 | 6.8339 | 15.6583 | 6.6486 | 104.1068 | 1.2919e-13 | 0.11739 | 0.73909 | 0.32154 | 0.048254 | 8.9257 | 0.1224 | 0.018645 | 0.78196 | 0.063992 | 1.0893 | 0.23233 | 0.95195 | 54.7334 | 45.9129 | 0.086045 | 13.9301 | 0.043476 | 0.1677 | 0.13844 | 3.9814 | 15.3753 | 0.011341 | 2.6882 | 3.4735 | 1.6995 | 2.1661 | 1.377 | 0.015346 | 9.8101 | 4.6858
1f37113 | MBS | 6 | 00f_051004_345x211x716.dat | 0.0663;0.0663;0.0663 | 345;211;716 | (1.1750;68.1881;12.8954) | 110 | 9.9905 | 69 | 78.0611 | 60 | Varibar | [5,133,110] | [30,30,100] | 0 | 20 | 80 | normal | none | 4.0118 | 1.7034 | 6.8339 | 15.6583 | 6.6486 | 104.1068 | 1.249e-13 | 0.13607 | 0.80999 | 0.32768 | 0.053417 | 9.2704 | 0.11656 | 0.017604 | 0.83369 | 0.073771 | 1.1271 | 0.25588 | 1.0133 | 60.9168 | 48.2886 | 0.095474 | 14.3119 | 0.050808 | 0.18501 | 0.15682 | 4.1892 | 15.8243 | 0.015048 | 2.8913 | 3.7233 | 1.7799 | 2.2382 | 1.3837 | 0.017112 | 10.5559 | 5.084
1f37113 | MBS | 6 | 00f_051004_345x211x716.dat | 0.0663;0.0663;0.0663 | 345;211;716 | (1.1750;68.1881;12.8954) | 60 | 2.5 | 38 | 78.0611 | 60 | Varibar | [5,133,110] | [30,30,100] | 0 | 20 | 80 | normal | none | 4.0118 | 1.7034 | 6.8339 | 15.6583 | 6.6486 | 104.1068 | 2.021e-13 | 0.037112 | 0.3063 | 0.13762 | 0.013486 | 6.0134 | 0.036529 | 0.0067472 | 0.36122 | 0.017016 | 0.53959 | 0.090075 | 0.48102 | 19.4959 | 25.0026 | 0.024963 | 10.43 | 0.012215 | 0.054206 | 0.043413 | 2.3369 | 10.4479 | 0.0028143 | 1.3972 | 1.7767 | 1.0931 | 1.5157 | 1.1921 | 0.0032928 | 4.7655 | 2.1596
1f37113 | MBS | 6 | 00f_051004_345x211x716.dat | 0.0663;0.0663;0.0663 | 345;211;716 | (1.1750;68.1881;12.8954) | 60 | 5.7448 | 47 | 78.0611 | 60 | Varibar | [5,133,110] | [30,30,100] | 0 | 20 | 80 | normal | none | 4.0118 | 1.7034 | 6.8339 | 15.6583 | 6.6486 | 104.1068 | 1.3124e-13 | 0.089821 | 0.65178 | 0.32123 | 0.034018 | 8.509 | 0.087619 | 0.011706 | 0.72589 | 0.046564 | 1.0314 | 0.20271 | 0.90858 | 45.8936 | 45.1469 | 0.068169 | 13.6622 | 0.031233 | 0.12733 | 0.1054 | 3.8225 | 15.5267 | 0.0073709 | 2.4407 | 3.1921 | 1.6286 | 2.1206 | 1.3921 | 0.010105 | 8.9737 | 4.1892
1f37113 | MBS | 6 | 00f_051004_345x211x716.dat | 0.0663;0.0663;0.0663 | 345;211;716 | (1.1750;68.1881;12.8954) | 60 | 6.3535 | 49 | 78.0611 | 60 | Varibar | [5,133,110] | [30,30,100] | 0 | 20 | 80 | normal | none | 4.0118 | 1.7034 | 6.8339 | 15.6583 | 6.6486 | 104.1068 | 1.2531e-13 | 0.098024 | 0.70598 | 0.2969 | 0.040475 | 8.6763 | 0.096507 | 0.014927 | 0.77752 | 0.050912 | 1.1841 | 0.22171 | 0.96587 | 51.0118 | 48.2809 | 0.069706 | 13.9658 | 0.034275 | 0.14662 | 0.1187 | 3.9905 | 15.9968 | 0.0090865 | 2.5844 | 3.3911 | 1.6887 | 2.1843 | 1.4079 | 0.010842 | 9.6625 | 4.5257
1f37113 | MBS | 6 | 00f_051004_345x211x716.dat | 0.0663;0.0663;0.0663 | 345;211;716 | (1.1750;68.1881;12.8954) | 80 | 2.9 | 44 | 78.0611 | 60 | Varibar | [5,133,110] | [30,30,100] | 0 | 20 | 80 | normal | none | 4.0118 | 1.7034 | 6.8339 | 15.6583 | 6.6486 | 104.1068 | 1.8095e-13 | 0.055191 | 0.39361 | 0.1734 | 0.020366 | 6.5173 | 0.046452 | 0.003938 | 0.45096 | 0.026167 | 0.70998 | 0.12 | 0.57508 | 27.1437 | 29.6732 | 0.038188 | 11.0452 | 0.01748 | 0.072513 | 0.062278 | 2.6305 | 11.3165 | 0.0041141 | 1.6431 | 2.109 | 1.2075 | 1.6299 | 1.2252 | 0.00469 | 5.8416 | 2.6893
1f37113 | MBS | 6 | 00f_051004_345x211x716.dat | 0.0663;0.0663;0.0663 | 345;211;716 | (1.1750;68.1881;12.8954) | 80 | 7.702 | 57 | 78.0611 | 60 | Varibar | [5,133,110] | [30,30,100] | 0 | 20 | 80 | normal | none | 4.0118 | 1.7034 | 6.8339 | 15.6583 | 6.6486 | 104.1068 | 1.2095e-13 | 0.11902 | 0.77685 | 0.32985 | 0.046945 | 9.0671 | 0.094417 | 0.025885 | 0.83288 | 0.065527 | 1.1256 | 0.24677 | 1.0112 | 59.2585 | 50.5146 | 0.088042 | 14.2336 | 0.043255 | 0.16908 | 0.14671 | 4.1279 | 16.0351 | 0.012395 | 2.7808 | 3.6375 | 1.7283 | 2.2302 | 1.406 | 0.015693 | 10.5546 | 5.0091
1f37113 | MBS | 6 | 00f_051004_345x211x716.dat | 0.0663;0.0663;0.0663 | 345;211;716 | (1.1750;68.1881;12.8954) | 80 | 8.502 | 60 | 78.0611 | 60 | Varibar | [5,133,110] | [30,30,100] | 0 | 20 | 80 | normal | none | 4.0118 | 1.7034 | 6.8339 | 15.6583 | 6.6486 | 104.1068 | 1.1796e-13 | 0.12602 | 0.81481 | 0.34658 | 0.050887 | 9.2574 | 0.14732 | 0.018186 | 0.86173 | 0.071535 | 1.1322 | 0.25952 | 1.0502 | 63.2698 | 52.2203 | 0.095337 | 14.4269 | 0.046325 | 0.17994 | 0.15414 | 4.2345 | 16.2979 | 0.014329 | 2.888 | 3.7784 | 1.7721 | 2.2669 | 1.4118 | 0.015555 | 11.0458 | 5.2637
1f37113 | MBS | 1 | 00m_051004_345x211x716.dat | 0.0663;0.0663;0.0663 | 345;211;716 | (1.1750;68.1881;14.0831) | 110 | 3.9 | 52 | 78.0611 | 60 | Varibar | [5] | [0] | 0 | 10 | 80 | normal | none | 4.0118 | 5.7542 | 23.085 | 15.6583 | 22.4591 | 351.6724 | 2.1524e-13 | 0.21627 | 3.3674 | 3.0615 | 0.072762 | 3.4052 | 0.22138 | 0.0045846 | 2.557 | 0.10082 | 3.6842 | 0.78231 | 3.1078 | 2.4267 | 4.0901 | 0.1381 | 4.0783 | 0.066764 | 0.31715 | 0.26226 | 2.5667 | 4.3187 | 0.021672 | 1.7957 | 2.4607 | 0.79984 | 1.2239 | 1.2795 | 0.0080108 | 1.6276 | 1.6055
1f37113 | MBS | 1 | 00m_051004_345x211x716.dat | 0.0663;0.0663;0.0663 | 345;211;716 | (1.1750;68.1881;14.0831) | 110 | 7.85 | 62 | 78.0611 | 60 | Varibar | [5] | [0] | 0 | 10 | 80 | normal | none | 4.0118 | 5.7542 | 23.085 | 15.6583 | 22.4591 | 351.6724 | 1.719e-13 | 0.32195 | 4.2996 | 3.5559 | 0.11503 | 4.3262 | 0.28607 | 0.009162 | 3.3773 | 0.15504 | 4.1135 | 1.0356 | 3.8657 | 3.1377 | 4.8418 | 0.21184 | 4.8559 | 0.1056 | 0.46874 | 0.37953 | 3.3733 | 5.3467 | 0.029362 | 2.4113 | 3.308 | 1.0011 | 1.4958 | 1.392 | 0.014789 | 2.0669 | 2.0086
1f37113 | MBS | 1 | 00m_051004_345x211x716.dat | 0.0663;0.0663;0.0663 | 345;211;716 | (1.1750;68.1881;14.0831) | 110 | 9.9905 | 69 | 78.0611 | 60 | Varibar | [5] | [0] | 0 | 10 | 80 | normal | none | 4.0118 | 5.7542 | 23.085 | 15.6583 | 22.4591 | 351.6724 | 1.662e-13 | 0.3601 | 4.4775 | 3.6198 | 0.12705 | 4.5542 | 0.32848 | 0.007952 | 3.539 | 0.17454 | 4.4757 | 1.0856 | 4.0012 | 3.3178 | 4.9947 | 0.24224 | 4.979 | 0.11773 | 0.51138 | 0.41419 | 3.5591 | 5.5161 | 0.038 | 2.5836 | 3.526 | 1.0569 | 1.5528 | 1.406 | 0.022426 | 2.1736 | 2.0932
1f37113 | MBS | 1 | 00m_051004_345x211x716.dat | 0.0663;0.0663;0.0663 | 345;211;716 | (1.1750;68.1881;14.0831) | 60 | 2.5 | 38 | 78.0611 | 60 | Varibar | [5] | [0] | 0 | 10 | 80 | normal | none | 4.0118 | 5.7542 | 23.085 | 15.6583 | 22.4591 | 351.6724 | 2.6892e-13 | 0.12621 | 2.6556 | 2.7347 | 0.040938 | 2.7309 | 0.12488 | 0.0018871 | 1.9418 | 0.053972 | 3.1404 | 0.58312 | 2.5396 | 1.8081 | 3.5558 | 0.075339 | 3.4952 | 0.034437 | 0.1918 | 0.15149 | 1.9296 | 3.5175 | 0.0075659 | 1.2964 | 1.7745 | 0.63523 | 1.0156 | 1.1959 | 0.0034547 | 1.2871 | 1.294
1f37113 | MBS | 1 | 00m_051004_345x211x716.dat | 0.0663;0.0663;0.0663 | 345;211;716 | (1.1750;68.1881;14.0831) | 60 | 5.7448 | 47 | 78.0611 | 60 | Varibar | [5] | [0] | 0 | 10 | 80 | normal | none | 4.0118 | 5.7542 | 23.085 | 15.6583 | 22.4591 | 351.6724 | 1.7463e-13 | 0.27953 | 4.1938 | 3.411 | 0.095833 | 4.1106 | 0.26636 | 0.0068827 | 3.2363 | 0.12764 | 4.231 | 1.0028 | 3.7995 | 2.9903 | 4.7897 | 0.18088 | 4.7455 | 0.083527 | 0.40978 | 0.33017 | 3.2011 | 5.3651 | 0.021737 | 2.2058 | 3.0727 | 0.94799 | 1.4539 | 1.402 | 0.010238 | 1.9773 | 1.9282
1f37113 | MBS | 1 | 00m_051004_345x211x716.dat | 0.0663;0.0663;0.0663 | 345;211;716 | (1.1750;68.1881;14.0831) | 60 | 6.3535 | 49 | 78.0611 | 60 | Varibar | [5] | [0] | 0 | 10 | 80 | normal | none | 4.0118 | 5.7542 | 23.085 | 15.6583 | 22.4591 | 351.6724 | 1.6674e-13 | 0.30492 | 4.36 | 3.4589 | 0.10255 | 4.2455 | 0.27847 | 0.0064653 | 3.3818 | 0.13887 | 4.1945 | 1.0541 | 3.9204 | 3.1236 | 4.8875 | 0.19777 | 4.8781 | 0.093477 | 0.44483 | 0.3662 | 3.3458 | 5.5656 | 0.02381 | 2.3302 | 3.2523 | 0.99358 | 1.5033 | 1.4225 | 0.011101 | 2.0506 | 1.9978
1f37113 | MBS | 1 | 00m_051004_345x211x716.dat | 0.0663;0.0663;0.0663 | 345;211;716 | (1.1750;68.1881;14.0831) | 80 | 2.9 | 44 | 78.0611 | 60 | Varibar | [5] | [0] | 0 | 10 | 80 | normal | none | 4.0118 | 5.7542 | 23.085 | 15.6583 | 22.4591 | 351.6724 | 2.4078e-13 | 0.1663 | 2.9532 | 2.8823 | 0.054528 | 3.0437 | 0.16531 | 0.0035463 | 2.2038 | 0.07318 | 3.407 | 0.67004 | 2.7718 | 2.0715 | 3.751 | 0.10309 | 3.7295 | 0.04792 | 0.25005 | 0.20004 | 2.1921 | 3.8642 | 0.012587 | 1.5103 | 2.0763 | 0.70238 | 1.1026 | 1.2321 | 0.0037028 | 1.4325 | 1.4271
1f37113 | MBS | 1 | 00m_051004_345x211x716.dat | 0.0663;0.0663;0.0663 | 345;211;716 | (1.1750;68.1881;14.0831) | 80 | 7.702 | 57 | 78.0611 | 60 | Varibar | [5] | [0] | 0 | 10 | 80 | normal | none | 4.0118 | 5.7542 | 23.085 | 15.6583 | 22.4591 | 351.6724 | 1.6094e-13 | 0.34166 | 4.4676 | 3.5465 | 0.1176 | 4.4347 | 0.30625 | 0.00819 | 3.497 | 0.16145 | 4.1587 | 1.0907 | 4 | 3.3049 | 4.9771 | 0.22176 | 4.9834 | 0.10662 | 0.49077 | 0.40279 | 3.4824 | 5.5674 | 0.032796 | 2.4976 | 3.4676 | 1.0316 | 1.5429 | 1.4253 | 0.013481 | 2.1346 | 2.0678
1f37113 | MBS | 1 | 00m_051004_345x211x716.dat | 0.0663;0.0663;0.0663 | 345;211;716 | (1.1750;68.1881;14.0831) | 80 | 8.502 | 60 | 78.0611 | 60 | Varibar | [5] | [0] | 0 | 10 | 80 | normal | none | 4.0118 | 5.7542 | 23.085 | 15.6583 | 22.4591 | 351.6724 | 1.5695e-13 | 0.35068 | 4.5583 | 3.6649 | 0.12671 | 4.5437 | 0.30494 | 0.010536 | 3.5781 | 0.17416 | 4.3603 | 1.1188 | 4.068 | 3.364 | 5.0272 | 0.23906 | 5.0574 | 0.11538 | 0.51902 | 0.42529 | 3.5757 | 5.6683 | 0.034235 | 2.5899 | 3.5933 | 1.0619 | 1.5711 | 1.4332 | 0.018761 | 2.181 | 2.1214
1f37113 | MBS | 2 | 00m_051004_345x211x716.dat | 0.0663;0.0663;0.0663 | 345;211;716 | (1.1750;68.1881;12.8580) | 110 | 3.9 | 52 | 78.0611 | 60 | Varibar | [5] | [0] | 0 | 10 | 80 | normal | none | 4.0118 | 1.6809 | 6.7434 | 15.6583 | 6.5606 | 102.7276 | 1.6024e-13 | 0.080733 | 0.49546 | 0.22742 | 0.030236 | 7.1441 | 0.079822 | 0.0023082 | 0.57253 | 0.042804 | 0.71354 | 0.1627 | 0.7209 | 2.4755 | 12.7506 | 0.055297 | 12.5266 | 0.028304 | 0.11659 | 0.094163 | 3.0979 | 12.632 | 0.00988 | 1.9859 | 2.5284 | 1.3401 | 1.8086 | 1.2716 | 0.0022091 | 2.8149 | 1.4844
1f37113 | MBS | 2 | 00m_051004_345x211x716.dat | 0.0663;0.0663;0.0663 | 345;211;716 | (1.1750;68.1881;12.8580) | 110 | 7.85 | 62 | 78.0611 | 60 | Varibar | [5] | [0] | 0 | 10 | 80 | normal | none | 4.0118 | 1.6809 | 6.7434 | 15.6583 | 6.5606 | 102.7276 | 1.2798e-13 | 0.13049 | 0.72992 | 0.31594 | 0.049382 | 8.7079 | 0.12178 | 0.0024478 | 0.80452 | 0.069139 | 1.0418 | 0.24248 | 0.9912 | 3.2935 | 14.7707 | 0.093416 | 14.5113 | 0.046237 | 0.1842 | 0.144 | 4.0291 | 15.4427 | 0.016003 | 2.6964 | 3.4545 | 1.6574 | 2.1741 | 1.3778 | 0.0066129 | 3.4282 | 1.8757
1f37113 | MBS | 2 | 00m_051004_345x211x716.dat | 0.0663;0.0663;0.0663 | 345;211;716 | (1.1750;68.1881;12.8580) | 110 | 9.9905 | 69 | 78.0611 | 60 | Varibar | [5] | [0] | 0 | 10 | 80 | normal | none | 4.0118 | 1.6809 | 6.7434 | 15.6583 | 6.5606 | 102.7276 | 1.2373e-13 | 0.15072 | 0.80026 | 0.36181 | 0.055912 | 8.9522 | 0.11881 | 0.0043953 | 0.86209 | 0.078954 | 1.2163 | 0.2671 | 1.0514 | 3.4787 | 14.974 | 0.10512 | 14.8439 | 0.054374 | 0.20139 | 0.16219 | 4.2275 | 15.8517 | 0.017882 | 2.8941 | 3.6957 | 1.7493 | 2.2412 | 1.3844 | 0.010301 | 3.5309 | 1.959
1f37113 | MBS | 2 | 00m_051004_345x211x716.dat | 0.0663;0.0663;0.0663 | 345;211;716 | (1.1750;68.1881;12.8580) | 60 | 2.5 | 38 | 78.0611 | 60 | Varibar | [5] | [0] | 0 | 10 | 80 | normal | none | 4.0118 | 1.6809 | 6.7434 | 15.6583 | 6.5606 | 102.7276 | 2.002e-13 | 0.042358 | 0.30177 | 0.13869 | 0.013617 | 5.9584 | 0.042582 | 0.00083415 | 0.37728 | 0.018911 | 0.53066 | 0.094134 | 0.50608 | 1.8303 | 11.3818 | 0.026353 | 11.0607 | 0.012677 | 0.05842 | 0.045909 | 2.3878 | 10.6761 | 0.0038063 | 1.4115 | 1.7785 | 1.0823 | 1.5348 | 1.1938 | 0.001513 | 2.3571 | 1.1843
1f37113 | MBS | 2 | 00m_051004_345x211x716.dat | 0.0663;0.0663;0.0663 | 345;211;716 | (1.1750;68.1881;12.8580) | 60 | 5.7448 | 47 | 78.0611 | 60 | Varibar | [5] | [0] | 0 | 10 | 80 | normal | none | 4.0118 | 1.6809 | 6.7434 | 15.6583 | 6.5606 | 102.7276 | 1.3001e-13 | 0.1009 | 0.64352 | 0.3184 | 0.036288 | 8.2996 | 0.091903 | 0.0040095 | 0.75444 | 0.050917 | 1.055 | 0.21278 | 0.95049 | 3.0828 | 14.7924 | 0.069391 | 14.3809 | 0.033845 | 0.14357 | 0.11025 | 3.8691 | 15.7024 | 0.011479 | 2.4623 | 3.1914 | 1.5972 | 2.1391 | 1.3916 | 0.0045936 | 3.3194 | 1.8204
1f37113 | MBS | 2 | 00m_051004_345x211x716.dat | 0.0663;0.0663;0.0663 | 345;211;716 | (1.1750;68.1881;12.8580) | 60 | 6.3535 | 49 | 78.0611 | 60 | Varibar | [5] | [0] | 0 | 10 | 80 | normal | none | 4.0118 | 1.6809 | 6.7434 | 15.6583 | 6.5606 | 102.7276 | 1.2413e-13 | 0.11124 | 0.69766 | 0.33486 | 0.042267 | 8.5119 | 0.10523 | 0.0071046 | 0.80769 | 0.057633 | 1.2054 | 0.23149 | 1.0106 | 3.2336 | 15.1032 | 0.076767 | 14.698 | 0.036633 | 0.16282 | 0.13281 | 4.0318 | 16.0957 | 0.011761 | 2.6059 | 3.389 | 1.6486 | 2.2003 | 1.4103 | 0.0033123 | 3.4156 | 1.8905
1f37113 | MBS | 2 | 00m_051004_345x211x716.dat | 0.0663;0.0663;0.0663 | 345;211;716 | (1.1750;68.1881;12.8580) | 80 | 2.9 | 44 | 78.0611 | 60 | Varibar | [5] | [0] | 0 | 10 | 80 | normal | none | 4.0118 | 1.6809 | 6.7434 | 15.6583 | 6.5606 | 102.7276 | 1.7925e-13 | 0.059452 | 0.38793 | 0.17832 | 0.022142 | 6.4574 | 0.04758 | 0.0005606 | 0.46838 | 0.02916 | 0.66872 | 0.12528 | 0.60501 | 2.084 | 11.9289 | 0.040251 | 11.6695 | 0.019004 | 0.081957 | 0.069645 | 2.6777 | 11.5273 | 0.0052486 | 1.6568 | 2.1073 | 1.1751 | 1.6469 | 1.2262 | 0.0010692 | 2.5441 | 1.3127
1f37113 | MBS | 2 | 00m_051004_345x211x716.dat | 0.0663;0.0663;0.0663 | 345;211;716 | (1.1750;68.1881;12.8580) | 80 | 7.702 | 57 | 78.0611 | 60 | Varibar | [5] | [0] | 0 | 10 | 80 | normal | none | 4.0118 | 1.6809 | 6.7434 | 15.6583 | 6.5606 | 102.7276 | 1.1982e-13 | 0.1313 | 0.7686 | 0.34527 | 0.049418 | 8.9014 | 0.12488 | 0.0018961 | 0.85976 | 0.07151 | 1.1514 | 0.25709 | 1.0539 | 3.3931 | 15.1648 | 0.096542 | 14.8602 | 0.046211 | 0.18763 | 0.15454 | 4.1554 | 16.0002 | 0.015676 | 2.7948 | 3.6244 | 1.7097 | 2.239 | 1.4091 | 0.0066456 | 3.5197 | 1.9435
1f37113 | MBS | 2 | 00m_051004_345x211x716.dat | 0.0663;0.0663;0.0663 | 345;211;716 | (1.1750;68.1881;12.8580) | 80 | 8.502 | 60 | 78.0611 | 60 | Varibar | [5] | [0] | 0 | 10 | 80 | normal | none | 4.0118 | 1.6809 | 6.7434 | 15.6583 | 6.5606 | 102.7276 | 1.1686e-13 | 0.14256 | 0.80732 | 0.3523 | 0.052606 | 8.9666 | 0.13783 | 0.0029871 | 0.89195 | 0.077212 | 1.155 | 0.27006 | 1.0918 | 3.4588 | 15.276 | 0.10169 | 15.0073 | 0.050303 | 0.19643 | 0.16401 | 4.2698 | 16.2541 | 0.017085 | 2.9006 | 3.7625 | 1.7446 | 2.2736 | 1.4142 | 0.0072259 | 3.5626 | 1.985
1f37113 | MBS | 3 | 00m_051004_345x211x716.dat | 0.0663;0.0663;0.0663 | 345;211;716 | (1.1750;68.1881;12.8580) | 110 | 3.9 | 52 | 78.0611 | 60 | Varibar | [5,133] | [30,30] | 0 | 10 | 80 | normal | none | 4.0118 | 1.6809 | 6.7434 | 15.6583 | 6.5606 | 102.7276 | 1.6024e-13 | 0.078961 | 0.48869 | 0.24018 | 0.029669 | 7.1279 | 0.075491 | 0.002168 | 0.5682 | 0.042236 | 0.71853 | 0.16074 | 0.71504 | 2.4682 | 34.7097 | 0.054497 | 12.0854 | 0.027843 | 0.11382 | 0.092672 | 3.0941 | 12.6545 | 0.0094269 | 1.9584 | 2.4943 | 1.3324 | 1.7903 | 1.2652 | 0.0022091 | 4.4979 | 1.6793
1f37113 | MBS | 3 | 00m_051004_345x211x716.dat | 0.0663;0.0663;0.0663 | 345;211;716 | (1.1750;68.1881;12.8580) | 110 | 7.85 | 62 | 78.0611 | 60 | Varibar | [5,133] | [30,30] | 0 | 10 | 80 | normal | none | 4.0118 | 1.6809 | 6.7434 | 15.6583 | 6.5606 | 102.7276 | 1.2798e-13 | 0.12941 | 0.71931 | 0.30399 | 0.04818 | 8.7594 | 0.11873 | 0.0021937 | 0.80054 | 0.068348 | 1.044 | 0.23956 | 0.98581 | 3.2799 | 46.4196 | 0.091767 | 14.087 | 0.045548 | 0.18008 | 0.14158 | 4.0364 | 15.5365 | 0.015827 | 2.663 | 3.4124 | 1.6688 | 2.1593 | 1.3712 | 0.0066175 | 5.8691 | 2.1603
1f37113 | MBS | 3 | 00m_051004_345x211x716.dat | 0.0663;0.0663;0.0663 | 345;211;716 | (1.1750;68.1881;12.8580) | 110 | 9.9905 | 69 | 78.0611 | 60 | Varibar | [5,133] | [30,30] | 0 | 10 | 80 | normal | none | 4.0118 | 1.6809 | 6.7434 | 15.6583 | 6.5606 | 102.7276 | 1.2373e-13 | 0.14845 | 0.78932 | 0.36746 | 0.05434 | 9.0039 | 0.1209 | 0.0043969 | 0.85603 | 0.077385 | 1.135 | 0.26407 | 1.0464 | 3.4723 | 48.7236 | 0.10435 | 14.4802 | 0.053788 | 0.19865 | 0.15925 | 4.2364 | 15.9438 | 0.017094 | 2.8623 | 3.6555 | 1.757 | 2.2304 | 1.3776 | 0.010847 | 6.1343 | 2.2662
1f37113 | MBS | 3 | 00m_051004_345x211x716.dat | 0.0663;0.0663;0.0663 | 345;211;716 | (1.1750;68.1881;12.8580) | 60 | 2.5 | 38 | 78.0611 | 60 | Varibar | [5,133] | [30,30] | 0 | 10 | 80 | normal | none | 4.0118 | 1.6809 | 6.7434 | 15.6583 | 6.5606 | 102.7276 | 2.002e-13 | 0.042408 | 0.29782 | 0.13682 | 0.013553 | 5.9354 | 0.042624 | 0.00083415 | 0.37325 | 0.018446 | 0.52656 | 0.093289 | 0.50264 | 1.8208 | 25.2871 | 0.026479 | 10.5542 | 0.012411 | 0.057436 | 0.044737 | 2.3785 | 10.5897 | 0.0036816 | 1.3883 | 1.7503 | 1.0697 | 1.5116 | 1.1872 | 0.0015095 | 3.4187 | 1.2988
1f37113 | MBS | 3 | 00m_051004_345x211x716.dat | 0.0663;0.0663;0.0663 | 345;211;716 | (1.1750;68.1881;12.8580) | 60 | 5.7448 | 47 | 78.0611 | 60 | Varibar | [5,133] | [30,30] | 0 | 10 | 80 | normal | none | 4.0118 | 1.6809 | 6.7434 | 15.6583 | 6.5606 | 102.7276 | 1.3001e-13 | 0.099595 | 0.63411 | 0.31975 | 0.035346 | 8.3296 | 0.089411 | 0.0039555 | 0.74744 | 0.049825 | 1.0282 | 0.21051 | 0.9448 | 3.0829 | 45.6387 | 0.069028 | 13.814 | 0.033088 | 0.13994 | 0.10815 | 3.8752 | 15.7839 | 0.011252 | 2.4232 | 3.1425 | 1.596 | 2.1164 | 1.3833 | 0.0045936 | 5.6945 | 2.0967
1f37113 | MBS | 3 | 00m_051004_345x211x716.dat | 0.0663;0.0663;0.0663 | 345;211;716 | (1.1750;68.1881;12.8580) | 60 | 6.3535 | 49 | 78.0611 | 60 | Varibar | [5,133] | [30,30] | 0 | 10 | 80 | normal | none | 4.0118 | 1.6809 | 6.7434 | 15.6583 | 6.5606 | 102.7276 | 1.2413e-13 | 0.10925 | 0.68752 | 0.31828 | 0.040892 | 8.5433 | 0.10328 | 0.0071046 | 0.80126 | 0.056115 | 1.176 | 0.22884 | 1.0049 | 3.2332 | 48.7817 | 0.075118 | 14.1397 | 0.036129 | 0.15888 | 0.12964 | 4.038 | 16.2149 | 0.011692 | 2.5652 | 3.3377 | 1.6537 | 2.1792 | 1.4008 | 0.0032788 | 6.0093 | 2.192
1f37113 | MBS | 3 | 00m_051004_345x211x716.dat | 0.0663;0.0663;0.0663 | 345;211;716 | (1.1750;68.1881;12.8580) | 80 | 2.9 | 44 | 78.0611 | 60 | Varibar | [5,133] | [30,30] | 0 | 10 | 80 | normal | none | 4.0118 | 1.6809 | 6.7434 | 15.6583 | 6.5606 | 102.7276 | 1.7925e-13 | 0.057979 | 0.38263 | 0.17387 | 0.021683 | 6.4289 | 0.047458 | 0.0005606 | 0.46456 | 0.028612 | 0.66744 | 0.12392 | 0.59999 | 2.0787 | 29.9733 | 0.040419 | 11.1758 | 0.018622 | 0.080517 | 0.068099 | 2.6696 | 11.4732 | 0.0052109 | 1.6312 | 2.076 | 1.1655 | 1.6259 | 1.2189 | 0.0010692 | 3.9239 | 1.4661
1f37113 | MBS | 3 | 00m_051004_345x211x716.dat | 0.0663;0.0663;0.0663 | 345;211;716 | (1.1750;68.1881;12.8580) | 80 | 7.702 | 57 | 78.0611 | 60 | Varibar | [5,133] | [30,30] | 0 | 10 | 80 | normal | none | 4.0118 | 1.6809 | 6.7434 | 15.6583 | 6.5606 | 102.7276 | 1.1982e-13 | 0.12984 | 0.75677 | 0.33124 | 0.048496 | 8.969 | 0.12096 | 0.002024 | 0.85442 | 0.070707 | 1.1621 | 0.25411 | 1.0467 | 3.4003 | 50.9408 | 0.095148 | 14.3928 | 0.045553 | 0.18459 | 0.15279 | 4.1701 | 16.1387 | 0.01592 | 2.7566 | 3.5758 | 1.7175 | 2.223 | 1.4013 | 0.0072392 | 6.2822 | 2.268
1f37113 | MBS | 3 | 00m_051004_345x211x716.dat | 0.0663;0.0663;0.0663 | 345;211;716 | (1.1750;68.1881;12.8580) | 80 | 8.502 | 60 | 78.0611 | 60 | Varibar | [5,133] | [30,30] | 0 | 10 | 80 | normal | none | 4.0118 | 1.6809 | 6.7434 | 15.6583 | 6.5606 | 102.7276 | 1.1686e-13 | 0.1409 | 0.79483 | 0.35077 | 0.051628 | 9.0307 | 0.13544 | 0.002977 | 0.88579 | 0.075865 | 1.1481 | 0.26653 | 1.0854 | 3.4683 | 52.6758 | 0.10095 | 14.5734 | 0.049342 | 0.19319 | 0.16234 | 4.2852 | 16.4184 | 0.016903 | 2.8623 | 3.7137 | 1.7605 | 2.2594 | 1.4071 | 0.0071288 | 6.4505 | 2.3275
1f37113 | MBS | 4 | 00m_051004_345x211x716.dat | 0.0663;0.0663;0.0663 | 345;211;716 | (1.1750;68.1881;12.8580) | 110 | 3.9 | 52 | 78.0611 | 60 | Varibar | [5,133,110] | [30,30,100] | 0 | 20 | 80 | normal | none | 4.0118 | 1.6809 | 6.7434 | 15.6583 | 6.5606 | 102.7276 | 1.6024e-13 | 0.072796 | 0.4876 | 0.24541 | 0.02874 | 7.1279 | 0.078243 | 0.0021476 | 0.5566 | 0.039565 | 0.7151 | 0.15676 | 0.69632 | 36.2149 | 34.6941 | 0.051894 | 12.081 | 0.026807 | 0.10569 | 0.088728 | 3.0857 | 12.6501 | 0.0088902 | 1.9495 | 2.4841 | 1.3184 | 1.785 | 1.2629 | 0.0022091 | 7.0889 | 3.3363
1f37113 | MBS | 4 | 00m_051004_345x211x716.dat | 0.0663;0.0663;0.0663 | 345;211;716 | (1.1750;68.1881;12.8580) | 110 | 7.85 | 62 | 78.0611 | 60 | Varibar | [5,133,110] | [30,30,100] | 0 | 20 | 80 | normal | none | 4.0118 | 1.6809 | 6.7434 | 15.6583 | 6.5606 | 102.7276 | 1.2798e-13 | 0.11987 | 0.71768 | 0.30015 | 0.046799 | 8.7618 | 0.11418 | 0.002303 | 0.78757 | 0.064708 | 1.0418 | 0.23395 | 0.96268 | 55.2399 | 46.3883 | 0.086805 | 14.0807 | 0.043708 | 0.16979 | 0.13585 | 4.0318 | 15.5544 | 0.015239 | 2.6509 | 3.3983 | 1.6504 | 2.1532 | 1.3682 | 0.0059239 | 9.8589 | 4.7122
1f37113 | MBS | 4 | 00m_051004_345x211x716.dat | 0.0663;0.0663;0.0663 | 345;211;716 | (1.1750;68.1881;12.8580) | 110 | 9.9905 | 69 | 78.0611 | 60 | Varibar | [5,133,110] | [30,30,100] | 0 | 20 | 80 | normal | none | 4.0118 | 1.6809 | 6.7434 | 15.6583 | 6.5606 | 102.7276 | 1.2373e-13 | 0.13703 | 0.78721 | 0.36169 | 0.052301 | 8.9967 | 0.11224 | 0.0051246 | 0.84366 | 0.074164 | 1.128 | 0.25773 | 1.023 | 61.5503 | 48.6897 | 0.09901 | 14.4737 | 0.051738 | 0.18895 | 0.15283 | 4.2403 | 15.9543 | 0.016513 | 2.85 | 3.6412 | 1.7374 | 2.2248 | 1.3753 | 0.010672 | 10.5933 | 5.1183
1f37113 | MBS | 4 | 00m_051004_345x211x716.dat | 0.0663;0.0663;0.0663 | 345;211;716 | (1.1750;68.1881;12.8580) | 60 | 2.5 | 38 | 78.0611 | 60 | Varibar | [5,133,110] | [30,30,100] | 0 | 20 | 80 | normal | none | 4.0118 | 1.6809 | 6.7434 | 15.6583 | 6.5606 | 102.7276 | 2.002e-13 | 0.038553 | 0.29721 | 0.13421 | 0.013232 | 5.9354 | 0.04163 | 0.00083415 | 0.36604 | 0.017189 | 0.52656 | 0.091192 | 0.48643 | 19.7328 | 25.2791 | 0.025399 | 10.5477 | 0.011979 | 0.052981 | 0.042157 | 2.3658 | 10.5497 | 0.0033737 | 1.3817 | 1.743 | 1.0548 | 1.5069 | 1.1858 | 0.0015095 | 4.7924 | 2.1749
1f37113 | MBS | 4 | 00m_051004_345x211x716.dat | 0.0663;0.0663;0.0663 | 345;211;716 | (1.1750;68.1881;12.8580) | 60 | 5.7448 | 47 | 78.0611 | 60 | Varibar | [5,133,110] | [30,30,100] | 0 | 20 | 80 | normal | none | 4.0118 | 1.6809 | 6.7434 | 15.6583 | 6.5606 | 102.7276 | 1.3001e-13 | 0.088942 | 0.63262 | 0.31337 | 0.034158 | 8.3265 | 0.09005 | 0.0027049 | 0.73438 | 0.046608 | 1.0246 | 0.2047 | 0.91565 | 46.4709 | 45.6217 | 0.06471 | 13.8094 | 0.031479 | 0.12821 | 0.10284 | 3.8682 | 15.7831 | 0.010653 | 2.4104 | 3.1278 | 1.5746 | 2.1089 | 1.3805 | 0.0044686 | 9.0251 | 4.2247
1f37113 | MBS | 4 | 00m_051004_345x211x716.dat | 0.0663;0.0663;0.0663 | 345;211;716 | (1.1750;68.1881;12.8580) | 60 | 6.3535 | 49 | 78.0611 | 60 | Varibar | [5,133,110] | [30,30,100] | 0 | 20 | 80 | normal | none | 4.0118 | 1.6809 | 6.7434 | 15.6583 | 6.5606 | 102.7276 | 1.2413e-13 | 0.098822 | 0.68582 | 0.30618 | 0.039512 | 8.5401 | 0.10129 | 0.0063355 | 0.78477 | 0.052141 | 1.1684 | 0.22277 | 0.97581 | 51.7512 | 48.756 | 0.070497 | 14.1325 | 0.034399 | 0.14686 | 0.12236 | 4.0358 | 16.2182 | 0.011122 | 2.5515 | 3.3218 | 1.6313 | 2.1715 | 1.3978 | 0.0026675 | 9.7335 | 4.5715
1f37113 | MBS | 4 | 00m_051004_345x211x716.dat | 0.0663;0.0663;0.0663 | 345;211;716 | (1.1750;68.1881;12.8580) | 80 | 2.9 | 44 | 78.0611 | 60 | Varibar | [5,133,110] | [30,30,100] | 0 | 20 | 80 | normal | none | 4.0118 | 1.6809 | 6.7434 | 15.6583 | 6.5606 | 102.7276 | 1.7925e-13 | 0.053307 | 0.38184 | 0.17342 | 0.02091 | 6.4306 | 0.047325 | 0.00047681 | 0.45599 | 0.026784 | 0.66442 | 0.12097 | 0.58191 | 27.4623 | 29.9632 | 0.037965 | 11.1691 | 0.018049 | 0.075697 | 0.06406 | 2.6619 | 11.4665 | 0.0049791 | 1.6234 | 2.0671 | 1.1509 | 1.6209 | 1.2174 | 0.0010692 | 5.8725 | 2.7109
1f37113 | MBS | 4 | 00m_051004_345x211x716.dat | 0.0663;0.0663;0.0663 | 345;211;716 | (1.1750;68.1881;12.8580) | 80 | 7.702 | 57 | 78.0611 | 60 | Varibar | [5,133,110] | [30,30,100] | 0 | 20 | 80 | normal | none | 4.0118 | 1.6809 | 6.7434 | 15.6583 | 6.5606 | 102.7276 | 1.1982e-13 | 0.1194 | 0.75476 | 0.32252 | 0.046925 | 8.9674 | 0.115 | 0.002024 | 0.83815 | 0.066317 | 1.1611 | 0.24798 | 1.0208 | 59.8631 | 50.8965 | 0.089131 | 14.3853 | 0.043894 | 0.17271 | 0.14357 | 4.1703 | 16.1746 | 0.015516 | 2.7428 | 3.5596 | 1.6997 | 2.2162 | 1.3982 | 0.0067493 | 10.6166 | 5.0404
1f37113 | MBS | 4 | 00m_051004_345x211x716.dat | 0.0663;0.0663;0.0663 | 345;211;716 | (1.1750;68.1881;12.8580) | 80 | 8.502 | 60 | 78.0611 | 60 | Varibar | [5,133,110] | [30,30,100] | 0 | 20 | 80 | normal | none | 4.0118 | 1.6809 | 6.7434 | 15.6583 | 6.5606 | 102.7276 | 1.1686e-13 | 0.129 | 0.79261 | 0.33253 | 0.050452 | 9.029 | 0.12842 | 0.002977 | 0.87193 | 0.071279 | 1.148 | 0.26017 | 1.0599 | 63.9563 | 52.6347 | 0.095493 | 14.57 | 0.047335 | 0.17974 | 0.15467 | 4.2815 | 16.4775 | 0.015819 | 2.8483 | 3.6973 | 1.7431 | 2.2527 | 1.4038 | 0.0077812 | 11.0946 | 5.2981
1f37113 | MBS | 5 | 00m_051004_345x211x716.dat | 0.0663;0.0663;0.0663 | 345;211;716 | (1.1750;68.1881;12.8580) | 110 | 3.9 | 52 | 78.0611 | 60 | Varibar | [5,133] | [30,30] | 0 | 10 | 80 | normal | none | 4.0118 | 1.6809 | 6.7434 | 15.6583 | 6.5606 | 102.7276 | 1.6024e-13 | 0.078961 | 0.48869 | 0.24018 | 0.029669 | 7.1279 | 0.075491 | 0.002168 | 0.5682 | 0.042236 | 0.71853 | 0.16074 | 0.71504 | 2.4682 | 34.7097 | 0.054497 | 12.0854 | 0.027843 | 0.11382 | 0.092672 | 3.0941 | 12.6545 | 0.0094269 | 1.9584 | 2.4943 | 1.3324 | 1.7903 | 1.2652 | 0.0022091 | 4.4979 | 1.6793
1f37113 | MBS | 5 | 00m_051004_345x211x716.dat | 0.0663;0.0663;0.0663 | 345;211;716 | (1.1750;68.1881;12.8580) | 110 | 7.85 | 62 | 78.0611 | 60 | Varibar | [5,133] | [30,30] | 0 | 10 | 80 | normal | none | 4.0118 | 1.6809 | 6.7434 | 15.6583 | 6.5606 | 102.7276 | 1.2798e-13 | 0.12941 | 0.71931 | 0.30399 | 0.04818 | 8.7594 | 0.11873 | 0.0021937 | 0.80054 | 0.068348 | 1.044 | 0.23956 | 0.98581 | 3.2799 | 46.4196 | 0.091767 | 14.087 | 0.045548 | 0.18008 | 0.14158 | 4.0364 | 15.5365 | 0.015827 | 2.663 | 3.4124 | 1.6688 | 2.1593 | 1.3712 | 0.0066175 | 5.8691 | 2.1603
1f37113 | MBS | 5 | 00m_051004_345x211x716.dat | 0.0663;0.0663;0.0663 | 345;211;716 | (1.1750;68.1881;12.8580) | 110 | 9.9905 | 69 | 78.0611 | 60 | Varibar | [5,133] | [30,30] | 0 | 10 | 80 | normal | none | 4.0118 | 1.6809 | 6.7434 | 15.6583 | 6.5606 | 102.7276 | 1.2373e-13 | 0.14845 | 0.78932 | 0.36746 | 0.05434 | 9.0039 | 0.1209 | 0.0043969 | 0.85603 | 0.077385 | 1.135 | 0.26407 | 1.0464 | 3.4723 | 48.7236 | 0.10435 | 14.4802 | 0.053788 | 0.19865 | 0.15925 | 4.2364 | 15.9438 | 0.017094 | 2.8623 | 3.6555 | 1.757 | 2.2304 | 1.3776 | 0.010847 | 6.1343 | 2.2662
1f37113 | MBS | 5 | 00m_051004_345x211x716.dat | 0.0663;0.0663;0.0663 | 345;211;716 | (1.1750;68.1881;12.8580) | 60 | 2.5 | 38 | 78.0611 | 60 | Varibar | [5,133] | [30,30] | 0 | 10 | 80 | normal | none | 4.0118 | 1.6809 | 6.7434 | 15.6583 | 6.5606 | 102.7276 | 2.002e-13 | 0.042408 | 0.29782 | 0.13682 | 0.013553 | 5.9354 | 0.042624 | 0.00083415 | 0.37325 | 0.018446 | 0.52656 | 0.093289 | 0.50264 | 1.8208 | 25.2871 | 0.026479 | 10.5542 | 0.012411 | 0.057436 | 0.044737 | 2.3785 | 10.5897 | 0.0036816 | 1.3883 | 1.7503 | 1.0697 | 1.5116 | 1.1872 | 0.0015095 | 3.4187 | 1.2988
1f37113 | MBS | 5 | 00m_051004_345x211x716.dat | 0.0663;0.0663;0.0663 | 345;211;716 | (1.1750;68.1881;12.8580) | 60 | 5.7448 | 47 | 78.0611 | 60 | Varibar | [5,133] | [30,30] | 0 | 10 | 80 | normal | none | 4.0118 | 1.6809 | 6.7434 | 15.6583 | 6.5606 | 102.7276 | 1.3001e-13 | 0.099595 | 0.63411 | 0.31975 | 0.035346 | 8.3296 | 0.089411 | 0.0039555 | 0.74744 | 0.049825 | 1.0282 | 0.21051 | 0.9448 | 3.0829 | 45.6387 | 0.069028 | 13.814 | 0.033088 | 0.13994 | 0.10815 | 3.8752 | 15.7839 | 0.011252 | 2.4232 | 3.1425 | 1.596 | 2.1164 | 1.3833 | 0.0045936 | 5.6945 | 2.0967
1f37113 | MBS | 5 | 00m_051004_345x211x716.dat | 0.0663;0.0663;0.0663 | 345;211;716 | (1.1750;68.1881;12.8580) | 60 | 6.3535 | 49 | 78.0611 | 60 | Varibar | [5,133] | [30,30] | 0 | 10 | 80 | normal | none | 4.0118 | 1.6809 | 6.7434 | 15.6583 | 6.5606 | 102.7276 | 1.2413e-13 | 0.10925 | 0.68752 | 0.31828 | 0.040892 | 8.5433 | 0.10328 | 0.0071046 | 0.80126 | 0.056115 | 1.176 | 0.22884 | 1.0049 | 3.2332 | 48.7817 | 0.075118 | 14.1397 | 0.036129 | 0.15888 | 0.12964 | 4.038 | 16.2149 | 0.011692 | 2.5652 | 3.3377 | 1.6537 | 2.1792 | 1.4008 | 0.0032788 | 6.0093 | 2.192
1f37113 | MBS | 5 | 00m_051004_345x211x716.dat | 0.0663;0.0663;0.0663 | 345;211;716 | (1.1750;68.1881;12.8580) | 80 | 2.9 | 44 | 78.0611 | 60 | Varibar | [5,133] | [30,30] | 0 | 10 | 80 | normal | none | 4.0118 | 1.6809 | 6.7434 | 15.6583 | 6.5606 | 102.7276 | 1.7925e-13 | 0.057979 | 0.38263 | 0.17387 | 0.021683 | 6.4289 | 0.047458 | 0.0005606 | 0.46456 | 0.028612 | 0.66744 | 0.12392 | 0.59999 | 2.0787 | 29.9733 | 0.040419 | 11.1758 | 0.018622 | 0.080517 | 0.068099 | 2.6696 | 11.4732 | 0.0052109 | 1.6312 | 2.076 | 1.1655 | 1.6259 | 1.2189 | 0.0010692 | 3.9239 | 1.4661
1f37113 | MBS | 5 | 00m_051004_345x211x716.dat | 0.0663;0.0663;0.0663 | 345;211;716 | (1.1750;68.1881;12.8580) | 80 | 7.702 | 57 | 78.0611 | 60 | Varibar | [5,133] | [30,30] | 0 | 10 | 80 | normal | none | 4.0118 | 1.6809 | 6.7434 | 15.6583 | 6.5606 | 102.7276 | 1.1982e-13 | 0.12984 | 0.75677 | 0.33124 | 0.048496 | 8.969 | 0.12096 | 0.002024 | 0.85442 | 0.070707 | 1.1621 | 0.25411 | 1.0467 | 3.4003 | 50.9408 | 0.095148 | 14.3928 | 0.045553 | 0.18459 | 0.15279 | 4.1701 | 16.1387 | 0.01592 | 2.7566 | 3.5758 | 1.7175 | 2.223 | 1.4013 | 0.0072392 | 6.2822 | 2.268
1f37113 | MBS | 5 | 00m_051004_345x211x716.dat | 0.0663;0.0663;0.0663 | 345;211;716 | (1.1750;68.1881;12.8580) | 80 | 8.502 | 60 | 78.0611 | 60 | Varibar | [5,133] | [30,30] | 0 | 10 | 80 | normal | none | 4.0118 | 1.6809 | 6.7434 | 15.6583 | 6.5606 | 102.7276 | 1.1686e-13 | 0.1409 | 0.79483 | 0.35077 | 0.051628 | 9.0307 | 0.13544 | 0.002977 | 0.88579 | 0.075865 | 1.1481 | 0.26653 | 1.0854 | 3.4683 | 52.6758 | 0.10095 | 14.5734 | 0.049342 | 0.19319 | 0.16234 | 4.2852 | 16.4184 | 0.016903 | 2.8623 | 3.7137 | 1.7605 | 2.2594 | 1.4071 | 0.0071288 | 6.4505 | 2.3275
1f37113 | MBS | 6 | 00m_051004_345x211x716.dat | 0.0663;0.0663;0.0663 | 345;211;716 | (1.1750;68.1881;12.8580) | 110 | 3.9 | 52 | 78.0611 | 60 | Varibar | [5,133,110] | [30,30,100] | 0 | 20 | 80 | normal | none | 4.0118 | 1.6809 | 6.7434 | 15.6583 | 6.5606 | 102.7276 | 1.6024e-13 | 0.072796 | 0.4876 | 0.24541 | 0.02874 | 7.1279 | 0.078243 | 0.0021476 | 0.5566 | 0.039565 | 0.7151 | 0.15676 | 0.69632 | 36.2149 | 34.6941 | 0.051894 | 12.081 | 0.026807 | 0.10569 | 0.088728 | 3.0857 | 12.6501 | 0.0088902 | 1.9495 | 2.4841 | 1.3184 | 1.785 | 1.2629 | 0.0022091 | 7.0889 | 3.3363
1f37113 | MBS | 6 | 00m_051004_345x211x716.dat | 0.0663;0.0663;0.0663 | 345;211;716 | (1.1750;68.1881;12.8580) | 110 | 7.85 | 62 | 78.0611 | 60 | Varibar | [5,133,110] | [30,30,100] | 0 | 20 | 80 | normal | none | 4.0118 | 1.6809 | 6.7434 | 15.6583 | 6.5606 | 102.7276 | 1.2798e-13 | 0.11987 | 0.71768 | 0.30015 | 0.046799 | 8.7618 | 0.11418 | 0.002303 | 0.78757 | 0.064708 | 1.0418 | 0.23395 | 0.96268 | 55.2399 | 46.3883 | 0.086805 | 14.0807 | 0.043708 | 0.16979 | 0.13585 | 4.0318 | 15.5544 | 0.015239 | 2.6509 | 3.3983 | 1.6504 | 2.1532 | 1.3682 | 0.0059239 | 9.8589 | 4.7122
1f37113 | MBS | 6 | 00m_051004_345x211x716.dat | 0.0663;0.0663;0.0663 | 345;211;716 | (1.1750;68.1881;12.8580) | 110 | 9.9905 | 69 | 78.0611 | 60 | Varibar | [5,133,110] | [30,30,100] | 0 | 20 | 80 | normal | none | 4.0118 | 1.6809 | 6.7434 | 15.6583 | 6.5606 | 102.7276 | 1.2373e-13 | 0.13703 | 0.78721 | 0.36169 | 0.052301 | 8.9967 | 0.11224 | 0.0051246 | 0.84366 | 0.074164 | 1.128 | 0.25773 | 1.023 | 61.5503 | 48.6897 | 0.09901 | 14.4737 | 0.051738 | 0.18895 | 0.15283 | 4.2403 | 15.9543 | 0.016513 | 2.85 | 3.6412 | 1.7374 | 2.2248 | 1.3753 | 0.010672 | 10.5933 | 5.1183
1f37113 | MBS | 6 | 00m_051004_345x211x716.dat | 0.0663;0.0663;0.0663 | 345;211;716 | (1.1750;68.1881;12.8580) | 60 | 2.5 | 38 | 78.0611 | 60 | Varibar | [5,133,110] | [30,30,100] | 0 | 20 | 80 | normal | none | 4.0118 | 1.6809 | 6.7434 | 15.6583 | 6.5606 | 102.7276 | 2.002e-13 | 0.038553 | 0.29721 | 0.13421 | 0.013232 | 5.9354 | 0.04163 | 0.00083415 | 0.36604 | 0.017189 | 0.52656 | 0.091192 | 0.48643 | 19.7328 | 25.2791 | 0.025399 | 10.5477 | 0.011979 | 0.052981 | 0.042157 | 2.3658 | 10.5497 | 0.0033737 | 1.3817 | 1.743 | 1.0548 | 1.5069 | 1.1858 | 0.0015095 | 4.7924 | 2.1749
1f37113 | MBS | 6 | 00m_051004_345x211x716.dat | 0.0663;0.0663;0.0663 | 345;211;716 | (1.1750;68.1881;12.8580) | 60 | 5.7448 | 47 | 78.0611 | 60 | Varibar | [5,133,110] | [30,30,100] | 0 | 20 | 80 | normal | none | 4.0118 | 1.6809 | 6.7434 | 15.6583 | 6.5606 | 102.7276 | 1.3001e-13 | 0.088942 | 0.63262 | 0.31337 | 0.034158 | 8.3265 | 0.09005 | 0.0027049 | 0.73438 | 0.046608 | 1.0246 | 0.2047 | 0.91565 | 46.4709 | 45.6217 | 0.06471 | 13.8094 | 0.031479 | 0.12821 | 0.10284 | 3.8682 | 15.7831 | 0.010653 | 2.4104 | 3.1277 | 1.5746 | 2.1089 | 1.3805 | 0.0044686 | 9.0251 | 4.2247
1f37113 | MBS | 6 | 00m_051004_345x211x716.dat | 0.0663;0.0663;0.0663 | 345;211;716 | (1.1750;68.1881;12.8580) | 60 | 6.3535 | 49 | 78.0611 | 60 | Varibar | [5,133,110] | [30,30,100] | 0 | 20 | 80 | normal | none | 4.0118 | 1.6809 | 6.7434 | 15.6583 | 6.5606 | 102.7276 | 1.2413e-13 | 0.098822 | 0.68582 | 0.30618 | 0.039512 | 8.5401 | 0.10129 | 0.0063355 | 0.78477 | 0.052141 | 1.1684 | 0.22277 | 0.97581 | 51.7512 | 48.756 | 0.070497 | 14.1325 | 0.034399 | 0.14686 | 0.12236 | 4.0358 | 16.2182 | 0.011122 | 2.5515 | 3.3218 | 1.6313 | 2.1715 | 1.3978 | 0.0026675 | 9.7335 | 4.5715
1f37113 | MBS | 6 | 00m_051004_345x211x716.dat | 0.0663;0.0663;0.0663 | 345;211;716 | (1.1750;68.1881;12.8580) | 80 | 2.9 | 44 | 78.0611 | 60 | Varibar | [5,133,110] | [30,30,100] | 0 | 20 | 80 | normal | none | 4.0118 | 1.6809 | 6.7434 | 15.6583 | 6.5606 | 102.7276 | 1.7925e-13 | 0.053307 | 0.38184 | 0.17342 | 0.02091 | 6.4306 | 0.047325 | 0.00047681 | 0.45599 | 0.026784 | 0.66442 | 0.12097 | 0.58191 | 27.4623 | 29.9632 | 0.037965 | 11.1691 | 0.018049 | 0.075697 | 0.06406 | 2.6619 | 11.4665 | 0.0049791 | 1.6234 | 2.0671 | 1.1509 | 1.6209 | 1.2174 | 0.0010692 | 5.8725 | 2.7109
1f37113 | MBS | 6 | 00m_051004_345x211x716.dat | 0.0663;0.0663;0.0663 | 345;211;716 | (1.1750;68.1881;12.8580) | 80 | 7.702 | 57 | 78.0611 | 60 | Varibar | [5,133,110] | [30,30,100] | 0 | 20 | 80 | normal | none | 4.0118 | 1.6809 | 6.7434 | 15.6583 | 6.5606 | 102.7276 | 1.1982e-13 | 0.1194 | 0.75476 | 0.32252 | 0.046925 | 8.9674 | 0.115 | 0.002024 | 0.83815 | 0.066317 | 1.1611 | 0.24798 | 1.0208 | 59.8631 | 50.8965 | 0.089131 | 14.3853 | 0.043894 | 0.17271 | 0.14357 | 4.1703 | 16.1746 | 0.015516 | 2.7428 | 3.5596 | 1.6997 | 2.2162 | 1.3982 | 0.0067493 | 10.6166 | 5.0404
1f37113 | MBS | 6 | 00m_051004_345x211x716.dat | 0.0663;0.0663;0.0663 | 345;211;716 | (1.1750;68.1881;12.8580) | 80 | 8.502 | 60 | 78.0611 | 60 | Varibar | [5,133,110] | [30,30,100] | 0 | 20 | 80 | normal | none | 4.0118 | 1.6809 | 6.7434 | 15.6583 | 6.5606 | 102.7276 | 1.1686e-13 | 0.129 | 0.79261 | 0.33253 | 0.050452 | 9.029 | 0.12842 | 0.002977 | 0.87193 | 0.071279 | 1.148 | 0.26017 | 1.0599 | 63.9563 | 52.6347 | 0.095493 | 14.57 | 0.047335 | 0.17974 | 0.15467 | 4.2815 | 16.4775 | 0.015819 | 2.8483 | 3.6973 | 1.7431 | 2.2527 | 1.4038 | 0.0077812 | 11.0946 | 5.2981
1f37113 | MBS | 1 | 01f_076010_393x248x546.dat | 0.0663;0.0663;0.1400 | 393;248;546 | (0.1677;69.1162;23.7226) | 110 | 3.9 | 52 | 81.5087 | 60 | Varibar | [5] | [0] | 0 | 10 | 100 | normal | none | 5.7221 | 8.6242 | 49.3488 | 23.3202 | 35.1474 | 819.6433 | 2.1593e-13 | 0.49266 | 1.2784 | 1.1784 | 0.029613 | 1.3448 | 0.13983 | 0.0097448 | 1.2972 | 0.11751 | 1.5746 | 0.4123 | 1.5718 | 1.6047 | 1.4644 | 0.081911 | 1.6695 | 0.032786 | 0.27414 | 0.30849 | 1.3924 | 1.8508 | 0.0080605 | 0.85888 | 0.83024 | 0.35379 | 0.65058 | 0.51191 | 0.0090006 | 0.79182 | 0.76739
1f37113 | MBS | 1 | 01f_076010_393x248x546.dat | 0.0663;0.0663;0.1400 | 393;248;546 | (0.1677;69.1162;23.7226) | 110 | 7.85 | 62 | 81.5087 | 60 | Varibar | [5] | [0] | 0 | 10 | 100 | normal | none | 5.7221 | 8.6242 | 49.3488 | 23.3202 | 35.1474 | 819.6433 | 1.7246e-13 | 0.7073 | 1.7751 | 1.38 | 0.04901 | 1.8552 | 0.20617 | 0.017728 | 1.7266 | 0.1818 | 1.835 | 0.56288 | 1.9525 | 2.0886 | 1.8506 | 0.13067 | 2.1418 | 0.053656 | 0.42125 | 0.45116 | 1.8538 | 2.378 | 0.013339 | 1.1893 | 1.1432 | 0.45663 | 0.82936 | 0.56489 | 0.012473 | 1.058 | 0.98899
1f37113 | MBS | 1 | 01f_076010_393x248x546.dat | 0.0663;0.0663;0.1400 | 393;248;546 | (0.1677;69.1162;23.7226) | 110 | 9.9905 | 69 | 81.5087 | 60 | Varibar | [5] | [0] | 0 | 10 | 100 | normal | none | 5.7221 | 8.6242 | 49.3488 | 23.3202 | 35.1474 | 819.6433 | 1.6676e-13 | 0.77309 | 1.9159 | 1.4557 | 0.056526 | 1.9877 | 0.2386 | 0.022673 | 1.819 | 0.20596 | 1.9544 | 0.59886 | 2.0215 | 2.198 | 1.9442 | 0.14779 | 2.2592 | 0.063667 | 0.4702 | 0.50361 | 1.9607 | 2.4827 | 0.015975 | 1.2953 | 1.2352 | 0.48209 | 0.87446 | 0.57631 | 0.019292 | 1.126 | 1.0485
1f37113 | MBS | 1 | 01f_076010_393x248x546.dat | 0.0663;0.0663;0.1400 | 393;248;546 | (0.1677;69.1162;23.7226) | 60 | 2.5 | 38 | 81.5087 | 60 | Varibar | [5] | [0] | 0 | 10 | 100 | normal | none | 5.7221 | 8.6242 | 49.3488 | 23.3202 | 35.1474 | 819.6433 | 2.6978e-13 | 0.32878 | 0.878 | 0.99135 | 0.013317 | 0.9664 | 0.073429 | 0.003248 | 0.96303 | 0.062654 | 1.3418 | 0.29021 | 1.2862 | 1.233 | 1.173 | 0.038968 | 1.2968 | 0.014552 | 0.15311 | 0.18974 | 1.033 | 1.4472 | 0.0031269 | 0.58557 | 0.57239 | 0.27338 | 0.50889 | 0.47066 | 0.0021262 | 0.58639 | 0.58968
1f37113 | MBS | 1 | 01f_076010_393x248x546.dat | 0.0663;0.0663;0.1400 | 393;248;546 | (0.1677;69.1162;23.7226) | 60 | 5.7448 | 47 | 81.5087 | 60 | Varibar | [5] | [0] | 0 | 10 | 100 | normal | none | 5.7221 | 8.6242 | 49.3488 | 23.3202 | 35.1474 | 819.6433 | 1.7517e-13 | 0.62681 | 1.6128 | 1.2671 | 0.035916 | 1.6562 | 0.18066 | 0.009055 | 1.6373 | 0.1491 | 1.7515 | 0.52608 | 1.9213 | 1.9802 | 1.7452 | 0.10012 | 2.0111 | 0.039113 | 0.34308 | 0.3877 | 1.7516 | 2.3258 | 0.0086486 | 1.046 | 1.0281 | 0.41924 | 0.78113 | 0.55604 | 0.0063857 | 0.97617 | 0.92254
1f37113 | MBS | 1 | 01f_076010_393x248x546.dat | 0.0663;0.0663;0.1400 | 393;248;546 | (0.1677;69.1162;23.7226) | 60 | 6.3535 | 49 | 81.5087 | 60 | Varibar | [5] | [0] | 0 | 10 | 100 | normal | none | 5.7221 | 8.6242 | 49.3488 | 23.3202 | 35.1474 | 819.6433 | 1.6725e-13 | 0.6764 | 1.7132 | 1.3081 | 0.040025 | 1.7503 | 0.1797 | 0.011129 | 1.7191 | 0.16399 | 1.7478 | 0.55756 | 1.9874 | 2.0706 | 1.8122 | 0.11178 | 2.1024 | 0.044396 | 0.3744 | 0.41604 | 1.8387 | 2.4379 | 0.010284 | 1.115 | 1.0959 | 0.43903 | 0.81529 | 0.56606 | 0.010126 | 1.026 | 0.96583
1f37113 | MBS | 1 | 01f_076010_393x248x546.dat | 0.0663;0.0663;0.1400 | 393;248;546 | (0.1677;69.1162;23.7226) | 80 | 2.9 | 44 | 81.5087 | 60 | Varibar | [5] | [0] | 0 | 10 | 100 | normal | none | 5.7221 | 8.6242 | 49.3488 | 23.3202 | 35.1474 | 819.6433 | 2.4154e-13 | 0.39672 | 1.048 | 1.0592 | 0.020611 | 1.1251 | 0.10133 | 0.0048343 | 1.1055 | 0.086602 | 1.4486 | 0.34384 | 1.4072 | 1.3858 | 1.2878 | 0.057634 | 1.452 | 0.023131 | 0.20354 | 0.24204 | 1.187 | 1.6297 | 0.0048331 | 0.70202 | 0.68497 | 0.30425 | 0.56896 | 0.48824 | 0.0045714 | 0.67203 | 0.66406
1f37113 | MBS | 1 | 01f_076010_393x248x546.dat | 0.0663;0.0663;0.1400 | 393;248;546 | (0.1677;69.1162;23.7226) | 80 | 7.702 | 57 | 81.5087 | 60 | Varibar | [5] | [0] | 0 | 10 | 100 | normal | none | 5.7221 | 8.6242 | 49.3488 | 23.3202 | 35.1474 | 819.6433 | 1.6144e-13 | 0.73034 | 1.8359 | 1.3817 | 0.049648 | 1.8858 | 0.20274 | 0.013843 | 1.7991 | 0.1906 | 1.7887 | 0.5911 | 2.0299 | 2.1777 | 1.8925 | 0.13424 | 2.2069 | 0.055741 | 0.42859 | 0.46475 | 1.9218 | 2.5054 | 0.012511 | 1.2244 | 1.1922 | 0.46648 | 0.85434 | 0.5748 | 0.014945 | 1.089 | 1.0194
1f37113 | MBS | 1 | 01f_076010_393x248x546.dat | 0.0663;0.0663;0.1400 | 393;248;546 | (0.1677;69.1162;23.7226) | 80 | 8.502 | 60 | 81.5087 | 60 | Varibar | [5] | [0] | 0 | 10 | 100 | normal | none | 5.7221 | 8.6242 | 49.3488 | 23.3202 | 35.1474 | 819.6433 | 1.5745e-13 | 0.77023 | 1.9076 | 1.4162 | 0.054335 | 1.9619 | 0.22533 | 0.020895 | 1.8439 | 0.20216 | 1.8298 | 0.61265 | 2.0663 | 2.2464 | 1.949 | 0.14369 | 2.2745 | 0.060259 | 0.45394 | 0.49067 | 1.9801 | 2.5561 | 0.013561 | 1.2797 | 1.2432 | 0.48061 | 0.87811 | 0.58098 | 0.015629 | 1.1276 | 1.0511
1f37113 | MBS | 2 | 01f_076010_393x248x546.dat | 0.0663;0.0663;0.1400 | 393;248;546 | (0.1677;69.1162;23.7382) | 110 | 3.9 | 52 | 81.5087 | 60 | Varibar | [5] | [0] | 0 | 10 | 100 | normal | none | 5.7221 | 2.4744 | 14.1591 | 23.3202 | 10.0844 | 235.1704 | 1.663e-13 | 0.058928 | 0.46894 | 0.056043 | 0.0069093 | 3.2674 | 0.027835 | 0.0021393 | 0.19081 | 0.025223 | 0.50592 | 0.050795 | 0.27529 | 1.9221 | 4.6575 | 0.018446 | 5.1217 | 0.0076146 | 0.048033 | 0.041578 | 0.66357 | 4.5927 | 0.0023457 | 0.70688 | 0.60487 | 0.49286 | 1.2782 | 0.5146 | 0.001996 | 1.2209 | 0.60691
1f37113 | MBS | 2 | 01f_076010_393x248x546.dat | 0.0663;0.0663;0.1400 | 393;248;546 | (0.1677;69.1162;23.7382) | 110 | 7.85 | 62 | 81.5087 | 60 | Varibar | [5] | [0] | 0 | 10 | 100 | normal | none | 5.7221 | 2.4744 | 14.1591 | 23.3202 | 10.0844 | 235.1704 | 1.3282e-13 | 0.094089 | 0.70895 | 0.08836 | 0.012438 | 4.3742 | 0.039741 | 0.0066405 | 0.28687 | 0.040634 | 0.60305 | 0.080567 | 0.38707 | 2.4952 | 5.7549 | 0.029763 | 6.4368 | 0.013359 | 0.077413 | 0.065677 | 0.91462 | 5.7577 | 0.0039686 | 1.0182 | 0.87248 | 0.63606 | 1.5885 | 0.56553 | 0.0040639 | 1.5871 | 0.79892
1f37113 | MBS | 2 | 01f_076010_393x248x546.dat | 0.0663;0.0663;0.1400 | 393;248;546 | (0.1677;69.1162;23.7382) | 110 | 9.9905 | 69 | 81.5087 | 60 | Varibar | [5] | [0] | 0 | 10 | 100 | normal | none | 5.7221 | 2.4744 | 14.1591 | 23.3202 | 10.0844 | 235.1704 | 1.2843e-13 | 0.10945 | 0.79467 | 0.10178 | 0.015029 | 4.6915 | 0.047299 | 0.0074802 | 0.31694 | 0.04844 | 0.62212 | 0.091762 | 0.41623 | 2.6361 | 5.9702 | 0.034559 | 6.7321 | 0.016897 | 0.08857 | 0.078268 | 0.96667 | 5.9314 | 0.0053223 | 1.1247 | 0.95938 | 0.68167 | 1.6576 | 0.57679 | 0.0060554 | 1.6814 | 0.84789
1f37113 | MBS | 2 | 01f_076010_393x248x546.dat | 0.0663;0.0663;0.1400 | 393;248;546 | (0.1677;69.1162;23.7382) | 60 | 2.5 | 38 | 81.5087 | 60 | Varibar | [5] | [0] | 0 | 10 | 100 | normal | none | 5.7221 | 2.4744 | 14.1591 | 23.3202 | 10.0844 | 235.1704 | 2.0774e-13 | 0.02848 | 0.26672 | 0.034853 | 0.0027064 | 2.4023 | 0.010309 | 0.0010316 | 0.11458 | 0.010268 | 0.30859 | 0.025129 | 0.18408 | 1.5084 | 3.7868 | 0.006678 | 4.1126 | 0.0027538 | 0.022667 | 0.018108 | 0.46397 | 3.7313 | 0.0004618 | 0.44707 | 0.38151 | 0.36805 | 1.0369 | 0.47484 | 0.00053663 | 0.9338 | 0.45752
1f37113 | MBS | 2 | 01f_076010_393x248x546.dat | 0.0663;0.0663;0.1400 | 393;248;546 | (0.1677;69.1162;23.7382) | 60 | 5.7448 | 47 | 81.5087 | 60 | Varibar | [5] | [0] | 0 | 10 | 100 | normal | none | 5.7221 | 2.4744 | 14.1591 | 23.3202 | 10.0844 | 235.1704 | 1.349e-13 | 0.064425 | 0.58499 | 0.069242 | 0.0070905 | 3.9813 | 0.029536 | 0.0024315 | 0.24746 | 0.028516 | 0.58105 | 0.062104 | 0.35717 | 2.389 | 5.5208 | 0.019268 | 6.1809 | 0.0084019 | 0.056383 | 0.051294 | 0.86013 | 5.7576 | 0.0025053 | 0.86776 | 0.75423 | 0.59808 | 1.5267 | 0.56 | 0.0014352 | 1.4806 | 0.74943
1f37113 | MBS | 2 | 01f_076010_393x248x546.dat | 0.0663;0.0663;0.1400 | 393;248;546 | (0.1677;69.1162;23.7382) | 60 | 6.3535 | 49 | 81.5087 | 60 | Varibar | [5] | [0] | 0 | 10 | 100 | normal | none | 5.7221 | 2.4744 | 14.1591 | 23.3202 | 10.0844 | 235.1704 | 1.288e-13 | 0.075352 | 0.6386 | 0.077464 | 0.0083578 | 4.2166 | 0.037033 | 0.0025929 | 0.2708 | 0.031964 | 0.58439 | 0.069142 | 0.38231 | 2.508 | 5.7137 | 0.022837 | 6.4198 | 0.009558 | 0.06506 | 0.053837 | 0.91815 | 5.9552 | 0.0027031 | 0.93354 | 0.81316 | 0.62572 | 1.5836 | 0.56928 | 0.0025736 | 1.5556 | 0.78735
1f37113 | MBS | 2 | 01f_076010_393x248x546.dat | 0.0663;0.0663;0.1400 | 393;248;546 | (0.1677;69.1162;23.7382) | 80 | 2.9 | 44 | 81.5087 | 60 | Varibar | [5] | [0] | 0 | 10 | 100 | normal | none | 5.7221 | 2.4744 | 14.1591 | 23.3202 | 10.0844 | 235.1704 | 1.8601e-13 | 0.042411 | 0.35355 | 0.042868 | 0.0042749 | 2.8022 | 0.01438 | 0.0022364 | 0.1481 | 0.015987 | 0.40194 | 0.036438 | 0.22489 | 1.6832 | 4.1497 | 0.011162 | 4.5388 | 0.0047476 | 0.033029 | 0.029149 | 0.55288 | 4.1615 | 0.0014961 | 0.55758 | 0.47864 | 0.41936 | 1.137 | 0.49191 | 0.00036617 | 1.0599 | 0.52436
1f37113 | MBS | 2 | 01f_076010_393x248x546.dat | 0.0663;0.0663;0.1400 | 393;248;546 | (0.1677;69.1162;23.7382) | 80 | 7.702 | 57 | 81.5087 | 60 | Varibar | [5] | [0] | 0 | 10 | 100 | normal | none | 5.7221 | 2.4744 | 14.1591 | 23.3202 | 10.0844 | 235.1704 | 1.2434e-13 | 0.09806 | 0.72943 | 0.09428 | 0.011981 | 4.4578 | 0.0477 | 0.00422 | 0.30151 | 0.040959 | 0.67401 | 0.082779 | 0.41102 | 2.5764 | 5.8896 | 0.030586 | 6.6372 | 0.01293 | 0.077996 | 0.069239 | 0.96427 | 6.0509 | 0.0037023 | 1.0449 | 0.90617 | 0.65476 | 1.6371 | 0.57606 | 0.0026567 | 1.6276 | 0.82846
1f37113 | MBS | 2 | 01f_076010_393x248x546.dat | 0.0663;0.0663;0.1400 | 393;248;546 | (0.1677;69.1162;23.7382) | 80 | 8.502 | 60 | 81.5087 | 60 | Varibar | [5] | [0] | 0 | 10 | 100 | normal | none | 5.7221 | 2.4744 | 14.1591 | 23.3202 | 10.0844 | 235.1704 | 1.2127e-13 | 0.10374 | 0.77467 | 0.095638 | 0.013585 | 4.5941 | 0.045776 | 0.0044555 | 0.31712 | 0.04472 | 0.71521 | 0.089198 | 0.42687 | 2.6471 | 6.0157 | 0.03215 | 6.7886 | 0.014283 | 0.08538 | 0.073191 | 0.99481 | 6.1321 | 0.0048356 | 1.1003 | 0.95384 | 0.6778 | 1.673 | 0.58095 | 0.0030342 | 1.6726 | 0.85212
1f37113 | MBS | 3 | 01f_076010_393x248x546.dat | 0.0663;0.0663;0.1400 | 393;248;546 | (0.1677;69.1162;23.7226) | 110 | 3.9 | 52 | 81.5087 | 60 | Varibar | [5] | [0] | 0 | 10 | 100 | normal | none | 5.7221 | 8.6242 | 49.3488 | 23.3202 | 35.1474 | 819.6433 | 2.1593e-13 | 0.49266 | 1.2784 | 1.1784 | 0.029613 | 1.3448 | 0.13983 | 0.0097448 | 1.2972 | 0.11751 | 1.5746 | 0.4123 | 1.5718 | 1.6047 | 1.4644 | 0.081911 | 1.6695 | 0.032786 | 0.27414 | 0.30849 | 1.3924 | 1.8508 | 0.0080605 | 0.85888 | 0.83024 | 0.35379 | 0.65058 | 0.51191 | 0.0090006 | 0.79182 | 0.76739
1f37113 | MBS | 3 | 01f_076010_393x248x546.dat | 0.0663;0.0663;0.1400 | 393;248;546 | (0.1677;69.1162;23.7226) | 110 | 7.85 | 62 | 81.5087 | 60 | Varibar | [5] | [0] | 0 | 10 | 100 | normal | none | 5.7221 | 8.6242 | 49.3488 | 23.3202 | 35.1474 | 819.6433 | 1.7246e-13 | 0.7073 | 1.7751 | 1.38 | 0.04901 | 1.8552 | 0.20617 | 0.017728 | 1.7266 | 0.1818 | 1.835 | 0.56288 | 1.9525 | 2.0886 | 1.8506 | 0.13067 | 2.1418 | 0.053656 | 0.42125 | 0.45116 | 1.8538 | 2.378 | 0.013339 | 1.1893 | 1.1432 | 0.45663 | 0.82936 | 0.56489 | 0.012473 | 1.058 | 0.98899
1f37113 | MBS | 3 | 01f_076010_393x248x546.dat | 0.0663;0.0663;0.1400 | 393;248;546 | (0.1677;69.1162;23.7226) | 110 | 9.9905 | 69 | 81.5087 | 60 | Varibar | [5] | [0] | 0 | 10 | 100 | normal | none | 5.7221 | 8.6242 | 49.3488 | 23.3202 | 35.1474 | 819.6433 | 1.6676e-13 | 0.77309 | 1.9159 | 1.4557 | 0.056526 | 1.9877 | 0.2386 | 0.022673 | 1.819 | 0.20596 | 1.9544 | 0.59886 | 2.0215 | 2.198 | 1.9442 | 0.14779 | 2.2592 | 0.063667 | 0.4702 | 0.50361 | 1.9607 | 2.4827 | 0.015975 | 1.2953 | 1.2352 | 0.48209 | 0.87446 | 0.57631 | 0.019292 | 1.126 | 1.0485
1f37113 | MBS | 3 | 01f_076010_393x248x546.dat | 0.0663;0.0663;0.1400 | 393;248;546 | (0.1677;69.1162;23.7226) | 60 | 2.5 | 38 | 81.5087 | 60 | Varibar | [5] | [0] | 0 | 10 | 100 | normal | none | 5.7221 | 8.6242 | 49.3488 | 23.3202 | 35.1474 | 819.6433 | 2.6978e-13 | 0.32878 | 0.878 | 0.99135 | 0.013317 | 0.9664 | 0.073429 | 0.003248 | 0.96303 | 0.062654 | 1.3418 | 0.29021 | 1.2862 | 1.233 | 1.173 | 0.038968 | 1.2968 | 0.014552 | 0.15311 | 0.18974 | 1.033 | 1.4472 | 0.0031269 | 0.58557 | 0.57239 | 0.27338 | 0.50889 | 0.47066 | 0.0021262 | 0.58639 | 0.58968
1f37113 | MBS | 3 | 01f_076010_393x248x546.dat | 0.0663;0.0663;0.1400 | 393;248;546 | (0.1677;69.1162;23.7226) | 60 | 5.7448 | 47 | 81.5087 | 60 | Varibar | [5] | [0] | 0 | 10 | 100 | normal | none | 5.7221 | 8.6242 | 49.3488 | 23.3202 | 35.1474 | 819.6433 | 1.7517e-13 | 0.62681 | 1.6128 | 1.2671 | 0.035916 | 1.6562 | 0.18066 | 0.009055 | 1.6373 | 0.1491 | 1.7515 | 0.52608 | 1.9213 | 1.9802 | 1.7452 | 0.10012 | 2.0111 | 0.039113 | 0.34308 | 0.3877 | 1.7516 | 2.3258 | 0.0086486 | 1.046 | 1.0281 | 0.41924 | 0.78113 | 0.55604 | 0.0063857 | 0.97617 | 0.92254
1f37113 | MBS | 3 | 01f_076010_393x248x546.dat | 0.0663;0.0663;0.1400 | 393;248;546 | (0.1677;69.1162;23.7226) | 60 | 6.3535 | 49 | 81.5087 | 60 | Varibar | [5] | [0] | 0 | 10 | 100 | normal | none | 5.7221 | 8.6242 | 49.3488 | 23.3202 | 35.1474 | 819.6433 | 1.6725e-13 | 0.6764 | 1.7132 | 1.3081 | 0.040025 | 1.7503 | 0.1797 | 0.011129 | 1.7191 | 0.16399 | 1.7478 | 0.55756 | 1.9874 | 2.0706 | 1.8122 | 0.11178 | 2.1024 | 0.044396 | 0.3744 | 0.41604 | 1.8387 | 2.4379 | 0.010284 | 1.115 | 1.0959 | 0.43903 | 0.81529 | 0.56606 | 0.010126 | 1.026 | 0.96583
1f37113 | MBS | 3 | 01f_076010_393x248x546.dat | 0.0663;0.0663;0.1400 | 393;248;546 | (0.1677;69.1162;23.7226) | 80 | 2.9 | 44 | 81.5087 | 60 | Varibar | [5] | [0] | 0 | 10 | 100 | normal | none | 5.7221 | 8.6242 | 49.3488 | 23.3202 | 35.1474 | 819.6433 | 2.4154e-13 | 0.39672 | 1.048 | 1.0592 | 0.020611 | 1.1251 | 0.10133 | 0.0048343 | 1.1055 | 0.086602 | 1.4486 | 0.34384 | 1.4072 | 1.3858 | 1.2878 | 0.057634 | 1.452 | 0.023131 | 0.20354 | 0.24204 | 1.187 | 1.6297 | 0.0048331 | 0.70202 | 0.68497 | 0.30425 | 0.56896 | 0.48824 | 0.0045714 | 0.67203 | 0.66406
1f37113 | MBS | 3 | 01f_076010_393x248x546.dat | 0.0663;0.0663;0.1400 | 393;248;546 | (0.1677;69.1162;23.7226) | 80 | 7.702 | 57 | 81.5087 | 60 | Varibar | [5] | [0] | 0 | 10 | 100 | normal | none | 5.7221 | 8.6242 | 49.3488 | 23.3202 | 35.1474 | 819.6433 | 1.6144e-13 | 0.73034 | 1.8359 | 1.3817 | 0.049648 | 1.8858 | 0.20274 | 0.013843 | 1.7991 | 0.1906 | 1.7887 | 0.5911 | 2.0299 | 2.1777 | 1.8925 | 0.13424 | 2.2069 | 0.055741 | 0.42859 | 0.46475 | 1.9218 | 2.5054 | 0.012511 | 1.2244 | 1.1922 | 0.46648 | 0.85434 | 0.5748 | 0.014945 | 1.089 | 1.0194
1f37113 | MBS | 3 | 01f_076010_393x248x546.dat | 0.0663;0.0663;0.1400 | 393;248;546 | (0.1677;69.1162;23.7226) | 80 | 8.502 | 60 | 81.5087 | 60 | Varibar | [5] | [0] | 0 | 10 | 100 | normal | none | 5.7221 | 8.6242 | 49.3488 | 23.3202 | 35.1474 | 819.6433 | 1.5745e-13 | 0.77023 | 1.9076 | 1.4162 | 0.054335 | 1.9619 | 0.22533 | 0.020895 | 1.8439 | 0.20216 | 1.8298 | 0.61265 | 2.0663 | 2.2464 | 1.949 | 0.14369 | 2.2745 | 0.060259 | 0.45394 | 0.49067 | 1.9801 | 2.5561 | 0.013561 | 1.2797 | 1.2432 | 0.48061 | 0.87811 | 0.58098 | 0.015629 | 1.1276 | 1.0511
1f37113 | MBS | 4 | 01f_076010_393x248x546.dat | 0.0663;0.0663;0.1400 | 393;248;546 | (0.1677;69.1162;23.7382) | 110 | 3.9 | 52 | 81.5087 | 60 | Varibar | [5,133] | [30,30] | 0 | 10 | 100 | normal | none | 5.7221 | 2.4744 | 14.1591 | 23.3202 | 10.0844 | 235.1704 | 1.663e-13 | 0.058107 | 0.46436 | 0.053504 | 0.0067409 | 3.2429 | 0.028262 | 0.0017647 | 0.18747 | 0.024688 | 0.4897 | 0.049934 | 0.2721 | 1.916 | 8.2352 | 0.017959 | 4.9887 | 0.0075449 | 0.047101 | 0.041017 | 0.65725 | 4.5801 | 0.0022647 | 0.69844 | 0.5983 | 0.48868 | 1.2631 | 0.51227 | 0.002057 | 1.4896 | 0.63507
1f37113 | MBS | 4 | 01f_076010_393x248x546.dat | 0.0663;0.0663;0.1400 | 393;248;546 | (0.1677;69.1162;23.7382) | 110 | 7.85 | 62 | 81.5087 | 60 | Varibar | [5,133] | [30,30] | 0 | 10 | 100 | normal | none | 5.7221 | 2.4744 | 14.1591 | 23.3202 | 10.0844 | 235.1704 | 1.3282e-13 | 0.092485 | 0.70155 | 0.087848 | 0.012146 | 4.3446 | 0.03873 | 0.0061846 | 0.28118 | 0.040013 | 0.61647 | 0.079144 | 0.38243 | 2.4839 | 11.2889 | 0.029059 | 6.276 | 0.013051 | 0.075711 | 0.063983 | 0.90264 | 5.7443 | 0.0039952 | 1.0054 | 0.86242 | 0.63453 | 1.57 | 0.56239 | 0.00372 | 2.0042 | 0.84369
1f37113 | MBS | 4 | 01f_076010_393x248x546.dat | 0.0663;0.0663;0.1400 | 393;248;546 | (0.1677;69.1162;23.7382) | 110 | 9.9905 | 69 | 81.5087 | 60 | Varibar | [5,133] | [30,30] | 0 | 10 | 100 | normal | none | 5.7221 | 2.4744 | 14.1591 | 23.3202 | 10.0844 | 235.1704 | 1.2843e-13 | 0.10747 | 0.78642 | 0.098832 | 0.014838 | 4.6624 | 0.047984 | 0.0076032 | 0.31147 | 0.047423 | 0.58623 | 0.090103 | 0.4108 | 2.6245 | 12.0789 | 0.033628 | 6.5865 | 0.016537 | 0.086459 | 0.076163 | 0.9546 | 5.9144 | 0.0053442 | 1.1109 | 0.94843 | 0.67785 | 1.64 | 0.57318 | 0.0056719 | 2.1426 | 0.89742
1f37113 | MBS | 4 | 01f_076010_393x248x546.dat | 0.0663;0.0663;0.1400 | 393;248;546 | (0.1677;69.1162;23.7382) | 60 | 2.5 | 38 | 81.5087 | 60 | Varibar | [5,133] | [30,30] | 0 | 10 | 100 | normal | none | 5.7221 | 2.4744 | 14.1591 | 23.3202 | 10.0844 | 235.1704 | 2.0774e-13 | 0.028055 | 0.26469 | 0.035113 | 0.0026383 | 2.3828 | 0.0099542 | 0.0010316 | 0.11289 | 0.010143 | 0.30487 | 0.024869 | 0.18245 | 1.5047 | 5.7119 | 0.0065389 | 3.9885 | 0.0026914 | 0.022047 | 0.017876 | 0.45997 | 3.7174 | 0.00046054 | 0.44227 | 0.37793 | 0.36315 | 1.0241 | 0.47341 | 0.00053663 | 1.0767 | 0.47188
1f37113 | MBS | 4 | 01f_076010_393x248x546.dat | 0.0663;0.0663;0.1400 | 393;248;546 | (0.1677;69.1162;23.7382) | 60 | 5.7448 | 47 | 81.5087 | 60 | Varibar | [5,133] | [30,30] | 0 | 10 | 100 | normal | none | 5.7221 | 2.4744 | 14.1591 | 23.3202 | 10.0844 | 235.1704 | 1.349e-13 | 0.064184 | 0.5792 | 0.067679 | 0.0068716 | 3.9497 | 0.029638 | 0.0024315 | 0.24375 | 0.028025 | 0.56136 | 0.061197 | 0.35321 | 2.3816 | 10.2944 | 0.018576 | 5.9852 | 0.0082907 | 0.055057 | 0.050025 | 0.85198 | 5.7468 | 0.0023493 | 0.8562 | 0.74532 | 0.59258 | 1.5052 | 0.5568 | 0.0017092 | 1.8393 | 0.78733
1f37113 | MBS | 4 | 01f_076010_393x248x546.dat | 0.0663;0.0663;0.1400 | 393;248;546 | (0.1677;69.1162;23.7382) | 60 | 6.3535 | 49 | 81.5087 | 60 | Varibar | [5,133] | [30,30] | 0 | 10 | 100 | normal | none | 5.7221 | 2.4744 | 14.1591 | 23.3202 | 10.0844 | 235.1704 | 1.288e-13 | 0.074197 | 0.63182 | 0.075492 | 0.0081194 | 4.1828 | 0.037598 | 0.0025802 | 0.26653 | 0.031471 | 0.55747 | 0.068013 | 0.37796 | 2.4987 | 11.0743 | 0.022187 | 6.2193 | 0.0094261 | 0.063506 | 0.052477 | 0.9093 | 5.941 | 0.0026336 | 0.9207 | 0.8032 | 0.62051 | 1.5613 | 0.56586 | 0.0018429 | 1.9587 | 0.83004
1f37113 | MBS | 4 | 01f_076010_393x248x546.dat | 0.0663;0.0663;0.1400 | 393;248;546 | (0.1677;69.1162;23.7382) | 80 | 2.9 | 44 | 81.5087 | 60 | Varibar | [5,133] | [30,30] | 0 | 10 | 100 | normal | none | 5.7221 | 2.4744 | 14.1591 | 23.3202 | 10.0844 | 235.1704 | 1.8601e-13 | 0.041776 | 0.35035 | 0.041529 | 0.0041612 | 2.7801 | 0.013925 | 0.0022364 | 0.14566 | 0.01572 | 0.39496 | 0.035927 | 0.22267 | 1.6764 | 6.8771 | 0.010937 | 4.4022 | 0.0046902 | 0.032175 | 0.0288 | 0.5467 | 4.147 | 0.0015101 | 0.55101 | 0.4736 | 0.41436 | 1.1229 | 0.49009 | 0.00036617 | 1.2635 | 0.54518
1f37113 | MBS | 4 | 01f_076010_393x248x546.dat | 0.0663;0.0663;0.1400 | 393;248;546 | (0.1677;69.1162;23.7382) | 80 | 7.702 | 57 | 81.5087 | 60 | Varibar | [5,133] | [30,30] | 0 | 10 | 100 | normal | none | 5.7221 | 2.4744 | 14.1591 | 23.3202 | 10.0844 | 235.1704 | 1.2434e-13 | 0.096122 | 0.72123 | 0.091465 | 0.011796 | 4.436 | 0.046498 | 0.00422 | 0.29656 | 0.039893 | 0.64748 | 0.081139 | 0.40593 | 2.5643 | 11.979 | 0.029918 | 6.4523 | 0.012665 | 0.076351 | 0.067502 | 0.95221 | 6.0356 | 0.0034571 | 1.0306 | 0.89489 | 0.65051 | 1.6162 | 0.57264 | 0.0025586 | 2.0881 | 0.87758
1f37113 | MBS | 4 | 01f_076010_393x248x546.dat | 0.0663;0.0663;0.1400 | 393;248;546 | (0.1677;69.1162;23.7382) | 80 | 8.502 | 60 | 81.5087 | 60 | Varibar | [5,133] | [30,30] | 0 | 10 | 100 | normal | none | 5.7221 | 2.4744 | 14.1591 | 23.3202 | 10.0844 | 235.1704 | 1.2127e-13 | 0.1015 | 0.76563 | 0.093593 | 0.013339 | 4.5612 | 0.043434 | 0.004489 | 0.31021 | 0.043731 | 0.69325 | 0.087483 | 0.4212 | 2.6335 | 12.4714 | 0.031416 | 6.6146 | 0.013908 | 0.083879 | 0.071749 | 0.98062 | 6.1211 | 0.004556 | 1.0851 | 0.94183 | 0.67568 | 1.6521 | 0.57718 | 0.0030266 | 2.1592 | 0.90451
1f37113 | MBS | 5 | 01f_076010_393x248x546.dat | 0.0663;0.0663;0.1400 | 393;248;546 | (0.1677;69.1162;23.7382) | 110 | 3.9 | 52 | 81.5087 | 60 | Varibar | [5,133,110] | [30,30,100] | 0 | 20 | 100 | normal | none | 5.7221 | 2.4744 | 14.1591 | 23.3202 | 10.0844 | 235.1704 | 1.663e-13 | 0.053809 | 0.46253 | 0.052666 | 0.006433 | 3.2374 | 0.026582 | 0.0016627 | 0.17998 | 0.022932 | 0.48461 | 0.04807 | 0.26131 | 24.091 | 8.2268 | 0.017084 | 4.9738 | 0.007249 | 0.043985 | 0.03742 | 0.63717 | 4.5358 | 0.0021218 | 0.69196 | 0.59194 | 0.48528 | 1.2562 | 0.51073 | 0.0020427 | 3.1903 | 1.7214
1f37113 | MBS | 5 | 01f_076010_393x248x546.dat | 0.0663;0.0663;0.1400 | 393;248;546 | (0.1677;69.1162;23.7382) | 110 | 7.85 | 62 | 81.5087 | 60 | Varibar | [5,133,110] | [30,30,100] | 0 | 20 | 100 | normal | none | 5.7221 | 2.4744 | 14.1591 | 23.3202 | 10.0844 | 235.1704 | 1.3282e-13 | 0.086191 | 0.69872 | 0.084881 | 0.01166 | 4.3395 | 0.037522 | 0.006077 | 0.26783 | 0.037244 | 0.61711 | 0.07608 | 0.36804 | 36.5869 | 11.2768 | 0.027779 | 6.2567 | 0.012393 | 0.070831 | 0.0599 | 0.87351 | 5.6895 | 0.0038649 | 0.99626 | 0.85335 | 0.62983 | 1.5619 | 0.56035 | 0.0037114 | 4.6206 | 2.5154
1f37113 | MBS | 5 | 01f_076010_393x248x546.dat | 0.0663;0.0663;0.1400 | 393;248;546 | (0.1677;69.1162;23.7382) | 110 | 9.9905 | 69 | 81.5087 | 60 | Varibar | [5,133,110] | [30,30,100] | 0 | 20 | 100 | normal | none | 5.7221 | 2.4744 | 14.1591 | 23.3202 | 10.0844 | 235.1704 | 1.2843e-13 | 0.095974 | 0.78315 | 0.097438 | 0.01399 | 4.6514 | 0.044338 | 0.0076228 | 0.29697 | 0.044209 | 0.58375 | 0.086685 | 0.39544 | 40.9047 | 12.0634 | 0.031952 | 6.5672 | 0.015757 | 0.080993 | 0.070744 | 0.92603 | 5.9073 | 0.0052528 | 1.1011 | 0.93875 | 0.6738 | 1.632 | 0.57084 | 0.0053132 | 5.0786 | 2.7762
1f37113 | MBS | 5 | 01f_076010_393x248x546.dat | 0.0663;0.0663;0.1400 | 393;248;546 | (0.1677;69.1162;23.7382) | 60 | 2.5 | 38 | 81.5087 | 60 | Varibar | [5,133,110] | [30,30,100] | 0 | 20 | 100 | normal | none | 5.7221 | 2.4744 | 14.1591 | 23.3202 | 10.0844 | 235.1704 | 2.0774e-13 | 0.026091 | 0.26384 | 0.033978 | 0.002565 | 2.3804 | 0.0098632 | 0.0010316 | 0.10747 | 0.0094285 | 0.30472 | 0.024049 | 0.17434 | 13.2443 | 5.7085 | 0.0061297 | 3.9747 | 0.0025911 | 0.020346 | 0.016147 | 0.44133 | 3.6496 | 0.00048406 | 0.438 | 0.37381 | 0.35997 | 1.018 | 0.47233 | 0.00053663 | 1.9763 | 1.0446
1f37113 | MBS | 5 | 01f_076010_393x248x546.dat | 0.0663;0.0663;0.1400 | 393;248;546 | (0.1677;69.1162;23.7382) | 60 | 5.7448 | 47 | 81.5087 | 60 | Varibar | [5,133,110] | [30,30,100] | 0 | 20 | 100 | normal | none | 5.7221 | 2.4744 | 14.1591 | 23.3202 | 10.0844 | 235.1704 | 1.349e-13 | 0.058111 | 0.57687 | 0.065507 | 0.0066259 | 3.9463 | 0.029175 | 0.0024315 | 0.23122 | 0.025874 | 0.56078 | 0.059033 | 0.3383 | 30.0242 | 10.2848 | 0.01721 | 5.962 | 0.007863 | 0.051379 | 0.045469 | 0.82447 | 5.6683 | 0.0023002 | 0.84772 | 0.73688 | 0.58735 | 1.4957 | 0.5547 | 0.0017067 | 3.9594 | 2.1402
1f37113 | MBS | 5 | 01f_076010_393x248x546.dat | 0.0663;0.0663;0.1400 | 393;248;546 | (0.1677;69.1162;23.7382) | 60 | 6.3535 | 49 | 81.5087 | 60 | Varibar | [5,133,110] | [30,30,100] | 0 | 20 | 100 | normal | none | 5.7221 | 2.4744 | 14.1591 | 23.3202 | 10.0844 | 235.1704 | 1.288e-13 | 0.067252 | 0.62915 | 0.073684 | 0.0077825 | 4.1777 | 0.035936 | 0.0025802 | 0.25253 | 0.029221 | 0.55813 | 0.065486 | 0.36162 | 33.3223 | 11.0588 | 0.020645 | 6.1941 | 0.0089928 | 0.059444 | 0.04816 | 0.87886 | 5.8783 | 0.0025367 | 0.91148 | 0.79398 | 0.61631 | 1.5515 | 0.56357 | 0.001835 | 4.3224 | 2.3398
1f37113 | MBS | 5 | 01f_076010_393x248x546.dat | 0.0663;0.0663;0.1400 | 393;248;546 | (0.1677;69.1162;23.7382) | 80 | 2.9 | 44 | 81.5087 | 60 | Varibar | [5,133,110] | [30,30,100] | 0 | 20 | 100 | normal | none | 5.7221 | 2.4744 | 14.1591 | 23.3202 | 10.0844 | 235.1704 | 1.8601e-13 | 0.03779 | 0.34898 | 0.040589 | 0.0040679 | 2.7738 | 0.013594 | 0.0022249 | 0.13909 | 0.014609 | 0.39415 | 0.034661 | 0.21331 | 18.2755 | 6.8712 | 0.010368 | 4.3877 | 0.0044446 | 0.029709 | 0.026199 | 0.52554 | 4.082 | 0.0014764 | 0.5457 | 0.46841 | 0.41084 | 1.1165 | 0.4888 | 0.00035031 | 2.5356 | 1.3567
1f37113 | MBS | 5 | 01f_076010_393x248x546.dat | 0.0663;0.0663;0.1400 | 393;248;546 | (0.1677;69.1162;23.7382) | 80 | 7.702 | 57 | 81.5087 | 60 | Varibar | [5,133,110] | [30,30,100] | 0 | 20 | 100 | normal | none | 5.7221 | 2.4744 | 14.1591 | 23.3202 | 10.0844 | 235.1704 | 1.2434e-13 | 0.08865 | 0.71809 | 0.090001 | 0.011284 | 4.4268 | 0.044271 | 0.0041296 | 0.28155 | 0.036953 | 0.64581 | 0.077894 | 0.38943 | 39.113 | 11.9605 | 0.028216 | 6.4289 | 0.012149 | 0.071055 | 0.062284 | 0.92543 | 5.9779 | 0.0034054 | 1.0206 | 0.88487 | 0.64602 | 1.607 | 0.57019 | 0.0025614 | 4.8914 | 2.669
1f37113 | MBS | 5 | 01f_076010_393x248x546.dat | 0.0663;0.0663;0.1400 | 393;248;546 | (0.1677;69.1162;23.7382) | 80 | 8.502 | 60 | 81.5087 | 60 | Varibar | [5,133,110] | [30,30,100] | 0 | 20 | 100 | normal | none | 5.7221 | 2.4744 | 14.1591 | 23.3202 | 10.0844 | 235.1704 | 1.2127e-13 | 0.095003 | 0.76223 | 0.08867 | 0.012565 | 4.5565 | 0.041532 | 0.004421 | 0.29378 | 0.040605 | 0.69203 | 0.084003 | 0.40381 | 41.8999 | 12.4524 | 0.02988 | 6.5902 | 0.013245 | 0.077979 | 0.066338 | 0.9516 | 6.0731 | 0.0042474 | 1.0747 | 0.93142 | 0.67162 | 1.643 | 0.5749 | 0.0030472 | 5.172 | 2.8296
1f37113 | MBS | 6 | 01f_076010_393x248x546.dat | 0.0663;0.0663;0.1400 | 393;248;546 | (0.1677;69.1162;23.7226) | 110 | 3.9 | 52 | 81.5087 | 60 | Varibar | [5] | [0] | 0 | 10 | 100 | normal | none | 5.7221 | 8.6242 | 49.3488 | 23.3202 | 35.1474 | 819.6433 | 2.1593e-13 | 0.49266 | 1.2784 | 1.1784 | 0.029613 | 1.3448 | 0.13983 | 0.0097448 | 1.2972 | 0.11751 | 1.5746 | 0.4123 | 1.5718 | 1.6047 | 1.4644 | 0.081911 | 1.6695 | 0.032786 | 0.27414 | 0.30849 | 1.3924 | 1.8508 | 0.0080605 | 0.85888 | 0.83024 | 0.35379 | 0.65058 | 0.51191 | 0.0090006 | 0.79182 | 0.76739
1f37113 | MBS | 6 | 01f_076010_393x248x546.dat | 0.0663;0.0663;0.1400 | 393;248;546 | (0.1677;69.1162;23.7226) | 110 | 7.85 | 62 | 81.5087 | 60 | Varibar | [5] | [0] | 0 | 10 | 100 | normal | none | 5.7221 | 8.6242 | 49.3488 | 23.3202 | 35.1474 | 819.6433 | 1.7246e-13 | 0.7073 | 1.7751 | 1.38 | 0.04901 | 1.8552 | 0.20617 | 0.017728 | 1.7266 | 0.1818 | 1.835 | 0.56288 | 1.9525 | 2.0886 | 1.8506 | 0.13067 | 2.1418 | 0.053656 | 0.42125 | 0.45116 | 1.8538 | 2.378 | 0.013339 | 1.1893 | 1.1432 | 0.45663 | 0.82936 | 0.56489 | 0.012473 | 1.058 | 0.98899
1f37113 | MBS | 6 | 01f_076010_393x248x546.dat | 0.0663;0.0663;0.1400 | 393;248;546 | (0.1677;69.1162;23.7226) | 110 | 9.9905 | 69 | 81.5087 | 60 | Varibar | [5] | [0] | 0 | 10 | 100 | normal | none | 5.7221 | 8.6242 | 49.3488 | 23.3202 | 35.1474 | 819.6433 | 1.6676e-13 | 0.77309 | 1.9159 | 1.4557 | 0.056526 | 1.9877 | 0.2386 | 0.022673 | 1.819 | 0.20596 | 1.9544 | 0.59886 | 2.0215 | 2.198 | 1.9442 | 0.14779 | 2.2592 | 0.063667 | 0.4702 | 0.50361 | 1.9607 | 2.4827 | 0.015975 | 1.2953 | 1.2352 | 0.48209 | 0.87446 | 0.57631 | 0.019292 | 1.126 | 1.0485
1f37113 | MBS | 6 | 01f_076010_393x248x546.dat | 0.0663;0.0663;0.1400 | 393;248;546 | (0.1677;69.1162;23.7226) | 60 | 2.5 | 38 | 81.5087 | 60 | Varibar | [5] | [0] | 0 | 10 | 100 | normal | none | 5.7221 | 8.6242 | 49.3488 | 23.3202 | 35.1474 | 819.6433 | 2.6978e-13 | 0.32878 | 0.878 | 0.99135 | 0.013317 | 0.9664 | 0.073429 | 0.003248 | 0.96303 | 0.062654 | 1.3418 | 0.29021 | 1.2862 | 1.233 | 1.173 | 0.038968 | 1.2968 | 0.014552 | 0.15311 | 0.18974 | 1.033 | 1.4472 | 0.0031269 | 0.58557 | 0.57239 | 0.27338 | 0.50889 | 0.47066 | 0.0021262 | 0.58639 | 0.58968
1f37113 | MBS | 6 | 01f_076010_393x248x546.dat | 0.0663;0.0663;0.1400 | 393;248;546 | (0.1677;69.1162;23.7226) | 60 | 5.7448 | 47 | 81.5087 | 60 | Varibar | [5] | [0] | 0 | 10 | 100 | normal | none | 5.7221 | 8.6242 | 49.3488 | 23.3202 | 35.1474 | 819.6433 | 1.7517e-13 | 0.62681 | 1.6128 | 1.2671 | 0.035916 | 1.6562 | 0.18066 | 0.009055 | 1.6373 | 0.1491 | 1.7515 | 0.52608 | 1.9213 | 1.9802 | 1.7452 | 0.10012 | 2.0111 | 0.039113 | 0.34308 | 0.3877 | 1.7516 | 2.3258 | 0.0086486 | 1.046 | 1.0281 | 0.41924 | 0.78113 | 0.55604 | 0.0063857 | 0.97617 | 0.92254
1f37113 | MBS | 6 | 01f_076010_393x248x546.dat | 0.0663;0.0663;0.1400 | 393;248;546 | (0.1677;69.1162;23.7226) | 60 | 6.3535 | 49 | 81.5087 | 60 | Varibar | [5] | [0] | 0 | 10 | 100 | normal | none | 5.7221 | 8.6242 | 49.3488 | 23.3202 | 35.1474 | 819.6433 | 1.6725e-13 | 0.6764 | 1.7132 | 1.3081 | 0.040025 | 1.7503 | 0.1797 | 0.011129 | 1.7191 | 0.16399 | 1.7478 | 0.55756 | 1.9874 | 2.0706 | 1.8122 | 0.11178 | 2.1024 | 0.044396 | 0.3744 | 0.41604 | 1.8387 | 2.4379 | 0.010284 | 1.115 | 1.0959 | 0.43903 | 0.81529 | 0.56606 | 0.010126 | 1.026 | 0.96583
1f37113 | MBS | 6 | 01f_076010_393x248x546.dat | 0.0663;0.0663;0.1400 | 393;248;546 | (0.1677;69.1162;23.7226) | 80 | 2.9 | 44 | 81.5087 | 60 | Varibar | [5] | [0] | 0 | 10 | 100 | normal | none | 5.7221 | 8.6242 | 49.3488 | 23.3202 | 35.1474 | 819.6433 | 2.4154e-13 | 0.39672 | 1.048 | 1.0592 | 0.020611 | 1.1251 | 0.10133 | 0.0048343 | 1.1055 | 0.086602 | 1.4486 | 0.34384 | 1.4072 | 1.3858 | 1.2878 | 0.057634 | 1.452 | 0.023131 | 0.20354 | 0.24204 | 1.187 | 1.6297 | 0.0048331 | 0.70202 | 0.68497 | 0.30425 | 0.56896 | 0.48824 | 0.0045714 | 0.67203 | 0.66406
1f37113 | MBS | 6 | 01f_076010_393x248x546.dat | 0.0663;0.0663;0.1400 | 393;248;546 | (0.1677;69.1162;23.7226) | 80 | 7.702 | 57 | 81.5087 | 60 | Varibar | [5] | [0] | 0 | 10 | 100 | normal | none | 5.7221 | 8.6242 | 49.3488 | 23.3202 | 35.1474 | 819.6433 | 1.6144e-13 | 0.73034 | 1.8359 | 1.3817 | 0.049648 | 1.8858 | 0.20274 | 0.013843 | 1.7991 | 0.1906 | 1.7887 | 0.5911 | 2.0299 | 2.1777 | 1.8925 | 0.13424 | 2.2069 | 0.055741 | 0.42859 | 0.46475 | 1.9218 | 2.5054 | 0.012511 | 1.2244 | 1.1922 | 0.46648 | 0.85434 | 0.5748 | 0.014945 | 1.089 | 1.0194
1f37113 | MBS | 6 | 01f_076010_393x248x546.dat | 0.0663;0.0663;0.1400 | 393;248;546 | (0.1677;69.1162;23.7226) | 80 | 8.502 | 60 | 81.5087 | 60 | Varibar | [5] | [0] | 0 | 10 | 100 | normal | none | 5.7221 | 8.6242 | 49.3488 | 23.3202 | 35.1474 | 819.6433 | 1.5745e-13 | 0.77023 | 1.9076 | 1.4162 | 0.054335 | 1.9619 | 0.22533 | 0.020895 | 1.8439 | 0.20216 | 1.8298 | 0.61265 | 2.0663 | 2.2464 | 1.949 | 0.14369 | 2.2745 | 0.060259 | 0.45394 | 0.49067 | 1.9801 | 2.5561 | 0.013561 | 1.2797 | 1.2432 | 0.48061 | 0.87811 | 0.58098 | 0.015629 | 1.1276 | 1.0511
1f37113 | MBS | 7 | 01f_076010_393x248x546.dat | 0.0663;0.0663;0.1400 | 393;248;546 | (0.1677;69.1162;23.7382) | 110 | 3.9 | 52 | 81.5087 | 60 | Varibar | [5,133] | [30,30] | 0 | 10 | 100 | normal | none | 5.7221 | 2.4744 | 14.1591 | 23.3202 | 10.0844 | 235.1704 | 1.663e-13 | 0.058107 | 0.46436 | 0.053504 | 0.0067409 | 3.2429 | 0.028262 | 0.0017647 | 0.18747 | 0.024688 | 0.4897 | 0.049934 | 0.2721 | 1.916 | 8.2352 | 0.017959 | 4.9887 | 0.0075449 | 0.047101 | 0.041017 | 0.65725 | 4.5801 | 0.0022647 | 0.69844 | 0.5983 | 0.48868 | 1.2631 | 0.51227 | 0.002057 | 1.4896 | 0.63507
1f37113 | MBS | 7 | 01f_076010_393x248x546.dat | 0.0663;0.0663;0.1400 | 393;248;546 | (0.1677;69.1162;23.7382) | 110 | 7.85 | 62 | 81.5087 | 60 | Varibar | [5,133] | [30,30] | 0 | 10 | 100 | normal | none | 5.7221 | 2.4744 | 14.1591 | 23.3202 | 10.0844 | 235.1704 | 1.3282e-13 | 0.092485 | 0.70155 | 0.087848 | 0.012146 | 4.3446 | 0.03873 | 0.0061846 | 0.28118 | 0.040013 | 0.61647 | 0.079144 | 0.38243 | 2.4839 | 11.2889 | 0.029059 | 6.276 | 0.013051 | 0.075711 | 0.063983 | 0.90264 | 5.7443 | 0.0039952 | 1.0054 | 0.86242 | 0.63453 | 1.57 | 0.56239 | 0.00372 | 2.0042 | 0.84369
1f37113 | MBS | 7 | 01f_076010_393x248x546.dat | 0.0663;0.0663;0.1400 | 393;248;546 | (0.1677;69.1162;23.7382) | 110 | 9.9905 | 69 | 81.5087 | 60 | Varibar | [5,133] | [30,30] | 0 | 10 | 100 | normal | none | 5.7221 | 2.4744 | 14.1591 | 23.3202 | 10.0844 | 235.1704 | 1.2843e-13 | 0.10747 | 0.78642 | 0.098832 | 0.014838 | 4.6624 | 0.047984 | 0.0076032 | 0.31147 | 0.047423 | 0.58623 | 0.090103 | 0.4108 | 2.6245 | 12.0789 | 0.033628 | 6.5865 | 0.016537 | 0.086459 | 0.076163 | 0.9546 | 5.9144 | 0.0053442 | 1.1109 | 0.94843 | 0.67785 | 1.64 | 0.57318 | 0.0056719 | 2.1426 | 0.89742
1f37113 | MBS | 7 | 01f_076010_393x248x546.dat | 0.0663;0.0663;0.1400 | 393;248;546 | (0.1677;69.1162;23.7382) | 60 | 2.5 | 38 | 81.5087 | 60 | Varibar | [5,133] | [30,30] | 0 | 10 | 100 | normal | none | 5.7221 | 2.4744 | 14.1591 | 23.3202 | 10.0844 | 235.1704 | 2.0774e-13 | 0.028055 | 0.26469 | 0.035113 | 0.0026383 | 2.3828 | 0.0099542 | 0.0010316 | 0.11289 | 0.010143 | 0.30487 | 0.024869 | 0.18245 | 1.5047 | 5.7119 | 0.0065389 | 3.9885 | 0.0026914 | 0.022047 | 0.017876 | 0.45997 | 3.7174 | 0.00046054 | 0.44227 | 0.37793 | 0.36315 | 1.0241 | 0.47341 | 0.00053663 | 1.0767 | 0.47188
1f37113 | MBS | 7 | 01f_076010_393x248x546.dat | 0.0663;0.0663;0.1400 | 393;248;546 | (0.1677;69.1162;23.7382) | 60 | 5.7448 | 47 | 81.5087 | 60 | Varibar | [5,133] | [30,30] | 0 | 10 | 100 | normal | none | 5.7221 | 2.4744 | 14.1591 | 23.3202 | 10.0844 | 235.1704 | 1.349e-13 | 0.064184 | 0.5792 | 0.067679 | 0.0068716 | 3.9497 | 0.029638 | 0.0024315 | 0.24375 | 0.028025 | 0.56136 | 0.061197 | 0.35321 | 2.3816 | 10.2944 | 0.018576 | 5.9852 | 0.0082907 | 0.055057 | 0.050025 | 0.85198 | 5.7468 | 0.0023493 | 0.8562 | 0.74532 | 0.59258 | 1.5052 | 0.5568 | 0.0017092 | 1.8393 | 0.78733
1f37113 | MBS | 7 | 01f_076010_393x248x546.dat | 0.0663;0.0663;0.1400 | 393;248;546 | (0.1677;69.1162;23.7382) | 60 | 6.3535 | 49 | 81.5087 | 60 | Varibar | [5,133] | [30,30] | 0 | 10 | 100 | normal | none | 5.7221 | 2.4744 | 14.1591 | 23.3202 | 10.0844 | 235.1704 | 1.288e-13 | 0.074197 | 0.63182 | 0.075492 | 0.0081194 | 4.1828 | 0.037598 | 0.0025802 | 0.26653 | 0.031471 | 0.55747 | 0.068013 | 0.37796 | 2.4987 | 11.0743 | 0.022187 | 6.2193 | 0.0094261 | 0.063506 | 0.052477 | 0.9093 | 5.941 | 0.0026336 | 0.9207 | 0.8032 | 0.62051 | 1.5613 | 0.56586 | 0.0018429 | 1.9587 | 0.83004
1f37113 | MBS | 7 | 01f_076010_393x248x546.dat | 0.0663;0.0663;0.1400 | 393;248;546 | (0.1677;69.1162;23.7382) | 80 | 2.9 | 44 | 81.5087 | 60 | Varibar | [5,133] | [30,30] | 0 | 10 | 100 | normal | none | 5.7221 | 2.4744 | 14.1591 | 23.3202 | 10.0844 | 235.1704 | 1.8601e-13 | 0.041776 | 0.35035 | 0.041529 | 0.0041612 | 2.7801 | 0.013925 | 0.0022364 | 0.14566 | 0.01572 | 0.39496 | 0.035927 | 0.22267 | 1.6764 | 6.8771 | 0.010937 | 4.4022 | 0.0046902 | 0.032175 | 0.0288 | 0.5467 | 4.147 | 0.0015101 | 0.55101 | 0.4736 | 0.41436 | 1.1229 | 0.49009 | 0.00036617 | 1.2635 | 0.54518
1f37113 | MBS | 7 | 01f_076010_393x248x546.dat | 0.0663;0.0663;0.1400 | 393;248;546 | (0.1677;69.1162;23.7382) | 80 | 7.702 | 57 | 81.5087 | 60 | Varibar | [5,133] | [30,30] | 0 | 10 | 100 | normal | none | 5.7221 | 2.4744 | 14.1591 | 23.3202 | 10.0844 | 235.1704 | 1.2434e-13 | 0.096122 | 0.72123 | 0.091465 | 0.011796 | 4.436 | 0.046498 | 0.00422 | 0.29656 | 0.039893 | 0.64748 | 0.081139 | 0.40593 | 2.5643 | 11.979 | 0.029918 | 6.4523 | 0.012665 | 0.076351 | 0.067502 | 0.95221 | 6.0356 | 0.0034571 | 1.0306 | 0.89489 | 0.65051 | 1.6162 | 0.57264 | 0.0025586 | 2.0881 | 0.87758
1f37113 | MBS | 7 | 01f_076010_393x248x546.dat | 0.0663;0.0663;0.1400 | 393;248;546 | (0.1677;69.1162;23.7382) | 80 | 8.502 | 60 | 81.5087 | 60 | Varibar | [5,133] | [30,30] | 0 | 10 | 100 | normal | none | 5.7221 | 2.4744 | 14.1591 | 23.3202 | 10.0844 | 235.1704 | 1.2127e-13 | 0.1015 | 0.76563 | 0.093593 | 0.013339 | 4.5612 | 0.043434 | 0.004489 | 0.31021 | 0.043731 | 0.69325 | 0.087483 | 0.4212 | 2.6335 | 12.4714 | 0.031416 | 6.6146 | 0.013908 | 0.083879 | 0.071749 | 0.98062 | 6.1211 | 0.004556 | 1.0851 | 0.94183 | 0.67568 | 1.6521 | 0.57718 | 0.0030266 | 2.1592 | 0.90451
1f37113 | MBS | 8 | 01f_076010_393x248x546.dat | 0.0663;0.0663;0.1400 | 393;248;546 | (0.1677;69.1162;23.7382) | 110 | 3.9 | 52 | 81.5087 | 60 | Varibar | [5,133,110] | [30,30,100] | 0 | 20 | 100 | normal | none | 5.7221 | 2.4744 | 14.1591 | 23.3202 | 10.0844 | 235.1704 | 1.663e-13 | 0.053809 | 0.46253 | 0.052666 | 0.006433 | 3.2374 | 0.026582 | 0.0016627 | 0.17998 | 0.022932 | 0.48461 | 0.04807 | 0.26131 | 24.091 | 8.2268 | 0.017084 | 4.9738 | 0.007249 | 0.043985 | 0.03742 | 0.63717 | 4.5358 | 0.0021218 | 0.69196 | 0.59194 | 0.48528 | 1.2562 | 0.51073 | 0.0020427 | 3.1903 | 1.7214
1f37113 | MBS | 8 | 01f_076010_393x248x546.dat | 0.0663;0.0663;0.1400 | 393;248;546 | (0.1677;69.1162;23.7382) | 110 | 7.85 | 62 | 81.5087 | 60 | Varibar | [5,133,110] | [30,30,100] | 0 | 20 | 100 | normal | none | 5.7221 | 2.4744 | 14.1591 | 23.3202 | 10.0844 | 235.1704 | 1.3282e-13 | 0.086191 | 0.69872 | 0.084881 | 0.01166 | 4.3395 | 0.037522 | 0.006077 | 0.26783 | 0.037244 | 0.61711 | 0.07608 | 0.36804 | 36.5869 | 11.2768 | 0.027779 | 6.2567 | 0.012393 | 0.070831 | 0.0599 | 0.87351 | 5.6895 | 0.0038649 | 0.99626 | 0.85335 | 0.62983 | 1.5619 | 0.56035 | 0.0037114 | 4.6206 | 2.5154
1f37113 | MBS | 8 | 01f_076010_393x248x546.dat | 0.0663;0.0663;0.1400 | 393;248;546 | (0.1677;69.1162;23.7382) | 110 | 9.9905 | 69 | 81.5087 | 60 | Varibar | [5,133,110] | [30,30,100] | 0 | 20 | 100 | normal | none | 5.7221 | 2.4744 | 14.1591 | 23.3202 | 10.0844 | 235.1704 | 1.2843e-13 | 0.095974 | 0.78315 | 0.097438 | 0.01399 | 4.6514 | 0.044338 | 0.0076228 | 0.29697 | 0.044209 | 0.58375 | 0.086685 | 0.39544 | 40.9047 | 12.0634 | 0.031952 | 6.5672 | 0.015757 | 0.080993 | 0.070744 | 0.92603 | 5.9073 | 0.0052528 | 1.1011 | 0.93875 | 0.6738 | 1.632 | 0.57084 | 0.0053132 | 5.0786 | 2.7762
1f37113 | MBS | 8 | 01f_076010_393x248x546.dat | 0.0663;0.0663;0.1400 | 393;248;546 | (0.1677;69.1162;23.7382) | 60 | 2.5 | 38 | 81.5087 | 60 | Varibar | [5,133,110] | [30,30,100] | 0 | 20 | 100 | normal | none | 5.7221 | 2.4744 | 14.1591 | 23.3202 | 10.0844 | 235.1704 | 2.0774e-13 | 0.026091 | 0.26384 | 0.033978 | 0.002565 | 2.3804 | 0.0098632 | 0.0010316 | 0.10747 | 0.0094285 | 0.30472 | 0.024049 | 0.17434 | 13.2443 | 5.7085 | 0.0061297 | 3.9747 | 0.0025911 | 0.020346 | 0.016147 | 0.44133 | 3.6496 | 0.00048406 | 0.438 | 0.37381 | 0.35997 | 1.018 | 0.47233 | 0.00053663 | 1.9763 | 1.0446
1f37113 | MBS | 8 | 01f_076010_393x248x546.dat | 0.0663;0.0663;0.1400 | 393;248;546 | (0.1677;69.1162;23.7382) | 60 | 5.7448 | 47 | 81.5087 | 60 | Varibar | [5,133,110] | [30,30,100] | 0 | 20 | 100 | normal | none | 5.7221 | 2.4744 | 14.1591 | 23.3202 | 10.0844 | 235.1704 | 1.349e-13 | 0.058111 | 0.57687 | 0.065507 | 0.0066259 | 3.9463 | 0.029175 | 0.0024315 | 0.23122 | 0.025874 | 0.56078 | 0.059033 | 0.3383 | 30.0242 | 10.2848 | 0.01721 | 5.962 | 0.007863 | 0.051379 | 0.045469 | 0.82447 | 5.6683 | 0.0023002 | 0.84772 | 0.73688 | 0.58735 | 1.4957 | 0.5547 | 0.0017067 | 3.9594 | 2.1402
1f37113 | MBS | 8 | 01f_076010_393x248x546.dat | 0.0663;0.0663;0.1400 | 393;248;546 | (0.1677;69.1162;23.7382) | 60 | 6.3535 | 49 | 81.5087 | 60 | Varibar | [5,133,110] | [30,30,100] | 0 | 20 | 100 | normal | none | 5.7221 | 2.4744 | 14.1591 | 23.3202 | 10.0844 | 235.1704 | 1.288e-13 | 0.067252 | 0.62915 | 0.073684 | 0.0077825 | 4.1777 | 0.035936 | 0.0025802 | 0.25253 | 0.029221 | 0.55813 | 0.065486 | 0.36162 | 33.3223 | 11.0588 | 0.020645 | 6.1941 | 0.0089928 | 0.059444 | 0.04816 | 0.87886 | 5.8783 | 0.0025367 | 0.91148 | 0.79398 | 0.61631 | 1.5515 | 0.56357 | 0.001835 | 4.3224 | 2.3398
1f37113 | MBS | 8 | 01f_076010_393x248x546.dat | 0.0663;0.0663;0.1400 | 393;248;546 | (0.1677;69.1162;23.7382) | 80 | 2.9 | 44 | 81.5087 | 60 | Varibar | [5,133,110] | [30,30,100] | 0 | 20 | 100 | normal | none | 5.7221 | 2.4744 | 14.1591 | 23.3202 | 10.0844 | 235.1704 | 1.8601e-13 | 0.03779 | 0.34898 | 0.040589 | 0.0040679 | 2.7738 | 0.013594 | 0.0022249 | 0.13909 | 0.014609 | 0.39415 | 0.034661 | 0.21331 | 18.2755 | 6.8712 | 0.010368 | 4.3877 | 0.0044446 | 0.029709 | 0.026199 | 0.52554 | 4.082 | 0.0014764 | 0.5457 | 0.46841 | 0.41084 | 1.1165 | 0.4888 | 0.00035031 | 2.5356 | 1.3567
1f37113 | MBS | 8 | 01f_076010_393x248x546.dat | 0.0663;0.0663;0.1400 | 393;248;546 | (0.1677;69.1162;23.7382) | 80 | 7.702 | 57 | 81.5087 | 60 | Varibar | [5,133,110] | [30,30,100] | 0 | 20 | 100 | normal | none | 5.7221 | 2.4744 | 14.1591 | 23.3202 | 10.0844 | 235.1704 | 1.2434e-13 | 0.08865 | 0.71809 | 0.090001 | 0.011284 | 4.4268 | 0.044271 | 0.0041296 | 0.28155 | 0.036953 | 0.64581 | 0.077894 | 0.38943 | 39.113 | 11.9605 | 0.028216 | 6.4289 | 0.012149 | 0.071055 | 0.062284 | 0.92543 | 5.9779 | 0.0034054 | 1.0206 | 0.88487 | 0.64602 | 1.607 | 0.57019 | 0.0025614 | 4.8914 | 2.669
1f37113 | MBS | 8 | 01f_076010_393x248x546.dat | 0.0663;0.0663;0.1400 | 393;248;546 | (0.1677;69.1162;23.7382) | 80 | 8.502 | 60 | 81.5087 | 60 | Varibar | [5,133,110] | [30,30,100] | 0 | 20 | 100 | normal | none | 5.7221 | 2.4744 | 14.1591 | 23.3202 | 10.0844 | 235.1704 | 1.2127e-13 | 0.095003 | 0.76223 | 0.08867 | 0.012565 | 4.5565 | 0.041532 | 0.004421 | 0.29378 | 0.040605 | 0.69203 | 0.084003 | 0.40381 | 41.8999 | 12.4524 | 0.02988 | 6.5902 | 0.013245 | 0.077979 | 0.066338 | 0.9516 | 6.0731 | 0.0042474 | 1.0747 | 0.93142 | 0.67162 | 1.643 | 0.5749 | 0.0030472 | 5.172 | 2.8296
1f37113 | MBS | 1 | 01m_076010_393x248x546.dat | 0.0663;0.0663;0.1400 | 393;248;546 | (0.1677;69.1162;23.7226) | 110 | 3.9 | 52 | 81.5087 | 60 | Varibar | [5] | [0] | 0 | 10 | 100 | normal | none | 5.7221 | 8.6242 | 49.3488 | 23.3202 | 35.1474 | 819.6433 | 2.1593e-13 | 0.4922 | 1.2785 | 1.1665 | 0.029543 | 1.3423 | 0.13785 | 0.0025136 | 1.297 | 0.11739 | 1.573 | 0.41229 | 1.5719 | 1.605 | 1.4643 | 0.081623 | 1.6701 | 0.033014 | 0.27385 | 0.30857 | 1.393 | 1.8488 | 0.0076557 | 0.85894 | 0.8303 | 0.35155 | 0.64914 | 0.50981 | 0.0036894 | 0.79056 | 0.76516
1f37113 | MBS | 1 | 01m_076010_393x248x546.dat | 0.0663;0.0663;0.1400 | 393;248;546 | (0.1677;69.1162;23.7226) | 110 | 7.85 | 62 | 81.5087 | 60 | Varibar | [5] | [0] | 0 | 10 | 100 | normal | none | 5.7221 | 8.6242 | 49.3488 | 23.3202 | 35.1474 | 819.6433 | 1.7246e-13 | 0.70799 | 1.7751 | 1.3695 | 0.048764 | 1.855 | 0.20408 | 0.005039 | 1.7268 | 0.18194 | 1.8395 | 0.56286 | 1.9524 | 2.0892 | 1.8478 | 0.13055 | 2.1416 | 0.054025 | 0.42046 | 0.4511 | 1.8542 | 2.3844 | 0.01321 | 1.1893 | 1.1433 | 0.45692 | 0.82732 | 0.56264 | 0.0081144 | 1.0573 | 0.98683
1f37113 | MBS | 1 | 01m_076010_393x248x546.dat | 0.0663;0.0663;0.1400 | 393;248;546 | (0.1677;69.1162;23.7226) | 110 | 9.9905 | 69 | 81.5087 | 60 | Varibar | [5] | [0] | 0 | 10 | 100 | normal | none | 5.7221 | 8.6242 | 49.3488 | 23.3202 | 35.1474 | 819.6433 | 1.6676e-13 | 0.77189 | 1.9159 | 1.444 | 0.056536 | 1.9887 | 0.2384 | 0.0054936 | 1.8186 | 0.20582 | 1.9486 | 0.59878 | 2.0215 | 2.1971 | 1.9433 | 0.14777 | 2.259 | 0.063595 | 0.46938 | 0.50473 | 1.9604 | 2.4848 | 0.015829 | 1.2954 | 1.2353 | 0.48594 | 0.87229 | 0.57398 | 0.0099611 | 1.1253 | 1.0458
1f37113 | MBS | 1 | 01m_076010_393x248x546.dat | 0.0663;0.0663;0.1400 | 393;248;546 | (0.1677;69.1162;23.7226) | 60 | 2.5 | 38 | 81.5087 | 60 | Varibar | [5] | [0] | 0 | 10 | 100 | normal | none | 5.7221 | 8.6242 | 49.3488 | 23.3202 | 35.1474 | 819.6433 | 2.6978e-13 | 0.32841 | 0.87807 | 0.98011 | 0.013281 | 0.96477 | 0.07271 | 0.00077047 | 0.96314 | 0.062579 | 1.346 | 0.29018 | 1.2863 | 1.2341 | 1.1739 | 0.038872 | 1.2971 | 0.014652 | 0.15301 | 0.18988 | 1.033 | 1.4496 | 0.0030822 | 0.58565 | 0.57247 | 0.27275 | 0.5078 | 0.46881 | 0.0012323 | 0.586 | 0.58825
1f37113 | MBS | 1 | 01m_076010_393x248x546.dat | 0.0663;0.0663;0.1400 | 393;248;546 | (0.1677;69.1162;23.7226) | 60 | 5.7448 | 47 | 81.5087 | 60 | Varibar | [5] | [0] | 0 | 10 | 100 | normal | none | 5.7221 | 8.6242 | 49.3488 | 23.3202 | 35.1474 | 819.6433 | 1.7517e-13 | 0.62646 | 1.6129 | 1.255 | 0.035814 | 1.6535 | 0.17956 | 0.0026134 | 1.6379 | 0.14918 | 1.7578 | 0.52599 | 1.9215 | 1.9795 | 1.7459 | 0.099838 | 2.0106 | 0.039343 | 0.34252 | 0.38827 | 1.7529 | 2.3277 | 0.0090088 | 1.0461 | 1.0282 | 0.42353 | 0.77936 | 0.55412 | 0.0038313 | 0.97577 | 0.92064
1f37113 | MBS | 1 | 01m_076010_393x248x546.dat | 0.0663;0.0663;0.1400 | 393;248;546 | (0.1677;69.1162;23.7226) | 60 | 6.3535 | 49 | 81.5087 | 60 | Varibar | [5] | [0] | 0 | 10 | 100 | normal | none | 5.7221 | 8.6242 | 49.3488 | 23.3202 | 35.1474 | 819.6433 | 1.6725e-13 | 0.67748 | 1.7132 | 1.293 | 0.039944 | 1.7529 | 0.18171 | 0.0032032 | 1.72 | 0.16389 | 1.7495 | 0.55756 | 1.9876 | 2.0698 | 1.8138 | 0.11151 | 2.1029 | 0.044388 | 0.37406 | 0.41597 | 1.8376 | 2.4331 | 0.010032 | 1.1151 | 1.096 | 0.44121 | 0.81338 | 0.56407 | 0.0052746 | 1.0263 | 0.96318
1f37113 | MBS | 1 | 01m_076010_393x248x546.dat | 0.0663;0.0663;0.1400 | 393;248;546 | (0.1677;69.1162;23.7226) | 80 | 2.9 | 44 | 81.5087 | 60 | Varibar | [5] | [0] | 0 | 10 | 100 | normal | none | 5.7221 | 8.6242 | 49.3488 | 23.3202 | 35.1474 | 819.6433 | 2.4154e-13 | 0.39618 | 1.048 | 1.0481 | 0.020608 | 1.1239 | 0.10227 | 0.0015437 | 1.106 | 0.086602 | 1.4472 | 0.34389 | 1.4072 | 1.3848 | 1.2896 | 0.057741 | 1.4521 | 0.023112 | 0.20329 | 0.24247 | 1.188 | 1.631 | 0.0049316 | 0.70206 | 0.68501 | 0.3048 | 0.56764 | 0.48612 | 0.0019583 | 0.6718 | 0.66248
1f37113 | MBS | 1 | 01m_076010_393x248x546.dat | 0.0663;0.0663;0.1400 | 393;248;546 | (0.1677;69.1162;23.7226) | 80 | 7.702 | 57 | 81.5087 | 60 | Varibar | [5] | [0] | 0 | 10 | 100 | normal | none | 5.7221 | 8.6242 | 49.3488 | 23.3202 | 35.1474 | 819.6433 | 1.6144e-13 | 0.73127 | 1.836 | 1.3763 | 0.049688 | 1.884 | 0.20458 | 0.0043154 | 1.7993 | 0.19037 | 1.7952 | 0.59108 | 2.0298 | 2.18 | 1.8931 | 0.13396 | 2.2074 | 0.055883 | 0.42833 | 0.46452 | 1.9218 | 2.511 | 0.012054 | 1.2244 | 1.1922 | 0.46582 | 0.85231 | 0.57293 | 0.0065416 | 1.0882 | 1.0182
1f37113 | MBS | 1 | 01m_076010_393x248x546.dat | 0.0663;0.0663;0.1400 | 393;248;546 | (0.1677;69.1162;23.7226) | 80 | 8.502 | 60 | 81.5087 | 60 | Varibar | [5] | [0] | 0 | 10 | 100 | normal | none | 5.7221 | 8.6242 | 49.3488 | 23.3202 | 35.1474 | 819.6433 | 1.5745e-13 | 0.77061 | 1.9076 | 1.4089 | 0.054576 | 1.9587 | 0.22884 | 0.0031233 | 1.8444 | 0.20192 | 1.8385 | 0.61254 | 2.0662 | 2.2459 | 1.9471 | 0.14352 | 2.2747 | 0.060206 | 0.45331 | 0.49011 | 1.9798 | 2.5509 | 0.014449 | 1.2796 | 1.2432 | 0.48667 | 0.87587 | 0.57879 | 0.0074164 | 1.1269 | 1.0484
1f37113 | MBS | 2 | 01m_076010_393x248x546.dat | 0.0663;0.0663;0.1400 | 393;248;546 | (0.1677;69.1162;23.7382) | 110 | 3.9 | 52 | 81.5087 | 60 | Varibar | [5] | [0] | 0 | 10 | 100 | normal | none | 5.7221 | 2.4744 | 14.1591 | 23.3202 | 10.0844 | 235.1704 | 1.663e-13 | 0.059676 | 0.46893 | 0.055997 | 0.006899 | 3.2653 | 0.027836 | 0.00046489 | 0.19085 | 0.025293 | 0.50711 | 0.050818 | 0.27528 | 1.9152 | 4.6579 | 0.018375 | 5.1215 | 0.0075659 | 0.048038 | 0.041451 | 0.66417 | 4.5959 | 0.0021004 | 0.70689 | 0.60488 | 0.49183 | 1.2769 | 0.51264 | 0.0016582 | 1.22 | 0.60647
1f37113 | MBS | 2 | 01m_076010_393x248x546.dat | 0.0663;0.0663;0.1400 | 393;248;546 | (0.1677;69.1162;23.7382) | 110 | 7.85 | 62 | 81.5087 | 60 | Varibar | [5] | [0] | 0 | 10 | 100 | normal | none | 5.7221 | 2.4744 | 14.1591 | 23.3202 | 10.0844 | 235.1704 | 1.3282e-13 | 0.092937 | 0.70895 | 0.089542 | 0.012412 | 4.3782 | 0.043038 | 0.0013219 | 0.28698 | 0.040735 | 0.61005 | 0.080567 | 0.38721 | 2.4894 | 5.7473 | 0.029961 | 6.436 | 0.013503 | 0.077254 | 0.066232 | 0.91612 | 5.758 | 0.0043283 | 1.0182 | 0.87253 | 0.64414 | 1.5867 | 0.56339 | 0.0020739 | 1.5874 | 0.79853
1f37113 | MBS | 2 | 01m_076010_393x248x546.dat | 0.0663;0.0663;0.1400 | 393;248;546 | (0.1677;69.1162;23.7382) | 110 | 9.9905 | 69 | 81.5087 | 60 | Varibar | [5] | [0] | 0 | 10 | 100 | normal | none | 5.7221 | 2.4744 | 14.1591 | 23.3202 | 10.0844 | 235.1704 | 1.2843e-13 | 0.10963 | 0.79467 | 0.10084 | 0.015117 | 4.6883 | 0.050221 | 0.00061567 | 0.31681 | 0.048486 | 0.6301 | 0.091669 | 0.41623 | 2.6244 | 5.9643 | 0.034511 | 6.7309 | 0.016897 | 0.088671 | 0.07752 | 0.96613 | 5.9222 | 0.0053708 | 1.1247 | 0.9594 | 0.6849 | 1.6557 | 0.57465 | 0.0030786 | 1.6796 | 0.84607
1f37113 | MBS | 2 | 01m_076010_393x248x546.dat | 0.0663;0.0663;0.1400 | 393;248;546 | (0.1677;69.1162;23.7382) | 60 | 2.5 | 38 | 81.5087 | 60 | Varibar | [5] | [0] | 0 | 10 | 100 | normal | none | 5.7221 | 2.4744 | 14.1591 | 23.3202 | 10.0844 | 235.1704 | 2.0774e-13 | 0.028172 | 0.26676 | 0.034963 | 0.0027082 | 2.4032 | 0.010392 | 0.00022543 | 0.1145 | 0.010299 | 0.31281 | 0.025127 | 0.18404 | 1.5036 | 3.7853 | 0.0067001 | 4.1128 | 0.0028063 | 0.022656 | 0.018108 | 0.46435 | 3.7283 | 0.00061918 | 0.44712 | 0.38157 | 0.36946 | 1.0359 | 0.47302 | 5.3899e-05 | 0.93348 | 0.45712
1f37113 | MBS | 2 | 01m_076010_393x248x546.dat | 0.0663;0.0663;0.1400 | 393;248;546 | (0.1677;69.1162;23.7382) | 60 | 5.7448 | 47 | 81.5087 | 60 | Varibar | [5] | [0] | 0 | 10 | 100 | normal | none | 5.7221 | 2.4744 | 14.1591 | 23.3202 | 10.0844 | 235.1704 | 1.349e-13 | 0.064693 | 0.58505 | 0.069099 | 0.0070535 | 3.9821 | 0.031031 | 0.0011701 | 0.24761 | 0.028485 | 0.57721 | 0.062159 | 0.35755 | 2.3787 | 5.5232 | 0.019291 | 6.1812 | 0.0084375 | 0.056418 | 0.051047 | 0.86006 | 5.7444 | 0.0020194 | 0.8678 | 0.75427 | 0.60527 | 1.525 | 0.55794 | 0.00068333 | 1.4806 | 0.74835
1f37113 | MBS | 2 | 01m_076010_393x248x546.dat | 0.0663;0.0663;0.1400 | 393;248;546 | (0.1677;69.1162;23.7382) | 60 | 6.3535 | 49 | 81.5087 | 60 | Varibar | [5] | [0] | 0 | 10 | 100 | normal | none | 5.7221 | 2.4744 | 14.1591 | 23.3202 | 10.0844 | 235.1704 | 1.288e-13 | 0.074967 | 0.63869 | 0.077685 | 0.0084269 | 4.2114 | 0.037894 | 0.0017434 | 0.27041 | 0.031929 | 0.57667 | 0.069163 | 0.3823 | 2.5007 | 5.7168 | 0.022687 | 6.4191 | 0.0096054 | 0.065088 | 0.054233 | 0.91831 | 5.9566 | 0.0024372 | 0.93362 | 0.81319 | 0.63748 | 1.5818 | 0.56689 | 0.00049751 | 1.5551 | 0.78704
1f37113 | MBS | 2 | 01m_076010_393x248x546.dat | 0.0663;0.0663;0.1400 | 393;248;546 | (0.1677;69.1162;23.7382) | 80 | 2.9 | 44 | 81.5087 | 60 | Varibar | [5] | [0] | 0 | 10 | 100 | normal | none | 5.7221 | 2.4744 | 14.1591 | 23.3202 | 10.0844 | 235.1704 | 1.8601e-13 | 0.042244 | 0.3536 | 0.042235 | 0.0043745 | 2.8007 | 0.014 | 0.00060427 | 0.14832 | 0.016106 | 0.40017 | 0.036376 | 0.22489 | 1.6793 | 4.1516 | 0.011014 | 4.5394 | 0.0047076 | 0.032852 | 0.028856 | 0.55336 | 4.1577 | 0.0012464 | 0.55765 | 0.47869 | 0.4231 | 1.1358 | 0.48997 | 0.00044414 | 1.0597 | 0.52378
1f37113 | MBS | 2 | 01m_076010_393x248x546.dat | 0.0663;0.0663;0.1400 | 393;248;546 | (0.1677;69.1162;23.7382) | 80 | 7.702 | 57 | 81.5087 | 60 | Varibar | [5] | [0] | 0 | 10 | 100 | normal | none | 5.7221 | 2.4744 | 14.1591 | 23.3202 | 10.0844 | 235.1704 | 1.2434e-13 | 0.097883 | 0.72949 | 0.09247 | 0.012054 | 4.4546 | 0.049466 | 0.0020201 | 0.30148 | 0.040998 | 0.66163 | 0.082779 | 0.41117 | 2.5648 | 5.8928 | 0.030325 | 6.6372 | 0.012882 | 0.077879 | 0.069046 | 0.96484 | 6.0585 | 0.0040302 | 1.0449 | 0.90618 | 0.65893 | 1.6353 | 0.57408 | 0.0048342 | 1.627 | 0.82783
1f37113 | MBS | 2 | 01m_076010_393x248x546.dat | 0.0663;0.0663;0.1400 | 393;248;546 | (0.1677;69.1162;23.7382) | 80 | 8.502 | 60 | 81.5087 | 60 | Varibar | [5] | [0] | 0 | 10 | 100 | normal | none | 5.7221 | 2.4744 | 14.1591 | 23.3202 | 10.0844 | 235.1704 | 1.2127e-13 | 0.10573 | 0.77466 | 0.0953 | 0.013437 | 4.5972 | 0.051832 | 0.0015406 | 0.31748 | 0.044805 | 0.71648 | 0.089099 | 0.42691 | 2.6353 | 6.0101 | 0.032623 | 6.7887 | 0.014389 | 0.085141 | 0.07461 | 0.99497 | 6.129 | 0.0043174 | 1.1003 | 0.9539 | 0.67737 | 1.6712 | 0.57897 | 0.0011324 | 1.6721 | 0.85131
1f37113 | MBS | 3 | 01m_076010_393x248x546.dat | 0.0663;0.0663;0.1400 | 393;248;546 | (0.1677;69.1162;23.7226) | 110 | 3.9 | 52 | 81.5087 | 60 | Varibar | [5] | [0] | 0 | 10 | 100 | normal | none | 5.7221 | 8.6242 | 49.3488 | 23.3202 | 35.1474 | 819.6433 | 2.1593e-13 | 0.4922 | 1.2785 | 1.1665 | 0.029543 | 1.3423 | 0.13785 | 0.0025136 | 1.297 | 0.11739 | 1.573 | 0.41229 | 1.5719 | 1.605 | 1.4643 | 0.081623 | 1.6701 | 0.033014 | 0.27385 | 0.30857 | 1.393 | 1.8488 | 0.0076557 | 0.85894 | 0.8303 | 0.35155 | 0.64914 | 0.50981 | 0.0036894 | 0.79056 | 0.76516
1f37113 | MBS | 3 | 01m_076010_393x248x546.dat | 0.0663;0.0663;0.1400 | 393;248;546 | (0.1677;69.1162;23.7226) | 110 | 7.85 | 62 | 81.5087 | 60 | Varibar | [5] | [0] | 0 | 10 | 100 | normal | none | 5.7221 | 8.6242 | 49.3488 | 23.3202 | 35.1474 | 819.6433 | 1.7246e-13 | 0.70799 | 1.7751 | 1.3695 | 0.048764 | 1.855 | 0.20408 | 0.005039 | 1.7268 | 0.18194 | 1.8395 | 0.56286 | 1.9524 | 2.0892 | 1.8478 | 0.13055 | 2.1416 | 0.054025 | 0.42046 | 0.4511 | 1.8542 | 2.3844 | 0.01321 | 1.1893 | 1.1433 | 0.45692 | 0.82732 | 0.56264 | 0.0081144 | 1.0573 | 0.98683
1f37113 | MBS | 3 | 01m_076010_393x248x546.dat | 0.0663;0.0663;0.1400 | 393;248;546 | (0.1677;69.1162;23.7226) | 110 | 9.9905 | 69 | 81.5087 | 60 | Varibar | [5] | [0] | 0 | 10 | 100 | normal | none | 5.7221 | 8.6242 | 49.3488 | 23.3202 | 35.1474 | 819.6433 | 1.6676e-13 | 0.77189 | 1.9159 | 1.444 | 0.056536 | 1.9887 | 0.2384 | 0.0054936 | 1.8186 | 0.20582 | 1.9486 | 0.59878 | 2.0215 | 2.1971 | 1.9433 | 0.14777 | 2.259 | 0.063595 | 0.46938 | 0.50473 | 1.9604 | 2.4848 | 0.015829 | 1.2954 | 1.2353 | 0.48594 | 0.87229 | 0.57398 | 0.0099611 | 1.1253 | 1.0458
1f37113 | MBS | 3 | 01m_076010_393x248x546.dat | 0.0663;0.0663;0.1400 | 393;248;546 | (0.1677;69.1162;23.7226) | 60 | 2.5 | 38 | 81.5087 | 60 | Varibar | [5] | [0] | 0 | 10 | 100 | normal | none | 5.7221 | 8.6242 | 49.3488 | 23.3202 | 35.1474 | 819.6433 | 2.6978e-13 | 0.32841 | 0.87807 | 0.98011 | 0.013281 | 0.96477 | 0.07271 | 0.00077047 | 0.96314 | 0.062579 | 1.346 | 0.29018 | 1.2863 | 1.2341 | 1.1739 | 0.038872 | 1.2971 | 0.014652 | 0.15301 | 0.18988 | 1.033 | 1.4496 | 0.0030822 | 0.58565 | 0.57247 | 0.27275 | 0.5078 | 0.46881 | 0.0012323 | 0.586 | 0.58825
1f37113 | MBS | 3 | 01m_076010_393x248x546.dat | 0.0663;0.0663;0.1400 | 393;248;546 | (0.1677;69.1162;23.7226) | 60 | 5.7448 | 47 | 81.5087 | 60 | Varibar | [5] | [0] | 0 | 10 | 100 | normal | none | 5.7221 | 8.6242 | 49.3488 | 23.3202 | 35.1474 | 819.6433 | 1.7517e-13 | 0.62646 | 1.6129 | 1.255 | 0.035814 | 1.6535 | 0.17956 | 0.0026134 | 1.6379 | 0.14918 | 1.7578 | 0.526 | 1.9215 | 1.9795 | 1.7459 | 0.099838 | 2.0106 | 0.03934 | 0.34252 | 0.38827 | 1.7529 | 2.3279 | 0.0090088 | 1.0461 | 1.0282 | 0.42353 | 0.77936 | 0.55412 | 0.0038313 | 0.97577 | 0.92065
1f37113 | MBS | 3 | 01m_076010_393x248x546.dat | 0.0663;0.0663;0.1400 | 393;248;546 | (0.1677;69.1162;23.7226) | 60 | 6.3535 | 49 | 81.5087 | 60 | Varibar | [5] | [0] | 0 | 10 | 100 | normal | none | 5.7221 | 8.6242 | 49.3488 | 23.3202 | 35.1474 | 819.6433 | 1.6725e-13 | 0.67748 | 1.7132 | 1.293 | 0.039944 | 1.7529 | 0.18171 | 0.0032032 | 1.72 | 0.16389 | 1.7495 | 0.55756 | 1.9876 | 2.0698 | 1.8138 | 0.11151 | 2.1029 | 0.044388 | 0.37406 | 0.41597 | 1.8376 | 2.4331 | 0.010032 | 1.1151 | 1.096 | 0.44121 | 0.81338 | 0.56407 | 0.0052746 | 1.0263 | 0.96318
1f37113 | MBS | 3 | 01m_076010_393x248x546.dat | 0.0663;0.0663;0.1400 | 393;248;546 | (0.1677;69.1162;23.7226) | 80 | 2.9 | 44 | 81.5087 | 60 | Varibar | [5] | [0] | 0 | 10 | 100 | normal | none | 5.7221 | 8.6242 | 49.3488 | 23.3202 | 35.1474 | 819.6433 | 2.4154e-13 | 0.39618 | 1.048 | 1.0481 | 0.020608 | 1.1239 | 0.10227 | 0.0015437 | 1.1059 | 0.086602 | 1.4472 | 0.34389 | 1.4072 | 1.3848 | 1.2896 | 0.057741 | 1.4521 | 0.023112 | 0.20329 | 0.24247 | 1.188 | 1.631 | 0.0049316 | 0.70206 | 0.68501 | 0.3048 | 0.56764 | 0.48612 | 0.0019583 | 0.67179 | 0.66248
1f37113 | MBS | 3 | 01m_076010_393x248x546.dat | 0.0663;0.0663;0.1400 | 393;248;546 | (0.1677;69.1162;23.7226) | 80 | 7.702 | 57 | 81.5087 | 60 | Varibar | [5] | [0] | 0 | 10 | 100 | normal | none | 5.7221 | 8.6242 | 49.3488 | 23.3202 | 35.1474 | 819.6433 | 1.6144e-13 | 0.73127 | 1.836 | 1.3763 | 0.049688 | 1.884 | 0.20458 | 0.0043154 | 1.7993 | 0.19037 | 1.7952 | 0.59108 | 2.0298 | 2.18 | 1.8931 | 0.13396 | 2.2074 | 0.055883 | 0.42833 | 0.46452 | 1.9218 | 2.511 | 0.012054 | 1.2244 | 1.1922 | 0.46582 | 0.85231 | 0.57293 | 0.0065416 | 1.0882 | 1.0182
1f37113 | MBS | 3 | 01m_076010_393x248x546.dat | 0.0663;0.0663;0.1400 | 393;248;546 | (0.1677;69.1162;23.7226) | 80 | 8.502 | 60 | 81.5087 | 60 | Varibar | [5] | [0] | 0 | 10 | 100 | normal | none | 5.7221 | 8.6242 | 49.3488 | 23.3202 | 35.1474 | 819.6433 | 1.5745e-13 | 0.77061 | 1.9076 | 1.4089 | 0.054576 | 1.9587 | 0.22884 | 0.0031233 | 1.8444 | 0.20192 | 1.8385 | 0.61254 | 2.0662 | 2.2459 | 1.9471 | 0.14352 | 2.2747 | 0.060206 | 0.45331 | 0.49011 | 1.9798 | 2.5509 | 0.014449 | 1.2796 | 1.2432 | 0.48667 | 0.87587 | 0.57879 | 0.0074164 | 1.1269 | 1.0484
1f37113 | MBS | 4 | 01m_076010_393x248x546.dat | 0.0663;0.0663;0.1400 | 393;248;546 | (0.1677;69.1162;23.7382) | 110 | 3.9 | 52 | 81.5087 | 60 | Varibar | [5,133] | [30,30] | 0 | 10 | 100 | normal | none | 5.7221 | 2.4744 | 14.1591 | 23.3202 | 10.0844 | 235.1704 | 1.663e-13 | 0.058942 | 0.46436 | 0.053813 | 0.0067746 | 3.2398 | 0.028108 | 0.00046489 | 0.18754 | 0.024779 | 0.49595 | 0.049951 | 0.2721 | 1.9092 | 8.2352 | 0.017914 | 4.9883 | 0.0074811 | 0.047079 | 0.04092 | 0.65785 | 4.5852 | 0.0020709 | 0.69846 | 0.59832 | 0.48285 | 1.2619 | 0.51025 | 0.0016582 | 1.4881 | 0.63473
1f37113 | MBS | 4 | 01m_076010_393x248x546.dat | 0.0663;0.0663;0.1400 | 393;248;546 | (0.1677;69.1162;23.7382) | 110 | 7.85 | 62 | 81.5087 | 60 | Varibar | [5,133] | [30,30] | 0 | 10 | 100 | normal | none | 5.7221 | 2.4744 | 14.1591 | 23.3202 | 10.0844 | 235.1704 | 1.3282e-13 | 0.09119 | 0.70154 | 0.087983 | 0.012138 | 4.3475 | 0.042367 | 0.001285 | 0.28127 | 0.040119 | 0.62341 | 0.079137 | 0.38259 | 2.4781 | 11.2829 | 0.02927 | 6.2755 | 0.013252 | 0.075523 | 0.06437 | 0.9043 | 5.7438 | 0.0043075 | 1.0055 | 0.86248 | 0.63641 | 1.5684 | 0.56023 | 0.0020739 | 2.0039 | 0.84309
1f37113 | MBS | 4 | 01m_076010_393x248x546.dat | 0.0663;0.0663;0.1400 | 393;248;546 | (0.1677;69.1162;23.7382) | 110 | 9.9905 | 69 | 81.5087 | 60 | Varibar | [5,133] | [30,30] | 0 | 10 | 100 | normal | none | 5.7221 | 2.4744 | 14.1591 | 23.3202 | 10.0844 | 235.1704 | 1.2843e-13 | 0.10772 | 0.78642 | 0.097119 | 0.014917 | 4.661 | 0.049585 | 0.00061567 | 0.31137 | 0.047478 | 0.59926 | 0.090026 | 0.41077 | 2.6118 | 12.0782 | 0.03354 | 6.5854 | 0.016532 | 0.086522 | 0.075551 | 0.95429 | 5.9052 | 0.0053828 | 1.1109 | 0.94846 | 0.68008 | 1.6382 | 0.57102 | 0.0030786 | 2.1413 | 0.89553
1f37113 | MBS | 4 | 01m_076010_393x248x546.dat | 0.0663;0.0663;0.1400 | 393;248;546 | (0.1677;69.1162;23.7382) | 60 | 2.5 | 38 | 81.5087 | 60 | Varibar | [5,133] | [30,30] | 0 | 10 | 100 | normal | none | 5.7221 | 2.4744 | 14.1591 | 23.3202 | 10.0844 | 235.1704 | 2.0774e-13 | 0.027768 | 0.26473 | 0.035095 | 0.0026252 | 2.3835 | 0.010064 | 0.00022543 | 0.11276 | 0.010168 | 0.30747 | 0.024859 | 0.18244 | 1.4997 | 5.7162 | 0.0065153 | 3.9878 | 0.0027447 | 0.022048 | 0.017915 | 0.46052 | 3.7144 | 0.00061918 | 0.44233 | 0.37797 | 0.36099 | 1.0232 | 0.47159 | 5.3899e-05 | 1.0765 | 0.47146
1f37113 | MBS | 4 | 01m_076010_393x248x546.dat | 0.0663;0.0663;0.1400 | 393;248;546 | (0.1677;69.1162;23.7382) | 60 | 5.7448 | 47 | 81.5087 | 60 | Varibar | [5,133] | [30,30] | 0 | 10 | 100 | normal | none | 5.7221 | 2.4744 | 14.1591 | 23.3202 | 10.0844 | 235.1704 | 1.349e-13 | 0.064456 | 0.57927 | 0.067136 | 0.0068034 | 3.9523 | 0.030585 | 0.0011701 | 0.24395 | 0.028015 | 0.55704 | 0.06122 | 0.35362 | 2.3727 | 10.3019 | 0.018566 | 5.9855 | 0.0083063 | 0.055127 | 0.049967 | 0.85161 | 5.7309 | 0.001932 | 0.85625 | 0.74536 | 0.59532 | 1.5036 | 0.55478 | 0.00068333 | 1.8397 | 0.78623
1f37113 | MBS | 4 | 01m_076010_393x248x546.dat | 0.0663;0.0663;0.1400 | 393;248;546 | (0.1677;69.1162;23.7382) | 60 | 6.3535 | 49 | 81.5087 | 60 | Varibar | [5,133] | [30,30] | 0 | 10 | 100 | normal | none | 5.7221 | 2.4744 | 14.1591 | 23.3202 | 10.0844 | 235.1704 | 1.288e-13 | 0.073822 | 0.63191 | 0.075281 | 0.0082126 | 4.1824 | 0.038398 | 0.0017434 | 0.26616 | 0.031444 | 0.55415 | 0.068022 | 0.37792 | 2.4918 | 11.0829 | 0.022054 | 6.2186 | 0.0094649 | 0.063577 | 0.052706 | 0.90961 | 5.9446 | 0.0022623 | 0.92078 | 0.80325 | 0.62763 | 1.5596 | 0.56345 | 0.00049751 | 1.9591 | 0.82986
1f37113 | MBS | 4 | 01m_076010_393x248x546.dat | 0.0663;0.0663;0.1400 | 393;248;546 | (0.1677;69.1162;23.7382) | 80 | 2.9 | 44 | 81.5087 | 60 | Varibar | [5,133] | [30,30] | 0 | 10 | 100 | normal | none | 5.7221 | 2.4744 | 14.1591 | 23.3202 | 10.0844 | 235.1704 | 1.8601e-13 | 0.041665 | 0.35039 | 0.041066 | 0.0042736 | 2.778 | 0.014027 | 0.00060427 | 0.14592 | 0.015847 | 0.39314 | 0.035873 | 0.22266 | 1.6729 | 6.8777 | 0.010781 | 4.4028 | 0.0046427 | 0.032046 | 0.02853 | 0.54745 | 4.1433 | 0.0012198 | 0.55108 | 0.47365 | 0.41452 | 1.1218 | 0.48819 | 0.00044414 | 1.263 | 0.5446
1f37113 | MBS | 4 | 01m_076010_393x248x546.dat | 0.0663;0.0663;0.1400 | 393;248;546 | (0.1677;69.1162;23.7382) | 80 | 7.702 | 57 | 81.5087 | 60 | Varibar | [5,133] | [30,30] | 0 | 10 | 100 | normal | none | 5.7221 | 2.4744 | 14.1591 | 23.3202 | 10.0844 | 235.1704 | 1.2434e-13 | 0.095816 | 0.72133 | 0.09083 | 0.011848 | 4.4327 | 0.047647 | 0.0024833 | 0.29661 | 0.039994 | 0.64006 | 0.081139 | 0.40602 | 2.5517 | 11.9798 | 0.029588 | 6.4523 | 0.012649 | 0.076327 | 0.067289 | 0.95293 | 6.0415 | 0.0039255 | 1.0306 | 0.8949 | 0.65298 | 1.6144 | 0.57076 | 0.0048342 | 2.0871 | 0.87696
1f37113 | MBS | 4 | 01m_076010_393x248x546.dat | 0.0663;0.0663;0.1400 | 393;248;546 | (0.1677;69.1162;23.7382) | 80 | 8.502 | 60 | 81.5087 | 60 | Varibar | [5,133] | [30,30] | 0 | 10 | 100 | normal | none | 5.7221 | 2.4744 | 14.1591 | 23.3202 | 10.0844 | 235.1704 | 1.2127e-13 | 0.10388 | 0.76565 | 0.093148 | 0.013197 | 4.5622 | 0.049457 | 0.0015383 | 0.31053 | 0.04378 | 0.69411 | 0.087367 | 0.42131 | 2.6208 | 12.4639 | 0.031944 | 6.6141 | 0.014006 | 0.083467 | 0.072759 | 0.98087 | 6.1176 | 0.0041713 | 1.0851 | 0.94188 | 0.67051 | 1.6504 | 0.57516 | 0.0011324 | 2.1578 | 0.9035
1f37113 | MBS | 5 | 01m_076010_393x248x546.dat | 0.0663;0.0663;0.1400 | 393;248;546 | (0.1677;69.1162;23.7382) | 110 | 3.9 | 52 | 81.5087 | 60 | Varibar | [5,133,110] | [30,30,100] | 0 | 20 | 100 | normal | none | 5.7221 | 2.4744 | 14.1591 | 23.3202 | 10.0844 | 235.1704 | 1.663e-13 | 0.054399 | 0.46257 | 0.053338 | 0.0065256 | 3.2354 | 0.027512 | 0.00046489 | 0.17993 | 0.022987 | 0.48953 | 0.048103 | 0.26128 | 24.0014 | 8.2268 | 0.01706 | 4.9734 | 0.007166 | 0.04395 | 0.037238 | 0.63723 | 4.5432 | 0.0019509 | 0.692 | 0.592 | 0.47967 | 1.2551 | 0.5087 | 0.0011812 | 3.1826 | 1.7172
1f37113 | MBS | 5 | 01m_076010_393x248x546.dat | 0.0663;0.0663;0.1400 | 393;248;546 | (0.1677;69.1162;23.7382) | 110 | 7.85 | 62 | 81.5087 | 60 | Varibar | [5,133,110] | [30,30,100] | 0 | 20 | 100 | normal | none | 5.7221 | 2.4744 | 14.1591 | 23.3202 | 10.0844 | 235.1704 | 1.3282e-13 | 0.084354 | 0.69878 | 0.085845 | 0.011686 | 4.3419 | 0.0397 | 0.001285 | 0.26802 | 0.03728 | 0.62609 | 0.076103 | 0.36826 | 36.4596 | 11.2708 | 0.027967 | 6.2568 | 0.012673 | 0.070592 | 0.06035 | 0.87501 | 5.684 | 0.004091 | 0.99643 | 0.85351 | 0.63307 | 1.5603 | 0.55818 | 0.0029544 | 4.611 | 2.5088
1f37113 | MBS | 5 | 01m_076010_393x248x546.dat | 0.0663;0.0663;0.1400 | 393;248;546 | (0.1677;69.1162;23.7382) | 110 | 9.9905 | 69 | 81.5087 | 60 | Varibar | [5,133,110] | [30,30,100] | 0 | 20 | 100 | normal | none | 5.7221 | 2.4744 | 14.1591 | 23.3202 | 10.0844 | 235.1704 | 1.2843e-13 | 0.097508 | 0.78323 | 0.095422 | 0.014158 | 4.6494 | 0.046226 | 0.00054296 | 0.29695 | 0.044248 | 0.5966 | 0.086607 | 0.39546 | 40.7513 | 12.0626 | 0.032028 | 6.5669 | 0.015816 | 0.080814 | 0.070046 | 0.92634 | 5.8932 | 0.0052038 | 1.1012 | 0.93886 | 0.67667 | 1.6303 | 0.56876 | 0.0030347 | 5.0666 | 2.7672
1f37113 | MBS | 5 | 01m_076010_393x248x546.dat | 0.0663;0.0663;0.1400 | 393;248;546 | (0.1677;69.1162;23.7382) | 60 | 2.5 | 38 | 81.5087 | 60 | Varibar | [5,133,110] | [30,30,100] | 0 | 20 | 100 | normal | none | 5.7221 | 2.4744 | 14.1591 | 23.3202 | 10.0844 | 235.1704 | 2.0774e-13 | 0.026086 | 0.26388 | 0.033715 | 0.0025202 | 2.381 | 0.010102 | 0.00022543 | 0.10735 | 0.0094482 | 0.30732 | 0.024039 | 0.17436 | 13.2048 | 5.7128 | 0.0060744 | 3.9741 | 0.0026079 | 0.020439 | 0.016223 | 0.44152 | 3.6456 | 0.00061913 | 0.43806 | 0.37386 | 0.35848 | 1.0172 | 0.47047 | 5.3899e-05 | 1.9735 | 1.0425
1f37113 | MBS | 5 | 01m_076010_393x248x546.dat | 0.0663;0.0663;0.1400 | 393;248;546 | (0.1677;69.1162;23.7382) | 60 | 5.7448 | 47 | 81.5087 | 60 | Varibar | [5,133,110] | [30,30,100] | 0 | 20 | 100 | normal | none | 5.7221 | 2.4744 | 14.1591 | 23.3202 | 10.0844 | 235.1704 | 1.349e-13 | 0.057775 | 0.57698 | 0.064675 | 0.0066378 | 3.9484 | 0.029438 | 0.0011701 | 0.23144 | 0.025798 | 0.55516 | 0.059079 | 0.33863 | 29.9263 | 10.2915 | 0.017198 | 5.9619 | 0.0078563 | 0.051437 | 0.045298 | 0.82336 | 5.6555 | 0.0018651 | 0.84783 | 0.73697 | 0.59144 | 1.4943 | 0.5526 | 0.00068333 | 3.9528 | 2.1348
1f37113 | MBS | 5 | 01m_076010_393x248x546.dat | 0.0663;0.0663;0.1400 | 393;248;546 | (0.1677;69.1162;23.7382) | 60 | 6.3535 | 49 | 81.5087 | 60 | Varibar | [5,133,110] | [30,30,100] | 0 | 20 | 100 | normal | none | 5.7221 | 2.4744 | 14.1591 | 23.3202 | 10.0844 | 235.1704 | 1.288e-13 | 0.066892 | 0.6293 | 0.073452 | 0.0078492 | 4.1767 | 0.036893 | 0.0017434 | 0.25219 | 0.029121 | 0.55695 | 0.06552 | 0.36162 | 33.2098 | 11.0666 | 0.020485 | 6.1934 | 0.0090363 | 0.05941 | 0.048653 | 0.87933 | 5.8785 | 0.002166 | 0.9116 | 0.79404 | 0.62434 | 1.55 | 0.56116 | 0.00043956 | 4.3146 | 2.3343
1f37113 | MBS | 5 | 01m_076010_393x248x546.dat | 0.0663;0.0663;0.1400 | 393;248;546 | (0.1677;69.1162;23.7382) | 80 | 2.9 | 44 | 81.5087 | 60 | Varibar | [5,133,110] | [30,30,100] | 0 | 20 | 100 | normal | none | 5.7221 | 2.4744 | 14.1591 | 23.3202 | 10.0844 | 235.1704 | 1.8601e-13 | 0.038087 | 0.34906 | 0.040114 | 0.0041611 | 2.7723 | 0.013795 | 0.00060427 | 0.1395 | 0.014736 | 0.39239 | 0.034621 | 0.21332 | 18.211 | 6.8717 | 0.010307 | 4.3887 | 0.0043824 | 0.029588 | 0.025857 | 0.5256 | 4.0807 | 0.0011971 | 0.54578 | 0.46849 | 0.41178 | 1.1155 | 0.4869 | 0.00044414 | 2.5305 | 1.3533
1f37113 | MBS | 5 | 01m_076010_393x248x546.dat | 0.0663;0.0663;0.1400 | 393;248;546 | (0.1677;69.1162;23.7382) | 80 | 7.702 | 57 | 81.5087 | 60 | Varibar | [5,133,110] | [30,30,100] | 0 | 20 | 100 | normal | none | 5.7221 | 2.4744 | 14.1591 | 23.3202 | 10.0844 | 235.1704 | 1.2434e-13 | 0.088892 | 0.71824 | 0.088996 | 0.011391 | 4.4248 | 0.045631 | 0.0020337 | 0.28161 | 0.037065 | 0.64018 | 0.077875 | 0.38958 | 38.9819 | 11.9621 | 0.02792 | 6.4297 | 0.012091 | 0.07094 | 0.062141 | 0.92583 | 5.9812 | 0.0037881 | 1.0207 | 0.88494 | 0.64871 | 1.6054 | 0.56837 | 0.0041349 | 4.8814 | 2.6625
1f37113 | MBS | 5 | 01m_076010_393x248x546.dat | 0.0663;0.0663;0.1400 | 393;248;546 | (0.1677;69.1162;23.7382) | 80 | 8.502 | 60 | 81.5087 | 60 | Varibar | [5,133,110] | [30,30,100] | 0 | 20 | 100 | normal | none | 5.7221 | 2.4744 | 14.1591 | 23.3202 | 10.0844 | 235.1704 | 1.2127e-13 | 0.096091 | 0.76232 | 0.088472 | 0.012458 | 4.5574 | 0.047711 | 0.0014564 | 0.29444 | 0.040613 | 0.69269 | 0.083846 | 0.40407 | 41.7482 | 12.4441 | 0.030319 | 6.5903 | 0.013396 | 0.077473 | 0.066908 | 0.95193 | 6.0661 | 0.0039573 | 1.0748 | 0.93153 | 0.66617 | 1.6413 | 0.57285 | 0.0011324 | 5.1598 | 2.8215
1f37113 | MBS | 6 | 01m_076010_393x248x546.dat | 0.0663;0.0663;0.1400 | 393;248;546 | (0.1677;69.1162;23.7226) | 110 | 3.9 | 52 | 81.5087 | 60 | Varibar | [5] | [0] | 0 | 10 | 100 | normal | none | 5.7221 | 8.6242 | 49.3488 | 23.3202 | 35.1474 | 819.6433 | 2.1593e-13 | 0.4922 | 1.2785 | 1.1665 | 0.029543 | 1.3423 | 0.13785 | 0.0025136 | 1.297 | 0.11739 | 1.573 | 0.41229 | 1.5719 | 1.605 | 1.4643 | 0.081623 | 1.6701 | 0.033014 | 0.27385 | 0.30857 | 1.393 | 1.8488 | 0.0076557 | 0.85894 | 0.8303 | 0.35155 | 0.64914 | 0.50981 | 0.0036894 | 0.79056 | 0.76516
1f37113 | MBS | 6 | 01m_076010_393x248x546.dat | 0.0663;0.0663;0.1400 | 393;248;546 | (0.1677;69.1162;23.7226) | 110 | 7.85 | 62 | 81.5087 | 60 | Varibar | [5] | [0] | 0 | 10 | 100 | normal | none | 5.7221 | 8.6242 | 49.3488 | 23.3202 | 35.1474 | 819.6433 | 1.7246e-13 | 0.70799 | 1.7751 | 1.3695 | 0.048764 | 1.855 | 0.20408 | 0.005039 | 1.7268 | 0.18194 | 1.8395 | 0.56286 | 1.9524 | 2.0892 | 1.8478 | 0.13055 | 2.1416 | 0.054025 | 0.42046 | 0.4511 | 1.8542 | 2.3844 | 0.01321 | 1.1893 | 1.1433 | 0.45692 | 0.82732 | 0.56264 | 0.0081144 | 1.0573 | 0.98683
1f37113 | MBS | 6 | 01m_076010_393x248x546.dat | 0.0663;0.0663;0.1400 | 393;248;546 | (0.1677;69.1162;23.7226) | 110 | 9.9905 | 69 | 81.5087 | 60 | Varibar | [5] | [0] | 0 | 10 | 100 | normal | none | 5.7221 | 8.6242 | 49.3488 | 23.3202 | 35.1474 | 819.6433 | 1.6676e-13 | 0.77189 | 1.9159 | 1.444 | 0.056536 | 1.9887 | 0.2384 | 0.0054936 | 1.8186 | 0.20582 | 1.9486 | 0.59878 | 2.0215 | 2.1971 | 1.9433 | 0.14777 | 2.259 | 0.063595 | 0.46938 | 0.50473 | 1.9604 | 2.4848 | 0.015829 | 1.2954 | 1.2353 | 0.48594 | 0.87229 | 0.57398 | 0.0099611 | 1.1253 | 1.0458
1f37113 | MBS | 6 | 01m_076010_393x248x546.dat | 0.0663;0.0663;0.1400 | 393;248;546 | (0.1677;69.1162;23.7226) | 60 | 2.5 | 38 | 81.5087 | 60 | Varibar | [5] | [0] | 0 | 10 | 100 | normal | none | 5.7221 | 8.6242 | 49.3488 | 23.3202 | 35.1474 | 819.6433 | 2.6978e-13 | 0.32841 | 0.87807 | 0.98011 | 0.013281 | 0.96477 | 0.07271 | 0.00077047 | 0.96314 | 0.062579 | 1.346 | 0.29018 | 1.2863 | 1.2341 | 1.1739 | 0.038872 | 1.2971 | 0.014652 | 0.15301 | 0.18988 | 1.033 | 1.4496 | 0.0030822 | 0.58565 | 0.57247 | 0.27275 | 0.5078 | 0.46881 | 0.0012323 | 0.586 | 0.58825
1f37113 | MBS | 6 | 01m_076010_393x248x546.dat | 0.0663;0.0663;0.1400 | 393;248;546 | (0.1677;69.1162;23.7226) | 60 | 5.7448 | 47 | 81.5087 | 60 | Varibar | [5] | [0] | 0 | 10 | 100 | normal | none | 5.7221 | 8.6242 | 49.3488 | 23.3202 | 35.1474 | 819.6433 | 1.7517e-13 | 0.62646 | 1.6129 | 1.255 | 0.035814 | 1.6535 | 0.17956 | 0.0026134 | 1.6379 | 0.14918 | 1.7578 | 0.526 | 1.9215 | 1.9795 | 1.7459 | 0.099838 | 2.0106 | 0.03934 | 0.34252 | 0.38827 | 1.7529 | 2.3279 | 0.0090088 | 1.0461 | 1.0282 | 0.42353 | 0.77936 | 0.55412 | 0.0038313 | 0.97577 | 0.92065
1f37113 | MBS | 6 | 01m_076010_393x248x546.dat | 0.0663;0.0663;0.1400 | 393;248;546 | (0.1677;69.1162;23.7226) | 60 | 6.3535 | 49 | 81.5087 | 60 | Varibar | [5] | [0] | 0 | 10 | 100 | normal | none | 5.7221 | 8.6242 | 49.3488 | 23.3202 | 35.1474 | 819.6433 | 1.6725e-13 | 0.67748 | 1.7132 | 1.293 | 0.039944 | 1.7529 | 0.18171 | 0.0032032 | 1.72 | 0.16389 | 1.7495 | 0.55756 | 1.9876 | 2.0698 | 1.8138 | 0.11151 | 2.1029 | 0.044388 | 0.37406 | 0.41597 | 1.8376 | 2.4331 | 0.010032 | 1.1151 | 1.096 | 0.44121 | 0.81338 | 0.56407 | 0.0052746 | 1.0263 | 0.96318
1f37113 | MBS | 6 | 01m_076010_393x248x546.dat | 0.0663;0.0663;0.1400 | 393;248;546 | (0.1677;69.1162;23.7226) | 80 | 2.9 | 44 | 81.5087 | 60 | Varibar | [5] | [0] | 0 | 10 | 100 | normal | none | 5.7221 | 8.6242 | 49.3488 | 23.3202 | 35.1474 | 819.6433 | 2.4154e-13 | 0.39618 | 1.048 | 1.0481 | 0.020608 | 1.1239 | 0.10227 | 0.0015437 | 1.106 | 0.086602 | 1.4472 | 0.34389 | 1.4072 | 1.3848 | 1.2896 | 0.057741 | 1.4521 | 0.023112 | 0.20329 | 0.24247 | 1.188 | 1.631 | 0.0049316 | 0.70206 | 0.68501 | 0.3048 | 0.56764 | 0.48612 | 0.0019583 | 0.6718 | 0.66248
1f37113 | MBS | 6 | 01m_076010_393x248x546.dat | 0.0663;0.0663;0.1400 | 393;248;546 | (0.1677;69.1162;23.7226) | 80 | 7.702 | 57 | 81.5087 | 60 | Varibar | [5] | [0] | 0 | 10 | 100 | normal | none | 5.7221 | 8.6242 | 49.3488 | 23.3202 | 35.1474 | 819.6433 | 1.6144e-13 | 0.73127 | 1.836 | 1.3763 | 0.049688 | 1.884 | 0.20458 | 0.0043154 | 1.7993 | 0.19037 | 1.7952 | 0.59108 | 2.0298 | 2.18 | 1.8931 | 0.13396 | 2.2074 | 0.055883 | 0.42833 | 0.46452 | 1.9218 | 2.511 | 0.012054 | 1.2244 | 1.1922 | 0.46582 | 0.85231 | 0.57293 | 0.0065416 | 1.0882 | 1.0182
1f37113 | MBS | 6 | 01m_076010_393x248x546.dat | 0.0663;0.0663;0.1400 | 393;248;546 | (0.1677;69.1162;23.7226) | 80 | 8.502 | 60 | 81.5087 | 60 | Varibar | [5] | [0] | 0 | 10 | 100 | normal | none | 5.7221 | 8.6242 | 49.3488 | 23.3202 | 35.1474 | 819.6433 | 1.5745e-13 | 0.77061 | 1.9076 | 1.4089 | 0.054576 | 1.9587 | 0.22884 | 0.0031233 | 1.8444 | 0.20192 | 1.8385 | 0.61254 | 2.0662 | 2.2459 | 1.9471 | 0.14352 | 2.2747 | 0.060206 | 0.45331 | 0.49011 | 1.9798 | 2.5509 | 0.014449 | 1.2796 | 1.2432 | 0.48667 | 0.87587 | 0.57879 | 0.0074164 | 1.1269 | 1.0484
1f37113 | MBS | 7 | 01m_076010_393x248x546.dat | 0.0663;0.0663;0.1400 | 393;248;546 | (0.1677;69.1162;23.7382) | 110 | 3.9 | 52 | 81.5087 | 60 | Varibar | [5,133] | [30,30] | 0 | 10 | 100 | normal | none | 5.7221 | 2.4744 | 14.1591 | 23.3202 | 10.0844 | 235.1704 | 1.663e-13 | 0.058942 | 0.46436 | 0.053813 | 0.0067746 | 3.2398 | 0.028108 | 0.00046489 | 0.18754 | 0.024779 | 0.49595 | 0.049951 | 0.2721 | 1.9092 | 8.2352 | 0.017914 | 4.9883 | 0.0074811 | 0.047079 | 0.04092 | 0.65785 | 4.5852 | 0.0020709 | 0.69846 | 0.59832 | 0.48285 | 1.2619 | 0.51025 | 0.0016582 | 1.4881 | 0.63473
1f37113 | MBS | 7 | 01m_076010_393x248x546.dat | 0.0663;0.0663;0.1400 | 393;248;546 | (0.1677;69.1162;23.7382) | 110 | 7.85 | 62 | 81.5087 | 60 | Varibar | [5,133] | [30,30] | 0 | 10 | 100 | normal | none | 5.7221 | 2.4744 | 14.1591 | 23.3202 | 10.0844 | 235.1704 | 1.3282e-13 | 0.09119 | 0.70154 | 0.087983 | 0.012138 | 4.3475 | 0.042367 | 0.001285 | 0.28127 | 0.040119 | 0.62341 | 0.079137 | 0.38259 | 2.4781 | 11.2829 | 0.02927 | 6.2755 | 0.013252 | 0.075523 | 0.06437 | 0.9043 | 5.7438 | 0.0043075 | 1.0055 | 0.86248 | 0.63641 | 1.5684 | 0.56023 | 0.0020739 | 2.0039 | 0.84309
1f37113 | MBS | 7 | 01m_076010_393x248x546.dat | 0.0663;0.0663;0.1400 | 393;248;546 | (0.1677;69.1162;23.7382) | 110 | 9.9905 | 69 | 81.5087 | 60 | Varibar | [5,133] | [30,30] | 0 | 10 | 100 | normal | none | 5.7221 | 2.4744 | 14.1591 | 23.3202 | 10.0844 | 235.1704 | 1.2843e-13 | 0.10772 | 0.78642 | 0.097119 | 0.014917 | 4.661 | 0.049585 | 0.00061567 | 0.31137 | 0.047478 | 0.59926 | 0.090026 | 0.41077 | 2.6118 | 12.0782 | 0.03354 | 6.5854 | 0.016532 | 0.086522 | 0.075551 | 0.95429 | 5.9052 | 0.0053828 | 1.1109 | 0.94846 | 0.68008 | 1.6382 | 0.57102 | 0.0030786 | 2.1413 | 0.89553
1f37113 | MBS | 7 | 01m_076010_393x248x546.dat | 0.0663;0.0663;0.1400 | 393;248;546 | (0.1677;69.1162;23.7382) | 60 | 2.5 | 38 | 81.5087 | 60 | Varibar | [5,133] | [30,30] | 0 | 10 | 100 | normal | none | 5.7221 | 2.4744 | 14.1591 | 23.3202 | 10.0844 | 235.1704 | 2.0774e-13 | 0.027768 | 0.26473 | 0.035095 | 0.0026252 | 2.3835 | 0.010064 | 0.00022543 | 0.11276 | 0.010168 | 0.30747 | 0.024859 | 0.18244 | 1.4997 | 5.7162 | 0.0065153 | 3.9878 | 0.0027447 | 0.022048 | 0.017915 | 0.46052 | 3.7144 | 0.00061918 | 0.44233 | 0.37797 | 0.36099 | 1.0232 | 0.47159 | 5.3899e-05 | 1.0765 | 0.47146
1f37113 | MBS | 7 | 01m_076010_393x248x546.dat | 0.0663;0.0663;0.1400 | 393;248;546 | (0.1677;69.1162;23.7382) | 60 | 5.7448 | 47 | 81.5087 | 60 | Varibar | [5,133] | [30,30] | 0 | 10 | 100 | normal | none | 5.7221 | 2.4744 | 14.1591 | 23.3202 | 10.0844 | 235.1704 | 1.349e-13 | 0.064456 | 0.57927 | 0.067136 | 0.0068034 | 3.9523 | 0.030585 | 0.0011701 | 0.24395 | 0.028015 | 0.55704 | 0.06122 | 0.35362 | 2.3727 | 10.3019 | 0.018566 | 5.9855 | 0.0083063 | 0.055127 | 0.049967 | 0.85161 | 5.7309 | 0.001932 | 0.85625 | 0.74536 | 0.59532 | 1.5036 | 0.55478 | 0.00068333 | 1.8397 | 0.78623
1f37113 | MBS | 7 | 01m_076010_393x248x546.dat | 0.0663;0.0663;0.1400 | 393;248;546 | (0.1677;69.1162;23.7382) | 60 | 6.3535 | 49 | 81.5087 | 60 | Varibar | [5,133] | [30,30] | 0 | 10 | 100 | normal | none | 5.7221 | 2.4744 | 14.1591 | 23.3202 | 10.0844 | 235.1704 | 1.288e-13 | 0.073822 | 0.63191 | 0.075281 | 0.0082126 | 4.1824 | 0.038398 | 0.0017434 | 0.26616 | 0.031444 | 0.55415 | 0.068022 | 0.37792 | 2.4918 | 11.0829 | 0.022054 | 6.2186 | 0.0094649 | 0.063577 | 0.052706 | 0.90961 | 5.9446 | 0.0022623 | 0.92078 | 0.80325 | 0.62763 | 1.5596 | 0.56345 | 0.00049751 | 1.9591 | 0.82986
1f37113 | MBS | 7 | 01m_076010_393x248x546.dat | 0.0663;0.0663;0.1400 | 393;248;546 | (0.1677;69.1162;23.7382) | 80 | 2.9 | 44 | 81.5087 | 60 | Varibar | [5,133] | [30,30] | 0 | 10 | 100 | normal | none | 5.7221 | 2.4744 | 14.1591 | 23.3202 | 10.0844 | 235.1704 | 1.8601e-13 | 0.041665 | 0.35039 | 0.041066 | 0.0042736 | 2.778 | 0.014027 | 0.00060427 | 0.14592 | 0.015847 | 0.39314 | 0.035873 | 0.22266 | 1.6729 | 6.8777 | 0.010781 | 4.4028 | 0.0046427 | 0.032046 | 0.02853 | 0.54745 | 4.1433 | 0.0012198 | 0.55108 | 0.47365 | 0.41452 | 1.1218 | 0.48819 | 0.00044414 | 1.263 | 0.5446
1f37113 | MBS | 7 | 01m_076010_393x248x546.dat | 0.0663;0.0663;0.1400 | 393;248;546 | (0.1677;69.1162;23.7382) | 80 | 7.702 | 57 | 81.5087 | 60 | Varibar | [5,133] | [30,30] | 0 | 10 | 100 | normal | none | 5.7221 | 2.4744 | 14.1591 | 23.3202 | 10.0844 | 235.1704 | 1.2434e-13 | 0.095816 | 0.72133 | 0.09083 | 0.011848 | 4.4327 | 0.047647 | 0.0024833 | 0.29661 | 0.039994 | 0.64006 | 0.081139 | 0.40602 | 2.5517 | 11.9798 | 0.029588 | 6.4523 | 0.012649 | 0.076327 | 0.067289 | 0.95293 | 6.0415 | 0.0039255 | 1.0306 | 0.8949 | 0.65298 | 1.6144 | 0.57076 | 0.0048342 | 2.0871 | 0.87696
1f37113 | MBS | 7 | 01m_076010_393x248x546.dat | 0.0663;0.0663;0.1400 | 393;248;546 | (0.1677;69.1162;23.7382) | 80 | 8.502 | 60 | 81.5087 | 60 | Varibar | [5,133] | [30,30] | 0 | 10 | 100 | normal | none | 5.7221 | 2.4744 | 14.1591 | 23.3202 | 10.0844 | 235.1704 | 1.2127e-13 | 0.10388 | 0.76565 | 0.093148 | 0.013197 | 4.5622 | 0.049457 | 0.0015383 | 0.31053 | 0.04378 | 0.69411 | 0.087367 | 0.42131 | 2.6208 | 12.4639 | 0.031944 | 6.6141 | 0.014006 | 0.083467 | 0.072759 | 0.98087 | 6.1176 | 0.0041713 | 1.0851 | 0.94188 | 0.67051 | 1.6504 | 0.57516 | 0.0011324 | 2.1578 | 0.9035
1f37113 | MBS | 8 | 01m_076010_393x248x546.dat | 0.0663;0.0663;0.1400 | 393;248;546 | (0.1677;69.1162;23.7382) | 110 | 3.9 | 52 | 81.5087 | 60 | Varibar | [5,133,110] | [30,30,100] | 0 | 20 | 100 | normal | none | 5.7221 | 2.4744 | 14.1591 | 23.3202 | 10.0844 | 235.1704 | 1.663e-13 | 0.054399 | 0.46257 | 0.053338 | 0.0065256 | 3.2354 | 0.027512 | 0.00046489 | 0.17993 | 0.022987 | 0.48953 | 0.048103 | 0.26128 | 24.0014 | 8.2268 | 0.01706 | 4.9734 | 0.007166 | 0.04395 | 0.037238 | 0.63723 | 4.5432 | 0.0019509 | 0.692 | 0.592 | 0.47967 | 1.2551 | 0.5087 | 0.0011812 | 3.1826 | 1.7172
1f37113 | MBS | 8 | 01m_076010_393x248x546.dat | 0.0663;0.0663;0.1400 | 393;248;546 | (0.1677;69.1162;23.7382) | 110 | 7.85 | 62 | 81.5087 | 60 | Varibar | [5,133,110] | [30,30,100] | 0 | 20 | 100 | normal | none | 5.7221 | 2.4744 | 14.1591 | 23.3202 | 10.0844 | 235.1704 | 1.3282e-13 | 0.084354 | 0.69878 | 0.085845 | 0.011686 | 4.3419 | 0.0397 | 0.001285 | 0.26802 | 0.03728 | 0.62609 | 0.076103 | 0.36826 | 36.4596 | 11.2708 | 0.027967 | 6.2568 | 0.012673 | 0.070592 | 0.06035 | 0.87501 | 5.684 | 0.004091 | 0.99643 | 0.85351 | 0.63307 | 1.5603 | 0.55818 | 0.0029544 | 4.611 | 2.5088
1f37113 | MBS | 8 | 01m_076010_393x248x546.dat | 0.0663;0.0663;0.1400 | 393;248;546 | (0.1677;69.1162;23.7382) | 110 | 9.9905 | 69 | 81.5087 | 60 | Varibar | [5,133,110] | [30,30,100] | 0 | 20 | 100 | normal | none | 5.7221 | 2.4744 | 14.1591 | 23.3202 | 10.0844 | 235.1704 | 1.2843e-13 | 0.097508 | 0.78323 | 0.095422 | 0.014158 | 4.6494 | 0.046226 | 0.00054296 | 0.29695 | 0.044248 | 0.5966 | 0.086607 | 0.39545 | 40.7513 | 12.0626 | 0.032028 | 6.5669 | 0.015816 | 0.080814 | 0.070046 | 0.92634 | 5.8932 | 0.0052038 | 1.1012 | 0.93886 | 0.67667 | 1.6303 | 0.56876 | 0.0030347 | 5.0666 | 2.7672
1f37113 | MBS | 8 | 01m_076010_393x248x546.dat | 0.0663;0.0663;0.1400 | 393;248;546 | (0.1677;69.1162;23.7382) | 60 | 2.5 | 38 | 81.5087 | 60 | Varibar | [5,133,110] | [30,30,100] | 0 | 20 | 100 | normal | none | 5.7221 | 2.4744 | 14.1591 | 23.3202 | 10.0844 | 235.1704 | 2.0774e-13 | 0.026086 | 0.26388 | 0.033715 | 0.0025202 | 2.381 | 0.010102 | 0.00022543 | 0.10735 | 0.0094482 | 0.30732 | 0.024039 | 0.17436 | 13.2048 | 5.7128 | 0.0060744 | 3.9741 | 0.0026079 | 0.020439 | 0.016223 | 0.44152 | 3.6456 | 0.00061913 | 0.43806 | 0.37386 | 0.35848 | 1.0172 | 0.47047 | 5.3899e-05 | 1.9735 | 1.0425
1f37113 | MBS | 8 | 01m_076010_393x248x546.dat | 0.0663;0.0663;0.1400 | 393;248;546 | (0.1677;69.1162;23.7382) | 60 | 5.7448 | 47 | 81.5087 | 60 | Varibar | [5,133,110] | [30,30,100] | 0 | 20 | 100 | normal | none | 5.7221 | 2.4744 | 14.1591 | 23.3202 | 10.0844 | 235.1704 | 1.349e-13 | 0.057775 | 0.57698 | 0.064675 | 0.0066378 | 3.9484 | 0.029438 | 0.0011701 | 0.23144 | 0.025798 | 0.55516 | 0.059079 | 0.33863 | 29.9263 | 10.2915 | 0.017198 | 5.9619 | 0.0078563 | 0.051437 | 0.045298 | 0.82336 | 5.6555 | 0.0018651 | 0.84783 | 0.73697 | 0.59144 | 1.4943 | 0.5526 | 0.00068333 | 3.9528 | 2.1348
1f37113 | MBS | 8 | 01m_076010_393x248x546.dat | 0.0663;0.0663;0.1400 | 393;248;546 | (0.1677;69.1162;23.7382) | 60 | 6.3535 | 49 | 81.5087 | 60 | Varibar | [5,133,110] | [30,30,100] | 0 | 20 | 100 | normal | none | 5.7221 | 2.4744 | 14.1591 | 23.3202 | 10.0844 | 235.1704 | 1.288e-13 | 0.066892 | 0.6293 | 0.073452 | 0.0078492 | 4.1767 | 0.036893 | 0.0017434 | 0.25219 | 0.029121 | 0.55695 | 0.06552 | 0.36162 | 33.2098 | 11.0666 | 0.020485 | 6.1934 | 0.0090363 | 0.05941 | 0.048653 | 0.87933 | 5.8785 | 0.002166 | 0.9116 | 0.79404 | 0.62434 | 1.55 | 0.56116 | 0.00043956 | 4.3146 | 2.3343
1f37113 | MBS | 8 | 01m_076010_393x248x546.dat | 0.0663;0.0663;0.1400 | 393;248;546 | (0.1677;69.1162;23.7382) | 80 | 2.9 | 44 | 81.5087 | 60 | Varibar | [5,133,110] | [30,30,100] | 0 | 20 | 100 | normal | none | 5.7221 | 2.4744 | 14.1591 | 23.3202 | 10.0844 | 235.1704 | 1.8601e-13 | 0.038087 | 0.34906 | 0.040114 | 0.0041611 | 2.7723 | 0.013795 | 0.00060427 | 0.1395 | 0.014736 | 0.39239 | 0.034621 | 0.21332 | 18.211 | 6.8717 | 0.010307 | 4.3887 | 0.0043824 | 0.029588 | 0.025857 | 0.5256 | 4.0807 | 0.0011971 | 0.54578 | 0.46849 | 0.41178 | 1.1155 | 0.4869 | 0.00044414 | 2.5305 | 1.3533
1f37113 | MBS | 8 | 01m_076010_393x248x546.dat | 0.0663;0.0663;0.1400 | 393;248;546 | (0.1677;69.1162;23.7382) | 80 | 7.702 | 57 | 81.5087 | 60 | Varibar | [5,133,110] | [30,30,100] | 0 | 20 | 100 | normal | none | 5.7221 | 2.4744 | 14.1591 | 23.3202 | 10.0844 | 235.1704 | 1.2434e-13 | 0.088892 | 0.71824 | 0.088996 | 0.011391 | 4.4248 | 0.045631 | 0.0020337 | 0.28161 | 0.037065 | 0.64018 | 0.077875 | 0.38958 | 38.9819 | 11.9621 | 0.02792 | 6.4297 | 0.012091 | 0.07094 | 0.062141 | 0.92583 | 5.9812 | 0.0037881 | 1.0207 | 0.88494 | 0.64871 | 1.6054 | 0.56837 | 0.0041349 | 4.8814 | 2.6625
1f37113 | MBS | 8 | 01m_076010_393x248x546.dat | 0.0663;0.0663;0.1400 | 393;248;546 | (0.1677;69.1162;23.7382) | 80 | 8.502 | 60 | 81.5087 | 60 | Varibar | [5,133,110] | [30,30,100] | 0 | 20 | 100 | normal | none | 5.7221 | 2.4744 | 14.1591 | 23.3202 | 10.0844 | 235.1704 | 1.2127e-13 | 0.096091 | 0.76232 | 0.088472 | 0.012458 | 4.5574 | 0.047711 | 0.0014564 | 0.29444 | 0.040613 | 0.69269 | 0.083846 | 0.40407 | 41.7482 | 12.4441 | 0.030319 | 6.5903 | 0.013396 | 0.077473 | 0.066908 | 0.95193 | 6.0661 | 0.0039573 | 1.0748 | 0.93153 | 0.66617 | 1.6413 | 0.57285 | 0.0011324 | 5.1598 | 2.8215
1f37113 | MBS | 1 | 05f_109019_419x230x572.dat | 0.0850;0.0850;0.1928 | 419;230;572 | (0.1925;73.4725;37.2187) | 110 | 3.9 | 52 | 87.015 | 60 | Varibar | [5] | [0] | 0 | 10 | 100 | normal | none | 6.3767 | 9.9022 | 63.144 | 27.7436 | 43.0822 | 1195.2548 | 2.1538e-13 | 0.13872 | 0.7852 | 0.74583 | 0.010234 | 0.87523 | 0.061889 | 0.0034595 | 0.62688 | 0.046209 | 1.0437 | 0.24827 | 0.91943 | 0.8203 | 1.1146 | 0.040313 | 1.146 | 0.012251 | 0.09471 | 0.10197 | 0.70228 | 1.4635 | 0.0014985 | 0.40338 | 0.46705 | 0.2141 | 0.24219 | 0.26935 | 0.0024569 | 0.44311 | 0.44317
1f37113 | MBS | 1 | 05f_109019_419x230x572.dat | 0.0850;0.0850;0.1928 | 419;230;572 | (0.1925;73.4725;37.2187) | 110 | 7.85 | 62 | 87.015 | 60 | Varibar | [5] | [0] | 0 | 10 | 100 | normal | none | 6.3767 | 9.9022 | 63.144 | 27.7436 | 43.0822 | 1195.2548 | 1.7203e-13 | 0.22304 | 1.1374 | 0.87915 | 0.017037 | 1.2147 | 0.097826 | 0.0053128 | 0.88194 | 0.075621 | 1.2154 | 0.3538 | 1.1844 | 1.1247 | 1.3584 | 0.06646 | 1.4492 | 0.020579 | 0.15462 | 0.16286 | 0.9878 | 1.7775 | 0.0033251 | 0.57982 | 0.67806 | 0.28133 | 0.31067 | 0.29745 | 0.0038925 | 0.60316 | 0.5776
1f37113 | MBS | 1 | 05f_109019_419x230x572.dat | 0.0850;0.0850;0.1928 | 419;230;572 | (0.1925;73.4725;37.2187) | 110 | 9.9905 | 69 | 87.015 | 60 | Varibar | [5] | [0] | 0 | 10 | 100 | normal | none | 6.3767 | 9.9022 | 63.144 | 27.7436 | 43.0822 | 1195.2548 | 1.6635e-13 | 0.24695 | 1.2515 | 0.93498 | 0.020878 | 1.3438 | 0.11195 | 0.0073605 | 0.95662 | 0.088995 | 1.3118 | 0.38557 | 1.2443 | 1.2096 | 1.4384 | 0.079827 | 1.5318 | 0.025077 | 0.17996 | 0.18981 | 1.0639 | 1.8337 | 0.0040574 | 0.64647 | 0.75275 | 0.30174 | 0.33012 | 0.30453 | 0.0037945 | 0.65534 | 0.61933
1f37113 | MBS | 1 | 05f_109019_419x230x572.dat | 0.0850;0.0850;0.1928 | 419;230;572 | (0.1925;73.4725;37.2187) | 60 | 2.5 | 38 | 87.015 | 60 | Varibar | [5] | [0] | 0 | 10 | 100 | normal | none | 6.3767 | 9.9022 | 63.144 | 27.7436 | 43.0822 | 1195.2548 | 2.6909e-13 | 0.068385 | 0.49499 | 0.62064 | 0.0038823 | 0.60168 | 0.029516 | 0.00062513 | 0.41963 | 0.020123 | 0.89775 | 0.1609 | 0.71421 | 0.56917 | 0.91957 | 0.016101 | 0.89812 | 0.0044081 | 0.041417 | 0.048039 | 0.4779 | 1.2008 | 0.00057861 | 0.25491 | 0.28889 | 0.1577 | 0.187 | 0.24682 | 0.00068437 | 0.31301 | 0.33116
1f37113 | MBS | 1 | 05f_109019_419x230x572.dat | 0.0850;0.0850;0.1928 | 419;230;572 | (0.1925;73.4725;37.2187) | 60 | 5.7448 | 47 | 87.015 | 60 | Varibar | [5] | [0] | 0 | 10 | 100 | normal | none | 6.3767 | 9.9022 | 63.144 | 27.7436 | 43.0822 | 1195.2548 | 1.7472e-13 | 0.17155 | 0.98564 | 0.80821 | 0.010975 | 1.0505 | 0.076797 | 0.0021956 | 0.79218 | 0.053532 | 1.1329 | 0.3146 | 1.1304 | 1.0165 | 1.266 | 0.045832 | 1.3614 | 0.012841 | 0.11009 | 0.12093 | 0.88857 | 1.7544 | 0.001913 | 0.4783 | 0.56803 | 0.25624 | 0.28767 | 0.29006 | 0.001541 | 0.5352 | 0.52581
1f37113 | MBS | 1 | 05f_109019_419x230x572.dat | 0.0850;0.0850;0.1928 | 419;230;572 | (0.1925;73.4725;37.2187) | 60 | 6.3535 | 49 | 87.015 | 60 | Varibar | [5] | [0] | 0 | 10 | 100 | normal | none | 6.3767 | 9.9022 | 63.144 | 27.7436 | 43.0822 | 1195.2548 | 1.6683e-13 | 0.18214 | 1.059 | 0.83548 | 0.012997 | 1.1095 | 0.087097 | 0.0040796 | 0.84267 | 0.060416 | 1.1628 | 0.33719 | 1.1804 | 1.0744 | 1.3204 | 0.051891 | 1.4189 | 0.014764 | 0.12379 | 0.13531 | 0.94344 | 1.819 | 0.0021588 | 0.51403 | 0.61397 | 0.2676 | 0.30106 | 0.29562 | 0.0020962 | 0.56555 | 0.55277
1f37113 | MBS | 1 | 05f_109019_419x230x572.dat | 0.0850;0.0850;0.1928 | 419;230;572 | (0.1925;73.4725;37.2187) | 80 | 2.9 | 44 | 87.015 | 60 | Varibar | [5] | [0] | 0 | 10 | 100 | normal | none | 6.3767 | 9.9022 | 63.144 | 27.7436 | 43.0822 | 1195.2548 | 2.4093e-13 | 0.098408 | 0.61816 | 0.66838 | 0.0064684 | 0.71516 | 0.043412 | 0.002081 | 0.50754 | 0.030819 | 0.9505 | 0.19878 | 0.8007 | 0.67668 | 0.99134 | 0.025682 | 1.0033 | 0.0076206 | 0.06353 | 0.070557 | 0.57254 | 1.2958 | 0.0011118 | 0.31627 | 0.36529 | 0.18243 | 0.21003 | 0.25634 | 0.0014124 | 0.36697 | 0.37701
1f37113 | MBS | 1 | 05f_109019_419x230x572.dat | 0.0850;0.0850;0.1928 | 419;230;572 | (0.1925;73.4725;37.2187) | 80 | 7.702 | 57 | 87.015 | 60 | Varibar | [5] | [0] | 0 | 10 | 100 | normal | none | 6.3767 | 9.9022 | 63.144 | 27.7436 | 43.0822 | 1195.2548 | 1.6104e-13 | 0.22027 | 1.1688 | 0.8816 | 0.016781 | 1.2297 | 0.10312 | 0.0043549 | 0.9098 | 0.076529 | 1.2156 | 0.36869 | 1.2262 | 1.1574 | 1.387 | 0.067662 | 1.4876 | 0.020229 | 0.15428 | 0.16308 | 1.0159 | 1.869 | 0.0029124 | 0.58427 | 0.69678 | 0.28798 | 0.3187 | 0.30165 | 0.0038799 | 0.61597 | 0.59137
1f37113 | MBS | 1 | 05f_109019_419x230x572.dat | 0.0850;0.0850;0.1928 | 419;230;572 | (0.1925;73.4725;37.2187) | 80 | 8.502 | 60 | 87.015 | 60 | Varibar | [5] | [0] | 0 | 10 | 100 | normal | none | 6.3767 | 9.9022 | 63.144 | 27.7436 | 43.0822 | 1195.2548 | 1.5705e-13 | 0.24238 | 1.2255 | 0.90537 | 0.018081 | 1.2827 | 0.11008 | 0.0050509 | 0.94892 | 0.082954 | 1.2577 | 0.38555 | 1.2582 | 1.2002 | 1.4266 | 0.071607 | 1.5308 | 0.022319 | 0.16699 | 0.17535 | 1.0542 | 1.8954 | 0.0032276 | 0.61676 | 0.73627 | 0.29858 | 0.32859 | 0.30527 | 0.0042291 | 0.64106 | 0.61154
1f37113 | MBS | 2 | 05f_109019_419x230x572.dat | 0.0850;0.0850;0.1928 | 419;230;572 | (0.1925;73.4725;38.8236) | 110 | 3.9 | 52 | 87.015 | 60 | Varibar | [5] | [0] | 0 | 10 | 100 | normal | none | 6.3767 | 3.0101 | 19.1949 | 27.7436 | 13.0964 | 363.3414 | 1.7717e-13 | 0.015682 | 0.45578 | 0.030241 | 0.0017352 | 2.1491 | 0.0085004 | 0.00032093 | 0.061896 | 0.0061845 | 0.30359 | 0.018191 | 0.1638 | 0.81555 | 3.422 | 0.0061066 | 3.3837 | 0.0017931 | 0.014115 | 0.012363 | 0.25127 | 3.9679 | 0.00053276 | 0.37166 | 0.39041 | 0.33439 | 0.39537 | 0.25252 | 0.00027984 | 0.73965 | 0.39527
1f37113 | MBS | 2 | 05f_109019_419x230x572.dat | 0.0850;0.0850;0.1928 | 419;230;572 | (0.1925;73.4725;38.8236) | 110 | 7.85 | 62 | 87.015 | 60 | Varibar | [5] | [0] | 0 | 10 | 100 | normal | none | 6.3767 | 3.0101 | 19.1949 | 27.7436 | 13.0964 | 363.3414 | 1.4151e-13 | 0.023776 | 0.69923 | 0.04412 | 0.0029855 | 2.8976 | 0.013158 | 0.00036627 | 0.097747 | 0.010721 | 0.47493 | 0.030306 | 0.23431 | 1.0694 | 4.1253 | 0.010408 | 4.2407 | 0.0033564 | 0.024419 | 0.021025 | 0.35956 | 4.7126 | 0.0011086 | 0.5432 | 0.57706 | 0.42904 | 0.49667 | 0.27874 | 0.00098171 | 0.95631 | 0.50676
1f37113 | MBS | 2 | 05f_109019_419x230x572.dat | 0.0850;0.0850;0.1928 | 419;230;572 | (0.1925;73.4725;38.8236) | 110 | 9.9905 | 69 | 87.015 | 60 | Varibar | [5] | [0] | 0 | 10 | 100 | normal | none | 6.3767 | 3.0101 | 19.1949 | 27.7436 | 13.0964 | 363.3414 | 1.3683e-13 | 0.027386 | 0.7917 | 0.048691 | 0.0035878 | 3.1183 | 0.014556 | 0.0010966 | 0.1118 | 0.01337 | 0.48808 | 0.035854 | 0.25517 | 1.117 | 4.3421 | 0.012739 | 4.4394 | 0.0040277 | 0.028677 | 0.025894 | 0.38728 | 4.814 | 0.00095606 | 0.60975 | 0.64593 | 0.45553 | 0.52287 | 0.2851 | 0.00082283 | 1.0186 | 0.53583
1f37113 | MBS | 2 | 05f_109019_419x230x572.dat | 0.0850;0.0850;0.1928 | 419;230;572 | (0.1925;73.4725;38.8236) | 60 | 2.5 | 38 | 87.015 | 60 | Varibar | [5] | [0] | 0 | 10 | 100 | normal | none | 6.3767 | 3.0101 | 19.1949 | 27.7436 | 13.0964 | 363.3414 | 2.2134e-13 | 0.0050498 | 0.24884 | 0.017753 | 0.00050254 | 1.5457 | 0.0024487 | 0.00025853 | 0.031324 | 0.0019456 | 0.19396 | 0.007738 | 0.10459 | 0.62882 | 2.8615 | 0.00171 | 2.7348 | 0.00062421 | 0.0055201 | 0.0043593 | 0.16418 | 3.4142 | 9.4264e-05 | 0.22678 | 0.23212 | 0.25786 | 0.31522 | 0.23224 | 0.00016106 | 0.56629 | 0.30697
1f37113 | MBS | 2 | 05f_109019_419x230x572.dat | 0.0850;0.0850;0.1928 | 419;230;572 | (0.1925;73.4725;38.8236) | 60 | 5.7448 | 47 | 87.015 | 60 | Varibar | [5] | [0] | 0 | 10 | 100 | normal | none | 6.3767 | 3.0101 | 19.1949 | 27.7436 | 13.0964 | 363.3414 | 1.4372e-13 | 0.017296 | 0.55913 | 0.03423 | 0.0016293 | 2.598 | 0.0081701 | 0.0011978 | 0.075995 | 0.0061092 | 0.3653 | 0.020554 | 0.20765 | 1.0059 | 3.8757 | 0.0056598 | 4.0229 | 0.0017728 | 0.015582 | 0.012857 | 0.32488 | 4.813 | 0.00041262 | 0.4402 | 0.47309 | 0.40357 | 0.4678 | 0.27196 | 0.00049879 | 0.87597 | 0.47567
1f37113 | MBS | 2 | 05f_109019_419x230x572.dat | 0.0850;0.0850;0.1928 | 419;230;572 | (0.1925;73.4725;38.8236) | 60 | 6.3535 | 49 | 87.015 | 60 | Varibar | [5] | [0] | 0 | 10 | 100 | normal | none | 6.3767 | 3.0101 | 19.1949 | 27.7436 | 13.0964 | 363.3414 | 1.3723e-13 | 0.017119 | 0.6125 | 0.036511 | 0.0019034 | 2.7283 | 0.0088627 | 0.0003402 | 0.083716 | 0.007122 | 0.38367 | 0.023283 | 0.22385 | 1.0469 | 4.0197 | 0.0066906 | 4.1837 | 0.0020054 | 0.017126 | 0.014612 | 0.34796 | 4.9193 | 0.00054041 | 0.47517 | 0.51383 | 0.42294 | 0.48689 | 0.27712 | 0.00055307 | 0.91577 | 0.49564
1f37113 | MBS | 2 | 05f_109019_419x230x572.dat | 0.0850;0.0850;0.1928 | 419;230;572 | (0.1925;73.4725;38.8236) | 80 | 2.9 | 44 | 87.015 | 60 | Varibar | [5] | [0] | 0 | 10 | 100 | normal | none | 6.3767 | 3.0101 | 19.1949 | 27.7436 | 13.0964 | 363.3414 | 1.9817e-13 | 0.0083429 | 0.33666 | 0.021801 | 0.0010084 | 1.7983 | 0.0042815 | 0.00043805 | 0.044513 | 0.0037162 | 0.24107 | 0.012166 | 0.1307 | 0.70243 | 3.1094 | 0.0033212 | 3.0089 | 0.0011109 | 0.0084448 | 0.0077101 | 0.20205 | 3.6506 | 0.00025754 | 0.28662 | 0.29974 | 0.28839 | 0.34867 | 0.24076 | 0.00030168 | 0.63939 | 0.34398
1f37113 | MBS | 2 | 05f_109019_419x230x572.dat | 0.0850;0.0850;0.1928 | 419;230;572 | (0.1925;73.4725;38.8236) | 80 | 7.702 | 57 | 87.015 | 60 | Varibar | [5] | [0] | 0 | 10 | 100 | normal | none | 6.3767 | 3.0101 | 19.1949 | 27.7436 | 13.0964 | 363.3414 | 1.3247e-13 | 0.022669 | 0.71127 | 0.040874 | 0.0027041 | 2.9502 | 0.011221 | 0.00052934 | 0.10092 | 0.0098518 | 0.48734 | 0.030304 | 0.24628 | 1.1042 | 4.204 | 0.010024 | 4.3541 | 0.0029497 | 0.023215 | 0.020092 | 0.3787 | 4.9435 | 0.00071635 | 0.54598 | 0.59074 | 0.44445 | 0.50976 | 0.28288 | 0.00048732 | 0.97668 | 0.52249
1f37113 | MBS | 2 | 05f_109019_419x230x572.dat | 0.0850;0.0850;0.1928 | 419;230;572 | (0.1925;73.4725;38.8236) | 80 | 8.502 | 60 | 87.015 | 60 | Varibar | [5] | [0] | 0 | 10 | 100 | normal | none | 6.3767 | 3.0101 | 19.1949 | 27.7436 | 13.0964 | 363.3414 | 1.292e-13 | 0.025506 | 0.75823 | 0.045366 | 0.0028991 | 3.0687 | 0.013137 | 0.0005942 | 0.10802 | 0.011574 | 0.53991 | 0.033037 | 0.25819 | 1.1341 | 4.3127 | 0.011271 | 4.4562 | 0.0033163 | 0.025825 | 0.022154 | 0.39705 | 5.0023 | 0.00078731 | 0.57831 | 0.62667 | 0.45794 | 0.52305 | 0.28635 | 0.00082168 | 1.0102 | 0.53818
1f37113 | MBS | 3 | 05f_109019_419x230x572.dat | 0.0850;0.0850;0.1928 | 419;230;572 | (0.1925;73.4725;37.2187) | 110 | 3.9 | 52 | 87.015 | 60 | Varibar | [5] | [0] | 0 | 10 | 100 | normal | none | 6.3767 | 9.9022 | 63.144 | 27.7436 | 43.0822 | 1195.2548 | 2.1538e-13 | 0.13872 | 0.7852 | 0.74583 | 0.010234 | 0.87523 | 0.061889 | 0.0034595 | 0.62688 | 0.046209 | 1.0437 | 0.24827 | 0.91943 | 0.8203 | 1.1146 | 0.040313 | 1.146 | 0.012251 | 0.09471 | 0.10197 | 0.70228 | 1.4635 | 0.0014985 | 0.40338 | 0.46705 | 0.2141 | 0.24219 | 0.26935 | 0.0024569 | 0.44311 | 0.44317
1f37113 | MBS | 3 | 05f_109019_419x230x572.dat | 0.0850;0.0850;0.1928 | 419;230;572 | (0.1925;73.4725;37.2187) | 110 | 7.85 | 62 | 87.015 | 60 | Varibar | [5] | [0] | 0 | 10 | 100 | normal | none | 6.3767 | 9.9022 | 63.144 | 27.7436 | 43.0822 | 1195.2548 | 1.7203e-13 | 0.22304 | 1.1374 | 0.87915 | 0.017037 | 1.2147 | 0.097826 | 0.0053128 | 0.88194 | 0.075621 | 1.2154 | 0.3538 | 1.1844 | 1.1247 | 1.3584 | 0.06646 | 1.4492 | 0.020579 | 0.15462 | 0.16286 | 0.9878 | 1.7775 | 0.0033251 | 0.57982 | 0.67806 | 0.28133 | 0.31067 | 0.29745 | 0.0038925 | 0.60316 | 0.5776
1f37113 | MBS | 3 | 05f_109019_419x230x572.dat | 0.0850;0.0850;0.1928 | 419;230;572 | (0.1925;73.4725;37.2187) | 110 | 9.9905 | 69 | 87.015 | 60 | Varibar | [5] | [0] | 0 | 10 | 100 | normal | none | 6.3767 | 9.9022 | 63.144 | 27.7436 | 43.0822 | 1195.2548 | 1.6635e-13 | 0.24695 | 1.2515 | 0.93498 | 0.020878 | 1.3438 | 0.11195 | 0.0073605 | 0.95662 | 0.088995 | 1.3118 | 0.38557 | 1.2443 | 1.2096 | 1.4384 | 0.079827 | 1.5318 | 0.025077 | 0.17996 | 0.18981 | 1.0639 | 1.8337 | 0.0040574 | 0.64647 | 0.75275 | 0.30174 | 0.33012 | 0.30453 | 0.0037945 | 0.65534 | 0.61933
1f37113 | MBS | 3 | 05f_109019_419x230x572.dat | 0.0850;0.0850;0.1928 | 419;230;572 | (0.1925;73.4725;37.2187) | 60 | 2.5 | 38 | 87.015 | 60 | Varibar | [5] | [0] | 0 | 10 | 100 | normal | none | 6.3767 | 9.9022 | 63.144 | 27.7436 | 43.0822 | 1195.2548 | 2.6909e-13 | 0.068385 | 0.49499 | 0.62064 | 0.0038823 | 0.60168 | 0.029516 | 0.00062513 | 0.41963 | 0.020123 | 0.89775 | 0.1609 | 0.71421 | 0.56917 | 0.91957 | 0.016101 | 0.89812 | 0.0044081 | 0.041417 | 0.048039 | 0.4779 | 1.2008 | 0.00057861 | 0.25491 | 0.28889 | 0.1577 | 0.187 | 0.24682 | 0.00068437 | 0.31301 | 0.33116
1f37113 | MBS | 3 | 05f_109019_419x230x572.dat | 0.0850;0.0850;0.1928 | 419;230;572 | (0.1925;73.4725;37.2187) | 60 | 5.7448 | 47 | 87.015 | 60 | Varibar | [5] | [0] | 0 | 10 | 100 | normal | none | 6.3767 | 9.9022 | 63.144 | 27.7436 | 43.0822 | 1195.2548 | 1.7472e-13 | 0.17155 | 0.98564 | 0.80821 | 0.010975 | 1.0505 | 0.076797 | 0.0021956 | 0.79218 | 0.053532 | 1.1329 | 0.3146 | 1.1304 | 1.0165 | 1.266 | 0.045832 | 1.3614 | 0.012841 | 0.11009 | 0.12093 | 0.88857 | 1.7544 | 0.001913 | 0.4783 | 0.56803 | 0.25624 | 0.28767 | 0.29006 | 0.001541 | 0.5352 | 0.52581
1f37113 | MBS | 3 | 05f_109019_419x230x572.dat | 0.0850;0.0850;0.1928 | 419;230;572 | (0.1925;73.4725;37.2187) | 60 | 6.3535 | 49 | 87.015 | 60 | Varibar | [5] | [0] | 0 | 10 | 100 | normal | none | 6.3767 | 9.9022 | 63.144 | 27.7436 | 43.0822 | 1195.2548 | 1.6683e-13 | 0.18214 | 1.059 | 0.83548 | 0.012997 | 1.1095 | 0.087097 | 0.0040796 | 0.84267 | 0.060416 | 1.1628 | 0.33719 | 1.1804 | 1.0744 | 1.3204 | 0.051891 | 1.4189 | 0.014764 | 0.12379 | 0.13531 | 0.94344 | 1.819 | 0.0021588 | 0.51403 | 0.61397 | 0.2676 | 0.30106 | 0.29562 | 0.0020962 | 0.56555 | 0.55277
1f37113 | MBS | 3 | 05f_109019_419x230x572.dat | 0.0850;0.0850;0.1928 | 419;230;572 | (0.1925;73.4725;37.2187) | 80 | 2.9 | 44 | 87.015 | 60 | Varibar | [5] | [0] | 0 | 10 | 100 | normal | none | 6.3767 | 9.9022 | 63.144 | 27.7436 | 43.0822 | 1195.2548 | 2.4093e-13 | 0.098408 | 0.61816 | 0.66838 | 0.0064684 | 0.71516 | 0.043412 | 0.002081 | 0.50754 | 0.030817 | 0.9505 | 0.19878 | 0.8007 | 0.67668 | 0.99134 | 0.025689 | 1.0033 | 0.0076206 | 0.06353 | 0.070557 | 0.57254 | 1.2958 | 0.0011118 | 0.31627 | 0.36529 | 0.18243 | 0.21003 | 0.25634 | 0.0014124 | 0.36697 | 0.37701
1f37113 | MBS | 3 | 05f_109019_419x230x572.dat | 0.0850;0.0850;0.1928 | 419;230;572 | (0.1925;73.4725;37.2187) | 80 | 7.702 | 57 | 87.015 | 60 | Varibar | [5] | [0] | 0 | 10 | 100 | normal | none | 6.3767 | 9.9022 | 63.144 | 27.7436 | 43.0822 | 1195.2548 | 1.6104e-13 | 0.22027 | 1.1688 | 0.8816 | 0.016781 | 1.2297 | 0.10312 | 0.0043549 | 0.9098 | 0.076529 | 1.2156 | 0.36869 | 1.2262 | 1.1574 | 1.387 | 0.067662 | 1.4876 | 0.020229 | 0.15428 | 0.16308 | 1.0159 | 1.869 | 0.0029124 | 0.58427 | 0.69678 | 0.28798 | 0.3187 | 0.30165 | 0.0038799 | 0.61597 | 0.59137
1f37113 | MBS | 3 | 05f_109019_419x230x572.dat | 0.0850;0.0850;0.1928 | 419;230;572 | (0.1925;73.4725;37.2187) | 80 | 8.502 | 60 | 87.015 | 60 | Varibar | [5] | [0] | 0 | 10 | 100 | normal | none | 6.3767 | 9.9022 | 63.144 | 27.7436 | 43.0822 | 1195.2548 | 1.5705e-13 | 0.24238 | 1.2255 | 0.90537 | 0.018081 | 1.2827 | 0.11008 | 0.0050509 | 0.94892 | 0.082954 | 1.2577 | 0.38555 | 1.2582 | 1.2002 | 1.4266 | 0.071607 | 1.5308 | 0.022319 | 0.16699 | 0.17535 | 1.0542 | 1.8954 | 0.0032276 | 0.61676 | 0.73627 | 0.29858 | 0.32859 | 0.30527 | 0.0042291 | 0.64106 | 0.61154
1f37113 | MBS | 4 | 05f_109019_419x230x572.dat | 0.0850;0.0850;0.1928 | 419;230;572 | (0.1925;73.4725;38.8236) | 110 | 3.9 | 52 | 87.015 | 60 | Varibar | [5,133] | [30,30] | 0 | 10 | 100 | normal | none | 6.3767 | 3.0101 | 19.1949 | 27.7436 | 13.0964 | 363.3414 | 1.7717e-13 | 0.014858 | 0.45168 | 0.029498 | 0.0016736 | 2.132 | 0.0086155 | 0.00032093 | 0.060394 | 0.0060344 | 0.29551 | 0.017857 | 0.16152 | 0.81075 | 7.2513 | 0.0059316 | 3.2782 | 0.0017504 | 0.013606 | 0.011951 | 0.24688 | 3.9544 | 0.0004879 | 0.36686 | 0.38547 | 0.32932 | 0.39033 | 0.25128 | 0.00027984 | 1.0299 | 0.4272
1f37113 | MBS | 4 | 05f_109019_419x230x572.dat | 0.0850;0.0850;0.1928 | 419;230;572 | (0.1925;73.4725;38.8236) | 110 | 7.85 | 62 | 87.015 | 60 | Varibar | [5,133] | [30,30] | 0 | 10 | 100 | normal | none | 6.3767 | 3.0101 | 19.1949 | 27.7436 | 13.0964 | 363.3414 | 1.4151e-13 | 0.023459 | 0.69219 | 0.041822 | 0.002916 | 2.8735 | 0.0131 | 0.00033729 | 0.095146 | 0.010515 | 0.46205 | 0.029613 | 0.2305 | 1.0604 | 10.299 | 0.010179 | 4.1055 | 0.0032603 | 0.023859 | 0.020395 | 0.35093 | 4.6871 | 0.001105 | 0.53556 | 0.56908 | 0.42226 | 0.48988 | 0.27675 | 0.00097245 | 1.4248 | 0.55831
1f37113 | MBS | 4 | 05f_109019_419x230x572.dat | 0.0850;0.0850;0.1928 | 419;230;572 | (0.1925;73.4725;38.8236) | 110 | 9.9905 | 69 | 87.015 | 60 | Varibar | [5,133] | [30,30] | 0 | 10 | 100 | normal | none | 6.3767 | 3.0101 | 19.1949 | 27.7436 | 13.0964 | 363.3414 | 1.3683e-13 | 0.026684 | 0.78351 | 0.04649 | 0.0035451 | 3.0887 | 0.014084 | 0.0011217 | 0.10862 | 0.013093 | 0.47131 | 0.034955 | 0.25066 | 1.1092 | 11.3299 | 0.012321 | 4.3023 | 0.0039037 | 0.027861 | 0.024909 | 0.37797 | 4.7786 | 0.00095423 | 0.60104 | 0.63679 | 0.44991 | 0.5159 | 0.28282 | 0.00082283 | 1.5489 | 0.59416
1f37113 | MBS | 4 | 05f_109019_419x230x572.dat | 0.0850;0.0850;0.1928 | 419;230;572 | (0.1925;73.4725;38.8236) | 60 | 2.5 | 38 | 87.015 | 60 | Varibar | [5,133] | [30,30] | 0 | 10 | 100 | normal | none | 6.3767 | 3.0101 | 19.1949 | 27.7436 | 13.0964 | 363.3414 | 2.2134e-13 | 0.0049906 | 0.2473 | 0.017307 | 0.00050227 | 1.532 | 0.0024638 | 0.00025853 | 0.030757 | 0.0019065 | 0.19105 | 0.0076472 | 0.10366 | 0.62683 | 4.6517 | 0.0016085 | 2.6553 | 0.00061666 | 0.0054103 | 0.0042136 | 0.16184 | 3.3991 | 9.5294e-05 | 0.22451 | 0.22992 | 0.25289 | 0.31146 | 0.23158 | 0.00016106 | 0.70081 | 0.32113
1f37113 | MBS | 4 | 05f_109019_419x230x572.dat | 0.0850;0.0850;0.1928 | 419;230;572 | (0.1925;73.4725;38.8236) | 60 | 5.7448 | 47 | 87.015 | 60 | Varibar | [5,133] | [30,30] | 0 | 10 | 100 | normal | none | 6.3767 | 3.0101 | 19.1949 | 27.7436 | 13.0964 | 363.3414 | 1.4372e-13 | 0.017323 | 0.55429 | 0.03271 | 0.0015905 | 2.5709 | 0.0080156 | 0.0011978 | 0.074186 | 0.0059667 | 0.36419 | 0.0202 | 0.20493 | 0.99979 | 8.7559 | 0.0054616 | 3.8736 | 0.0017089 | 0.015274 | 0.01259 | 0.31934 | 4.7911 | 0.00040978 | 0.43411 | 0.46687 | 0.3962 | 0.46074 | 0.2703 | 0.00049879 | 1.245 | 0.51592
1f37113 | MBS | 4 | 05f_109019_419x230x572.dat | 0.0850;0.0850;0.1928 | 419;230;572 | (0.1925;73.4725;38.8236) | 60 | 6.3535 | 49 | 87.015 | 60 | Varibar | [5,133] | [30,30] | 0 | 10 | 100 | normal | none | 6.3767 | 3.0101 | 19.1949 | 27.7436 | 13.0964 | 363.3414 | 1.3723e-13 | 0.016723 | 0.60684 | 0.035984 | 0.0018756 | 2.699 | 0.0089895 | 0.0003402 | 0.081726 | 0.0069815 | 0.36655 | 0.022843 | 0.22068 | 1.0403 | 9.5528 | 0.0064797 | 4.0254 | 0.0019582 | 0.016745 | 0.014079 | 0.34221 | 4.9032 | 0.00054248 | 0.4683 | 0.50675 | 0.41501 | 0.47945 | 0.27521 | 0.00055307 | 1.3346 | 0.5419
1f37113 | MBS | 4 | 05f_109019_419x230x572.dat | 0.0850;0.0850;0.1928 | 419;230;572 | (0.1925;73.4725;38.8236) | 80 | 2.9 | 44 | 87.015 | 60 | Varibar | [5,133] | [30,30] | 0 | 10 | 100 | normal | none | 6.3767 | 3.0101 | 19.1949 | 27.7436 | 13.0964 | 363.3414 | 1.9817e-13 | 0.0082546 | 0.33391 | 0.021228 | 0.00097786 | 1.7778 | 0.0039723 | 0.00043805 | 0.043499 | 0.0036752 | 0.23357 | 0.01196 | 0.12911 | 0.69845 | 5.8466 | 0.0032314 | 2.9146 | 0.0011035 | 0.0082914 | 0.0074997 | 0.19993 | 3.6363 | 0.00025754 | 0.28317 | 0.29624 | 0.28372 | 0.34426 | 0.23978 | 0.00030168 | 0.84549 | 0.36626
1f37113 | MBS | 4 | 05f_109019_419x230x572.dat | 0.0850;0.0850;0.1928 | 419;230;572 | (0.1925;73.4725;38.8236) | 80 | 7.702 | 57 | 87.015 | 60 | Varibar | [5,133] | [30,30] | 0 | 10 | 100 | normal | none | 6.3767 | 3.0101 | 19.1949 | 27.7436 | 13.0964 | 363.3414 | 1.3247e-13 | 0.022016 | 0.70381 | 0.040474 | 0.0026149 | 2.9193 | 0.01096 | 0.00052358 | 0.098171 | 0.0096321 | 0.47397 | 0.029605 | 0.24209 | 1.0964 | 10.8535 | 0.0095929 | 4.1998 | 0.002852 | 0.022392 | 0.019363 | 0.3703 | 4.9094 | 0.00071577 | 0.53766 | 0.582 | 0.43742 | 0.50225 | 0.28072 | 0.00048732 | 1.4807 | 0.5779
1f37113 | MBS | 4 | 05f_109019_419x230x572.dat | 0.0850;0.0850;0.1928 | 419;230;572 | (0.1925;73.4725;38.8236) | 80 | 8.502 | 60 | 87.015 | 60 | Varibar | [5,133] | [30,30] | 0 | 10 | 100 | normal | none | 6.3767 | 3.0101 | 19.1949 | 27.7436 | 13.0964 | 363.3414 | 1.292e-13 | 0.024818 | 0.74996 | 0.044161 | 0.0028479 | 3.0423 | 0.012708 | 0.0005942 | 0.10486 | 0.011324 | 0.53976 | 0.032305 | 0.25383 | 1.1264 | 11.5256 | 0.010831 | 4.3029 | 0.0032182 | 0.025033 | 0.021339 | 0.38692 | 4.9726 | 0.00072722 | 0.56938 | 0.6172 | 0.45198 | 0.51534 | 0.28398 | 0.00082168 | 1.5582 | 0.59884
1f37113 | MBS | 5 | 05f_109019_419x230x572.dat | 0.0850;0.0850;0.1928 | 419;230;572 | (0.1925;73.4725;38.8236) | 110 | 3.9 | 52 | 87.015 | 60 | Varibar | [5,133,110] | [30,30,100] | 0 | 20 | 100 | normal | none | 6.3767 | 3.0101 | 19.1949 | 27.7436 | 13.0964 | 363.3414 | 1.7717e-13 | 0.013827 | 0.45113 | 0.028833 | 0.0015863 | 2.1291 | 0.0081798 | 0.00032818 | 0.056311 | 0.0056107 | 0.29635 | 0.017063 | 0.15471 | 8.8362 | 7.2479 | 0.0054409 | 3.2715 | 0.001637 | 0.012713 | 0.010889 | 0.23302 | 3.9212 | 0.0004879 | 0.36502 | 0.38267 | 0.32517 | 0.38854 | 0.25062 | 0.00024575 | 1.6445 | 0.81925
1f37113 | MBS | 5 | 05f_109019_419x230x572.dat | 0.0850;0.0850;0.1928 | 419;230;572 | (0.1925;73.4725;38.8236) | 110 | 7.85 | 62 | 87.015 | 60 | Varibar | [5,133,110] | [30,30,100] | 0 | 20 | 100 | normal | none | 6.3767 | 3.0101 | 19.1949 | 27.7436 | 13.0964 | 363.3414 | 1.4151e-13 | 0.021568 | 0.69127 | 0.040477 | 0.0027749 | 2.8714 | 0.01277 | 0.00027482 | 0.08839 | 0.0097973 | 0.46183 | 0.028185 | 0.22111 | 13.6303 | 10.2905 | 0.00935 | 4.097 | 0.0030877 | 0.021915 | 0.018873 | 0.33069 | 4.6505 | 0.0010326 | 0.53277 | 0.56479 | 0.41868 | 0.48762 | 0.27586 | 0.00097245 | 2.388 | 1.1732
1f37113 | MBS | 5 | 05f_109019_419x230x572.dat | 0.0850;0.0850;0.1928 | 419;230;572 | (0.1925;73.4725;38.8236) | 110 | 9.9905 | 69 | 87.015 | 60 | Varibar | [5,133,110] | [30,30,100] | 0 | 20 | 100 | normal | none | 6.3767 | 3.0101 | 19.1949 | 27.7436 | 13.0964 | 363.3414 | 1.3683e-13 | 0.025669 | 0.78241 | 0.046026 | 0.0033461 | 3.0891 | 0.012974 | 0.0011217 | 0.10121 | 0.012284 | 0.46866 | 0.033263 | 0.24022 | 15.4656 | 11.3189 | 0.011429 | 4.2923 | 0.0037023 | 0.025897 | 0.023296 | 0.35668 | 4.7499 | 0.0010041 | 0.59802 | 0.63208 | 0.44554 | 0.51365 | 0.28198 | 0.00079732 | 2.6495 | 1.2972
1f37113 | MBS | 5 | 05f_109019_419x230x572.dat | 0.0850;0.0850;0.1928 | 419;230;572 | (0.1925;73.4725;38.8236) | 60 | 2.5 | 38 | 87.015 | 60 | Varibar | [5,133,110] | [30,30,100] | 0 | 20 | 100 | normal | none | 6.3767 | 3.0101 | 19.1949 | 27.7436 | 13.0964 | 363.3414 | 2.2134e-13 | 0.0045257 | 0.24711 | 0.017162 | 0.00049364 | 1.5298 | 0.0022748 | 0.00025853 | 0.028799 | 0.0017537 | 0.19105 | 0.0073806 | 0.098953 | 4.6215 | 4.6499 | 0.0014946 | 2.6504 | 0.00058233 | 0.0050706 | 0.0037887 | 0.15306 | 3.3623 | 9.5294e-05 | 0.22341 | 0.22832 | 0.24946 | 0.31003 | 0.23112 | 0.00016106 | 1.0063 | 0.51526
1f37113 | MBS | 5 | 05f_109019_419x230x572.dat | 0.0850;0.0850;0.1928 | 419;230;572 | (0.1925;73.4725;38.8236) | 60 | 5.7448 | 47 | 87.015 | 60 | Varibar | [5,133,110] | [30,30,100] | 0 | 20 | 100 | normal | none | 6.3767 | 3.0101 | 19.1949 | 27.7436 | 13.0964 | 363.3414 | 1.4372e-13 | 0.015607 | 0.55365 | 0.031923 | 0.0015533 | 2.5678 | 0.0078389 | 0.0011978 | 0.069024 | 0.0055055 | 0.36405 | 0.01937 | 0.19567 | 10.5351 | 8.7504 | 0.0050081 | 3.8652 | 0.0016477 | 0.014015 | 0.011162 | 0.30118 | 4.7385 | 0.00040873 | 0.43178 | 0.46333 | 0.39082 | 0.45839 | 0.26944 | 0.00047853 | 1.975 | 0.98099
1f37113 | MBS | 5 | 05f_109019_419x230x572.dat | 0.0850;0.0850;0.1928 | 419;230;572 | (0.1925;73.4725;38.8236) | 60 | 6.3535 | 49 | 87.015 | 60 | Varibar | [5,133,110] | [30,30,100] | 0 | 20 | 100 | normal | none | 6.3767 | 3.0101 | 19.1949 | 27.7436 | 13.0964 | 363.3414 | 1.3723e-13 | 0.014696 | 0.6061 | 0.035047 | 0.0018203 | 2.6971 | 0.0089057 | 0.00033182 | 0.075969 | 0.0064595 | 0.36632 | 0.021872 | 0.21074 | 11.731 | 9.547 | 0.0058917 | 4.0164 | 0.0018664 | 0.015417 | 0.012827 | 0.32154 | 4.8628 | 0.00050168 | 0.46575 | 0.50282 | 0.40955 | 0.47701 | 0.27429 | 0.00040079 | 2.1533 | 1.0642
1f37113 | MBS | 5 | 05f_109019_419x230x572.dat | 0.0850;0.0850;0.1928 | 419;230;572 | (0.1925;73.4725;38.8236) | 80 | 2.9 | 44 | 87.015 | 60 | Varibar | [5,133,110] | [30,30,100] | 0 | 20 | 100 | normal | none | 6.3767 | 3.0101 | 19.1949 | 27.7436 | 13.0964 | 363.3414 | 1.9817e-13 | 0.0076687 | 0.33356 | 0.020974 | 0.00093961 | 1.7759 | 0.0036405 | 0.00043805 | 0.04054 | 0.0034255 | 0.23406 | 0.011432 | 0.12328 | 6.5162 | 5.844 | 0.002882 | 2.9096 | 0.0010646 | 0.0075713 | 0.0070269 | 0.18892 | 3.6 | 0.00025109 | 0.28174 | 0.29411 | 0.28 | 0.34263 | 0.23921 | 0.00028699 | 1.2909 | 0.6499
1f37113 | MBS | 5 | 05f_109019_419x230x572.dat | 0.0850;0.0850;0.1928 | 419;230;572 | (0.1925;73.4725;38.8236) | 80 | 7.702 | 57 | 87.015 | 60 | Varibar | [5,133,110] | [30,30,100] | 0 | 20 | 100 | normal | none | 6.3767 | 3.0101 | 19.1949 | 27.7436 | 13.0964 | 363.3414 | 1.3247e-13 | 0.019948 | 0.70287 | 0.039264 | 0.0025457 | 2.9175 | 0.01061 | 0.00052358 | 0.090924 | 0.0088954 | 0.47191 | 0.028162 | 0.23152 | 14.2821 | 10.8467 | 0.00853 | 4.1903 | 0.0027107 | 0.020577 | 0.017962 | 0.34697 | 4.8652 | 0.00074498 | 0.53472 | 0.57738 | 0.43171 | 0.49974 | 0.27973 | 0.00036012 | 2.4909 | 1.2226
1f37113 | MBS | 5 | 05f_109019_419x230x572.dat | 0.0850;0.0850;0.1928 | 419;230;572 | (0.1925;73.4725;38.8236) | 80 | 8.502 | 60 | 87.015 | 60 | Varibar | [5,133,110] | [30,30,100] | 0 | 20 | 100 | normal | none | 6.3767 | 3.0101 | 19.1949 | 27.7436 | 13.0964 | 363.3414 | 1.292e-13 | 0.022482 | 0.74888 | 0.043353 | 0.0027275 | 3.0404 | 0.012036 | 0.0005942 | 0.096905 | 0.01054 | 0.53884 | 0.030688 | 0.24309 | 15.4041 | 11.5171 | 0.0097052 | 4.2924 | 0.0030724 | 0.023065 | 0.019496 | 0.36335 | 4.9341 | 0.00072722 | 0.56624 | 0.61231 | 0.44652 | 0.51287 | 0.28292 | 0.00063214 | 2.6521 | 1.2974
1f37113 | MBS | 6 | 05f_109019_419x230x572.dat | 0.0850;0.0850;0.1928 | 419;230;572 | (0.1925;73.4725;37.2187) | 110 | 3.9 | 52 | 87.015 | 60 | Varibar | [5] | [0] | 0 | 10 | 100 | normal | none | 6.3767 | 9.9022 | 63.144 | 27.7436 | 43.0822 | 1195.2548 | 2.1538e-13 | 0.13872 | 0.7852 | 0.74583 | 0.010234 | 0.87523 | 0.061889 | 0.0034595 | 0.62688 | 0.046209 | 1.0437 | 0.24827 | 0.91943 | 0.8203 | 1.1146 | 0.040313 | 1.146 | 0.012251 | 0.09471 | 0.10197 | 0.70228 | 1.4635 | 0.0014985 | 0.40338 | 0.46705 | 0.2141 | 0.24219 | 0.26935 | 0.0024569 | 0.44311 | 0.44317
1f37113 | MBS | 6 | 05f_109019_419x230x572.dat | 0.0850;0.0850;0.1928 | 419;230;572 | (0.1925;73.4725;37.2187) | 110 | 7.85 | 62 | 87.015 | 60 | Varibar | [5] | [0] | 0 | 10 | 100 | normal | none | 6.3767 | 9.9022 | 63.144 | 27.7436 | 43.0822 | 1195.2548 | 1.7203e-13 | 0.22304 | 1.1374 | 0.87915 | 0.017037 | 1.2147 | 0.097826 | 0.0053128 | 0.88194 | 0.075621 | 1.2154 | 0.3538 | 1.1844 | 1.1247 | 1.3584 | 0.06646 | 1.4492 | 0.020579 | 0.15462 | 0.16286 | 0.9878 | 1.7775 | 0.0033251 | 0.57982 | 0.67806 | 0.28133 | 0.31067 | 0.29745 | 0.0038925 | 0.60316 | 0.5776
1f37113 | MBS | 6 | 05f_109019_419x230x572.dat | 0.0850;0.0850;0.1928 | 419;230;572 | (0.1925;73.4725;37.2187) | 110 | 9.9905 | 69 | 87.015 | 60 | Varibar | [5] | [0] | 0 | 10 | 100 | normal | none | 6.3767 | 9.9022 | 63.144 | 27.7436 | 43.0822 | 1195.2548 | 1.6635e-13 | 0.24695 | 1.2515 | 0.93498 | 0.020878 | 1.3438 | 0.11195 | 0.0073605 | 0.95662 | 0.088995 | 1.3118 | 0.38557 | 1.2443 | 1.2096 | 1.4384 | 0.079827 | 1.5318 | 0.025077 | 0.17996 | 0.18981 | 1.0639 | 1.8337 | 0.0040574 | 0.64647 | 0.75275 | 0.30174 | 0.33012 | 0.30453 | 0.0037945 | 0.65534 | 0.61933
1f37113 | MBS | 6 | 05f_109019_419x230x572.dat | 0.0850;0.0850;0.1928 | 419;230;572 | (0.1925;73.4725;37.2187) | 60 | 2.5 | 38 | 87.015 | 60 | Varibar | [5] | [0] | 0 | 10 | 100 | normal | none | 6.3767 | 9.9022 | 63.144 | 27.7436 | 43.0822 | 1195.2548 | 2.6909e-13 | 0.068385 | 0.49499 | 0.62064 | 0.0038823 | 0.60168 | 0.029516 | 0.00062513 | 0.41963 | 0.020123 | 0.89775 | 0.1609 | 0.71421 | 0.56917 | 0.91957 | 0.016101 | 0.89812 | 0.0044081 | 0.041417 | 0.048039 | 0.4779 | 1.2008 | 0.00057861 | 0.25491 | 0.28889 | 0.1577 | 0.187 | 0.24682 | 0.00068437 | 0.31301 | 0.33116
1f37113 | MBS | 6 | 05f_109019_419x230x572.dat | 0.0850;0.0850;0.1928 | 419;230;572 | (0.1925;73.4725;37.2187) | 60 | 5.7448 | 47 | 87.015 | 60 | Varibar | [5] | [0] | 0 | 10 | 100 | normal | none | 6.3767 | 9.9022 | 63.144 | 27.7436 | 43.0822 | 1195.2548 | 1.7472e-13 | 0.17155 | 0.98564 | 0.80821 | 0.010975 | 1.0505 | 0.076797 | 0.0021956 | 0.79218 | 0.053532 | 1.1329 | 0.3146 | 1.1304 | 1.0165 | 1.266 | 0.045832 | 1.3614 | 0.012841 | 0.11009 | 0.12093 | 0.88857 | 1.7544 | 0.001913 | 0.4783 | 0.56803 | 0.25624 | 0.28767 | 0.29006 | 0.001541 | 0.5352 | 0.52581
1f37113 | MBS | 6 | 05f_109019_419x230x572.dat | 0.0850;0.0850;0.1928 | 419;230;572 | (0.1925;73.4725;37.2187) | 60 | 6.3535 | 49 | 87.015 | 60 | Varibar | [5] | [0] | 0 | 10 | 100 | normal | none | 6.3767 | 9.9022 | 63.144 | 27.7436 | 43.0822 | 1195.2548 | 1.6683e-13 | 0.18214 | 1.059 | 0.83548 | 0.012997 | 1.1095 | 0.087097 | 0.0040796 | 0.84267 | 0.060416 | 1.1628 | 0.33719 | 1.1804 | 1.0744 | 1.3204 | 0.051891 | 1.4189 | 0.014764 | 0.12379 | 0.13531 | 0.94344 | 1.819 | 0.0021588 | 0.51403 | 0.61397 | 0.2676 | 0.30106 | 0.29562 | 0.0020962 | 0.56555 | 0.55277
1f37113 | MBS | 6 | 05f_109019_419x230x572.dat | 0.0850;0.0850;0.1928 | 419;230;572 | (0.1925;73.4725;37.2187) | 80 | 2.9 | 44 | 87.015 | 60 | Varibar | [5] | [0] | 0 | 10 | 100 | normal | none | 6.3767 | 9.9022 | 63.144 | 27.7436 | 43.0822 | 1195.2548 | 2.4093e-13 | 0.098408 | 0.61816 | 0.66838 | 0.0064684 | 0.71516 | 0.043412 | 0.002081 | 0.50754 | 0.030817 | 0.9505 | 0.19878 | 0.8007 | 0.67668 | 0.99134 | 0.025689 | 1.0033 | 0.0076206 | 0.06353 | 0.070557 | 0.57254 | 1.2958 | 0.0011118 | 0.31627 | 0.36529 | 0.18243 | 0.21003 | 0.25634 | 0.0014124 | 0.36697 | 0.37701
1f37113 | MBS | 6 | 05f_109019_419x230x572.dat | 0.0850;0.0850;0.1928 | 419;230;572 | (0.1925;73.4725;37.2187) | 80 | 7.702 | 57 | 87.015 | 60 | Varibar | [5] | [0] | 0 | 10 | 100 | normal | none | 6.3767 | 9.9022 | 63.144 | 27.7436 | 43.0822 | 1195.2548 | 1.6104e-13 | 0.22027 | 1.1688 | 0.8816 | 0.016781 | 1.2297 | 0.10312 | 0.0043549 | 0.9098 | 0.076529 | 1.2156 | 0.36869 | 1.2262 | 1.1574 | 1.387 | 0.067662 | 1.4876 | 0.020229 | 0.15428 | 0.16308 | 1.0159 | 1.869 | 0.0029124 | 0.58427 | 0.69678 | 0.28798 | 0.3187 | 0.30165 | 0.0038799 | 0.61597 | 0.59137
1f37113 | MBS | 6 | 05f_109019_419x230x572.dat | 0.0850;0.0850;0.1928 | 419;230;572 | (0.1925;73.4725;37.2187) | 80 | 8.502 | 60 | 87.015 | 60 | Varibar | [5] | [0] | 0 | 10 | 100 | normal | none | 6.3767 | 9.9022 | 63.144 | 27.7436 | 43.0822 | 1195.2548 | 1.5705e-13 | 0.24238 | 1.2255 | 0.90537 | 0.018081 | 1.2827 | 0.11008 | 0.0050509 | 0.94892 | 0.082954 | 1.2577 | 0.38555 | 1.2582 | 1.2002 | 1.4266 | 0.071607 | 1.5308 | 0.022319 | 0.16699 | 0.17535 | 1.0542 | 1.8954 | 0.0032276 | 0.61676 | 0.73627 | 0.29858 | 0.32859 | 0.30527 | 0.0042291 | 0.64106 | 0.61154
1f37113 | MBS | 7 | 05f_109019_419x230x572.dat | 0.0850;0.0850;0.1928 | 419;230;572 | (0.1925;73.4725;38.8236) | 110 | 3.9 | 52 | 87.015 | 60 | Varibar | [5,133] | [30,30] | 0 | 10 | 100 | normal | none | 6.3767 | 3.0101 | 19.1949 | 27.7436 | 13.0964 | 363.3414 | 1.7717e-13 | 0.014858 | 0.45168 | 0.029498 | 0.0016736 | 2.132 | 0.0086155 | 0.00032093 | 0.060394 | 0.0060344 | 0.29551 | 0.017857 | 0.16152 | 0.81075 | 7.2513 | 0.0059316 | 3.2782 | 0.0017504 | 0.013606 | 0.011951 | 0.24688 | 3.9544 | 0.0004879 | 0.36686 | 0.38547 | 0.32932 | 0.39033 | 0.25128 | 0.00027984 | 1.0299 | 0.4272
1f37113 | MBS | 7 | 05f_109019_419x230x572.dat | 0.0850;0.0850;0.1928 | 419;230;572 | (0.1925;73.4725;38.8236) | 110 | 7.85 | 62 | 87.015 | 60 | Varibar | [5,133] | [30,30] | 0 | 10 | 100 | normal | none | 6.3767 | 3.0101 | 19.1949 | 27.7436 | 13.0964 | 363.3414 | 1.4151e-13 | 0.023459 | 0.69219 | 0.041822 | 0.002916 | 2.8735 | 0.0131 | 0.00033729 | 0.095146 | 0.010515 | 0.46205 | 0.029613 | 0.2305 | 1.0604 | 10.299 | 0.010179 | 4.1055 | 0.0032603 | 0.023859 | 0.020395 | 0.35093 | 4.6871 | 0.001105 | 0.53556 | 0.56908 | 0.42226 | 0.48988 | 0.27675 | 0.00097245 | 1.4248 | 0.55831
1f37113 | MBS | 7 | 05f_109019_419x230x572.dat | 0.0850;0.0850;0.1928 | 419;230;572 | (0.1925;73.4725;38.8236) | 110 | 9.9905 | 69 | 87.015 | 60 | Varibar | [5,133] | [30,30] | 0 | 10 | 100 | normal | none | 6.3767 | 3.0101 | 19.1949 | 27.7436 | 13.0964 | 363.3414 | 1.3683e-13 | 0.026684 | 0.78351 | 0.04649 | 0.0035451 | 3.0887 | 0.014084 | 0.0011217 | 0.10862 | 0.013093 | 0.47131 | 0.034956 | 0.25066 | 1.1092 | 11.3299 | 0.012321 | 4.3023 | 0.0039037 | 0.027861 | 0.024909 | 0.37797 | 4.7786 | 0.00095423 | 0.60104 | 0.63679 | 0.44991 | 0.5159 | 0.28282 | 0.00082283 | 1.5489 | 0.59416
1f37113 | MBS | 7 | 05f_109019_419x230x572.dat | 0.0850;0.0850;0.1928 | 419;230;572 | (0.1925;73.4725;38.8236) | 60 | 2.5 | 38 | 87.015 | 60 | Varibar | [5,133] | [30,30] | 0 | 10 | 100 | normal | none | 6.3767 | 3.0101 | 19.1949 | 27.7436 | 13.0964 | 363.3414 | 2.2134e-13 | 0.0049906 | 0.2473 | 0.017307 | 0.00050227 | 1.532 | 0.0024638 | 0.00025853 | 0.030757 | 0.0019065 | 0.19105 | 0.0076472 | 0.10366 | 0.62683 | 4.6517 | 0.0016085 | 2.6553 | 0.00061666 | 0.0054103 | 0.0042136 | 0.16184 | 3.3991 | 9.5294e-05 | 0.22451 | 0.22992 | 0.25289 | 0.31146 | 0.23158 | 0.00016106 | 0.70081 | 0.32113
1f37113 | MBS | 7 | 05f_109019_419x230x572.dat | 0.0850;0.0850;0.1928 | 419;230;572 | (0.1925;73.4725;38.8236) | 60 | 5.7448 | 47 | 87.015 | 60 | Varibar | [5,133] | [30,30] | 0 | 10 | 100 | normal | none | 6.3767 | 3.0101 | 19.1949 | 27.7436 | 13.0964 | 363.3414 | 1.4372e-13 | 0.017323 | 0.55429 | 0.03271 | 0.0015905 | 2.5709 | 0.0080156 | 0.0011978 | 0.074186 | 0.0059667 | 0.36419 | 0.0202 | 0.20493 | 0.99979 | 8.7559 | 0.0054616 | 3.8736 | 0.0017089 | 0.015274 | 0.01259 | 0.31934 | 4.7911 | 0.00040978 | 0.43411 | 0.46687 | 0.3962 | 0.46074 | 0.2703 | 0.00049879 | 1.245 | 0.51592
1f37113 | MBS | 7 | 05f_109019_419x230x572.dat | 0.0850;0.0850;0.1928 | 419;230;572 | (0.1925;73.4725;38.8236) | 60 | 6.3535 | 49 | 87.015 | 60 | Varibar | [5,133] | [30,30] | 0 | 10 | 100 | normal | none | 6.3767 | 3.0101 | 19.1949 | 27.7436 | 13.0964 | 363.3414 | 1.3723e-13 | 0.016723 | 0.60684 | 0.035984 | 0.0018756 | 2.699 | 0.0089895 | 0.0003402 | 0.081726 | 0.0069815 | 0.36655 | 0.022843 | 0.22068 | 1.0403 | 9.5528 | 0.0064797 | 4.0254 | 0.0019582 | 0.016745 | 0.014079 | 0.34221 | 4.9032 | 0.00054248 | 0.4683 | 0.50675 | 0.41501 | 0.47945 | 0.27521 | 0.00055307 | 1.3346 | 0.5419
1f37113 | MBS | 7 | 05f_109019_419x230x572.dat | 0.0850;0.0850;0.1928 | 419;230;572 | (0.1925;73.4725;38.8236) | 80 | 2.9 | 44 | 87.015 | 60 | Varibar | [5,133] | [30,30] | 0 | 10 | 100 | normal | none | 6.3767 | 3.0101 | 19.1949 | 27.7436 | 13.0964 | 363.3414 | 1.9817e-13 | 0.0082546 | 0.33391 | 0.021228 | 0.00097786 | 1.7778 | 0.0039723 | 0.00043805 | 0.043499 | 0.0036752 | 0.23357 | 0.01196 | 0.12911 | 0.69845 | 5.8466 | 0.0032314 | 2.9146 | 0.0011035 | 0.0082914 | 0.0074997 | 0.19993 | 3.6363 | 0.00025754 | 0.28317 | 0.29624 | 0.28372 | 0.34426 | 0.23978 | 0.00030168 | 0.84549 | 0.36626
1f37113 | MBS | 7 | 05f_109019_419x230x572.dat | 0.0850;0.0850;0.1928 | 419;230;572 | (0.1925;73.4725;38.8236) | 80 | 7.702 | 57 | 87.015 | 60 | Varibar | [5,133] | [30,30] | 0 | 10 | 100 | normal | none | 6.3767 | 3.0101 | 19.1949 | 27.7436 | 13.0964 | 363.3414 | 1.3247e-13 | 0.022016 | 0.70381 | 0.040474 | 0.0026149 | 2.9193 | 0.01096 | 0.00052358 | 0.098171 | 0.0096321 | 0.47397 | 0.029605 | 0.24209 | 1.0964 | 10.8535 | 0.0095929 | 4.1998 | 0.002852 | 0.022392 | 0.019363 | 0.3703 | 4.9094 | 0.00071577 | 0.53766 | 0.582 | 0.43742 | 0.50225 | 0.28072 | 0.00048732 | 1.4807 | 0.5779
1f37113 | MBS | 7 | 05f_109019_419x230x572.dat | 0.0850;0.0850;0.1928 | 419;230;572 | (0.1925;73.4725;38.8236) | 80 | 8.502 | 60 | 87.015 | 60 | Varibar | [5,133] | [30,30] | 0 | 10 | 100 | normal | none | 6.3767 | 3.0101 | 19.1949 | 27.7436 | 13.0964 | 363.3414 | 1.292e-13 | 0.024818 | 0.74996 | 0.044161 | 0.0028479 | 3.0423 | 0.012708 | 0.0005942 | 0.10486 | 0.011324 | 0.53976 | 0.032305 | 0.25383 | 1.1264 | 11.5256 | 0.010831 | 4.3029 | 0.0032182 | 0.025033 | 0.021339 | 0.38692 | 4.9726 | 0.00072722 | 0.56938 | 0.6172 | 0.45198 | 0.51534 | 0.28398 | 0.00082168 | 1.5582 | 0.59884
1f37113 | MBS | 8 | 05f_109019_419x230x572.dat | 0.0850;0.0850;0.1928 | 419;230;572 | (0.1925;73.4725;38.8236) | 110 | 3.9 | 52 | 87.015 | 60 | Varibar | [5,133,110] | [30,30,100] | 0 | 20 | 100 | normal | none | 6.3767 | 3.0101 | 19.1949 | 27.7436 | 13.0964 | 363.3414 | 1.7717e-13 | 0.013827 | 0.45113 | 0.028833 | 0.0015863 | 2.1291 | 0.0081798 | 0.00032818 | 0.056311 | 0.0056107 | 0.29635 | 0.017063 | 0.15471 | 8.8362 | 7.2479 | 0.0054409 | 3.2715 | 0.001637 | 0.012713 | 0.010889 | 0.23302 | 3.9212 | 0.0004879 | 0.36502 | 0.38267 | 0.32517 | 0.38854 | 0.25062 | 0.00024575 | 1.6445 | 0.81925
1f37113 | MBS | 8 | 05f_109019_419x230x572.dat | 0.0850;0.0850;0.1928 | 419;230;572 | (0.1925;73.4725;38.8236) | 110 | 7.85 | 62 | 87.015 | 60 | Varibar | [5,133,110] | [30,30,100] | 0 | 20 | 100 | normal | none | 6.3767 | 3.0101 | 19.1949 | 27.7436 | 13.0964 | 363.3414 | 1.4151e-13 | 0.021568 | 0.69127 | 0.040477 | 0.0027749 | 2.8714 | 0.01277 | 0.00027482 | 0.08839 | 0.0097973 | 0.46183 | 0.028185 | 0.22111 | 13.6303 | 10.2905 | 0.00935 | 4.097 | 0.0030877 | 0.021915 | 0.018873 | 0.33069 | 4.6505 | 0.0010326 | 0.53277 | 0.56479 | 0.41868 | 0.48762 | 0.27586 | 0.00097245 | 2.388 | 1.1732
1f37113 | MBS | 8 | 05f_109019_419x230x572.dat | 0.0850;0.0850;0.1928 | 419;230;572 | (0.1925;73.4725;38.8236) | 110 | 9.9905 | 69 | 87.015 | 60 | Varibar | [5,133,110] | [30,30,100] | 0 | 20 | 100 | normal | none | 6.3767 | 3.0101 | 19.1949 | 27.7436 | 13.0964 | 363.3414 | 1.3683e-13 | 0.025669 | 0.78241 | 0.046026 | 0.0033461 | 3.0891 | 0.012974 | 0.0011217 | 0.10121 | 0.012284 | 0.46866 | 0.033263 | 0.24022 | 15.4656 | 11.3189 | 0.011429 | 4.2923 | 0.0037023 | 0.025897 | 0.023296 | 0.35668 | 4.7499 | 0.0010041 | 0.59802 | 0.63208 | 0.44554 | 0.51365 | 0.28198 | 0.00079732 | 2.6495 | 1.2972
1f37113 | MBS | 8 | 05f_109019_419x230x572.dat | 0.0850;0.0850;0.1928 | 419;230;572 | (0.1925;73.4725;38.8236) | 60 | 2.5 | 38 | 87.015 | 60 | Varibar | [5,133,110] | [30,30,100] | 0 | 20 | 100 | normal | none | 6.3767 | 3.0101 | 19.1949 | 27.7436 | 13.0964 | 363.3414 | 2.2134e-13 | 0.0045257 | 0.24711 | 0.017162 | 0.00049364 | 1.5298 | 0.0022748 | 0.00025853 | 0.028799 | 0.0017537 | 0.19105 | 0.0073806 | 0.098953 | 4.6215 | 4.6499 | 0.0014946 | 2.6504 | 0.00058233 | 0.0050706 | 0.0037887 | 0.15306 | 3.3623 | 9.5294e-05 | 0.22341 | 0.22832 | 0.24946 | 0.31003 | 0.23112 | 0.00016106 | 1.0063 | 0.51526
1f37113 | MBS | 8 | 05f_109019_419x230x572.dat | 0.0850;0.0850;0.1928 | 419;230;572 | (0.1925;73.4725;38.8236) | 60 | 5.7448 | 47 | 87.015 | 60 | Varibar | [5,133,110] | [30,30,100] | 0 | 20 | 100 | normal | none | 6.3767 | 3.0101 | 19.1949 | 27.7436 | 13.0964 | 363.3414 | 1.4372e-13 | 0.015607 | 0.55365 | 0.031923 | 0.0015533 | 2.5678 | 0.0078389 | 0.0011978 | 0.069024 | 0.0055055 | 0.36405 | 0.01937 | 0.19567 | 10.5351 | 8.7504 | 0.0050081 | 3.8652 | 0.0016477 | 0.014015 | 0.011162 | 0.30118 | 4.7385 | 0.00040873 | 0.43178 | 0.46333 | 0.39082 | 0.45839 | 0.26944 | 0.00047853 | 1.975 | 0.98099
1f37113 | MBS | 8 | 05f_109019_419x230x572.dat | 0.0850;0.0850;0.1928 | 419;230;572 | (0.1925;73.4725;38.8236) | 60 | 6.3535 | 49 | 87.015 | 60 | Varibar | [5,133,110] | [30,30,100] | 0 | 20 | 100 | normal | none | 6.3767 | 3.0101 | 19.1949 | 27.7436 | 13.0964 | 363.3414 | 1.3723e-13 | 0.014696 | 0.6061 | 0.035047 | 0.0018203 | 2.6971 | 0.0089057 | 0.00033182 | 0.075969 | 0.0064595 | 0.36632 | 0.021872 | 0.21074 | 11.731 | 9.547 | 0.0058917 | 4.0164 | 0.0018664 | 0.015417 | 0.012827 | 0.32154 | 4.8628 | 0.00050168 | 0.46575 | 0.50282 | 0.40955 | 0.47701 | 0.27429 | 0.00040079 | 2.1533 | 1.0642
1f37113 | MBS | 8 | 05f_109019_419x230x572.dat | 0.0850;0.0850;0.1928 | 419;230;572 | (0.1925;73.4725;38.8236) | 80 | 2.9 | 44 | 87.015 | 60 | Varibar | [5,133,110] | [30,30,100] | 0 | 20 | 100 | normal | none | 6.3767 | 3.0101 | 19.1949 | 27.7436 | 13.0964 | 363.3414 | 1.9817e-13 | 0.0076687 | 0.33356 | 0.020974 | 0.00093961 | 1.7759 | 0.0036405 | 0.00043805 | 0.04054 | 0.0034255 | 0.23406 | 0.011432 | 0.12328 | 6.5162 | 5.844 | 0.002882 | 2.9096 | 0.0010646 | 0.0075713 | 0.0070269 | 0.18892 | 3.6 | 0.00025109 | 0.28174 | 0.29411 | 0.28 | 0.34263 | 0.23921 | 0.00028699 | 1.2909 | 0.6499
1f37113 | MBS | 8 | 05f_109019_419x230x572.dat | 0.0850;0.0850;0.1928 | 419;230;572 | (0.1925;73.4725;38.8236) | 80 | 7.702 | 57 | 87.015 | 60 | Varibar | [5,133,110] | [30,30,100] | 0 | 20 | 100 | normal | none | 6.3767 | 3.0101 | 19.1949 | 27.7436 | 13.0964 | 363.3414 | 1.3247e-13 | 0.019948 | 0.70287 | 0.039264 | 0.0025457 | 2.9175 | 0.01061 | 0.00052358 | 0.090924 | 0.0088954 | 0.47191 | 0.028162 | 0.23152 | 14.2821 | 10.8467 | 0.00853 | 4.1903 | 0.0027107 | 0.020577 | 0.017962 | 0.34697 | 4.8652 | 0.00074498 | 0.53472 | 0.57738 | 0.43171 | 0.49974 | 0.27973 | 0.00036012 | 2.4909 | 1.2226
1f37113 | MBS | 8 | 05f_109019_419x230x572.dat | 0.0850;0.0850;0.1928 | 419;230;572 | (0.1925;73.4725;38.8236) | 80 | 8.502 | 60 | 87.015 | 60 | Varibar | [5,133,110] | [30,30,100] | 0 | 20 | 100 | normal | none | 6.3767 | 3.0101 | 19.1949 | 27.7436 | 13.0964 | 363.3414 | 1.292e-13 | 0.022482 | 0.74888 | 0.043353 | 0.0027275 | 3.0404 | 0.012036 | 0.0005942 | 0.096905 | 0.01054 | 0.53884 | 0.030688 | 0.24309 | 15.4041 | 11.5171 | 0.0097052 | 4.2924 | 0.0030724 | 0.023065 | 0.019496 | 0.36335 | 4.9341 | 0.00072722 | 0.56624 | 0.61231 | 0.44652 | 0.51287 | 0.28292 | 0.00063214 | 2.6521 | 1.2974
1f37113 | MBS | 1 | 05m_109019_419x230x572.dat | 0.0850;0.0850;0.1928 | 419;230;572 | (0.1925;73.4725;37.2187) | 110 | 3.9 | 52 | 87.015 | 60 | Varibar | [5] | [0] | 0 | 10 | 100 | normal | none | 6.3767 | 9.9022 | 63.144 | 27.7436 | 43.0822 | 1195.2548 | 2.1538e-13 | 0.1387 | 0.78543 | 0.74012 | 0.010209 | 0.87518 | 0.062465 | 0.00055352 | 0.62702 | 0.04621 | 1.0448 | 0.24835 | 0.9198 | 0.81376 | 1.1152 | 0.040348 | 1.1456 | 0.01219 | 0.094844 | 0.1015 | 0.70265 | 1.4647 | 0.0017135 | 0.4035 | 0.46716 | 0.21868 | 0.24048 | 0.26891 | 0.00071853 | 0.44281 | 0.44201
1f37113 | MBS | 1 | 05m_109019_419x230x572.dat | 0.0850;0.0850;0.1928 | 419;230;572 | (0.1925;73.4725;37.2187) | 110 | 7.85 | 62 | 87.015 | 60 | Varibar | [5] | [0] | 0 | 10 | 100 | normal | none | 6.3767 | 9.9022 | 63.144 | 27.7436 | 43.0822 | 1195.2548 | 1.7203e-13 | 0.22298 | 1.1377 | 0.87375 | 0.017084 | 1.2146 | 0.099849 | 0.00094147 | 0.88223 | 0.075661 | 1.2147 | 0.35381 | 1.1845 | 1.1175 | 1.3571 | 0.066512 | 1.4492 | 0.02061 | 0.15464 | 0.16239 | 0.98809 | 1.7809 | 0.0035702 | 0.57996 | 0.6782 | 0.28826 | 0.30831 | 0.29697 | 0.0018106 | 0.60288 | 0.57639
1f37113 | MBS | 1 | 05m_109019_419x230x572.dat | 0.0850;0.0850;0.1928 | 419;230;572 | (0.1925;73.4725;37.2187) | 110 | 9.9905 | 69 | 87.015 | 60 | Varibar | [5] | [0] | 0 | 10 | 100 | normal | none | 6.3767 | 9.9022 | 63.144 | 27.7436 | 43.0822 | 1195.2548 | 1.6635e-13 | 0.24727 | 1.2518 | 0.93053 | 0.020951 | 1.3435 | 0.11286 | 0.0015332 | 0.95674 | 0.088989 | 1.31 | 0.38555 | 1.2446 | 1.2037 | 1.438 | 0.079966 | 1.5322 | 0.02511 | 0.18002 | 0.18914 | 1.0648 | 1.8416 | 0.0041781 | 0.64658 | 0.75288 | 0.30651 | 0.32756 | 0.30413 | 0.0025781 | 0.65507 | 0.61836
1f37113 | MBS | 1 | 05m_109019_419x230x572.dat | 0.0850;0.0850;0.1928 | 419;230;572 | (0.1925;73.4725;37.2187) | 60 | 2.5 | 38 | 87.015 | 60 | Varibar | [5] | [0] | 0 | 10 | 100 | normal | none | 6.3767 | 9.9022 | 63.144 | 27.7436 | 43.0822 | 1195.2548 | 2.6909e-13 | 0.068054 | 0.49529 | 0.61491 | 0.0038518 | 0.60206 | 0.029774 | 0.00014273 | 0.41978 | 0.020135 | 0.89942 | 0.16094 | 0.71447 | 0.56653 | 0.92042 | 0.016012 | 0.89809 | 0.0043933 | 0.041506 | 0.04789 | 0.47842 | 1.1989 | 0.00042465 | 0.25501 | 0.28901 | 0.16202 | 0.18583 | 0.24642 | 0.00019152 | 0.31318 | 0.33029
1f37113 | MBS | 1 | 05m_109019_419x230x572.dat | 0.0850;0.0850;0.1928 | 419;230;572 | (0.1925;73.4725;37.2187) | 60 | 5.7448 | 47 | 87.015 | 60 | Varibar | [5] | [0] | 0 | 10 | 100 | normal | none | 6.3767 | 9.9022 | 63.144 | 27.7436 | 43.0822 | 1195.2548 | 1.7472e-13 | 0.17156 | 0.98592 | 0.80146 | 0.011058 | 1.0511 | 0.07662 | 0.00022264 | 0.79236 | 0.053493 | 1.1347 | 0.31464 | 1.1307 | 1.0105 | 1.2655 | 0.045703 | 1.3621 | 0.012839 | 0.11009 | 0.12086 | 0.88874 | 1.7553 | 0.0017703 | 0.47846 | 0.5682 | 0.26165 | 0.28562 | 0.28956 | 0.00088656 | 0.53498 | 0.52466
1f37113 | MBS | 1 | 05m_109019_419x230x572.dat | 0.0850;0.0850;0.1928 | 419;230;572 | (0.1925;73.4725;37.2187) | 60 | 6.3535 | 49 | 87.015 | 60 | Varibar | [5] | [0] | 0 | 10 | 100 | normal | none | 6.3767 | 9.9022 | 63.144 | 27.7436 | 43.0822 | 1195.2548 | 1.6683e-13 | 0.18224 | 1.0594 | 0.82763 | 0.013063 | 1.1118 | 0.088745 | 0.00089093 | 0.84261 | 0.060434 | 1.17 | 0.33721 | 1.1806 | 1.0682 | 1.3193 | 0.052037 | 1.4194 | 0.014634 | 0.124 | 0.13473 | 0.94356 | 1.8166 | 0.0020239 | 0.51418 | 0.61415 | 0.27476 | 0.29884 | 0.29503 | 0.0006053 | 0.56577 | 0.55123
1f37113 | MBS | 1 | 05m_109019_419x230x572.dat | 0.0850;0.0850;0.1928 | 419;230;572 | (0.1925;73.4725;37.2187) | 80 | 2.9 | 44 | 87.015 | 60 | Varibar | [5] | [0] | 0 | 10 | 100 | normal | none | 6.3767 | 9.9022 | 63.144 | 27.7436 | 43.0822 | 1195.2548 | 2.4093e-13 | 0.098263 | 0.61845 | 0.66298 | 0.0064584 | 0.71628 | 0.043158 | 6.4725e-05 | 0.50762 | 0.030828 | 0.95407 | 0.19879 | 0.80087 | 0.67328 | 0.99159 | 0.025602 | 1.0031 | 0.0075994 | 0.063667 | 0.070349 | 0.57287 | 1.2949 | 0.00082876 | 0.31639 | 0.36542 | 0.1866 | 0.20865 | 0.25591 | 0.0005659 | 0.36705 | 0.37604
1f37113 | MBS | 1 | 05m_109019_419x230x572.dat | 0.0850;0.0850;0.1928 | 419;230;572 | (0.1925;73.4725;37.2187) | 80 | 7.702 | 57 | 87.015 | 60 | Varibar | [5] | [0] | 0 | 10 | 100 | normal | none | 6.3767 | 9.9022 | 63.144 | 27.7436 | 43.0822 | 1195.2548 | 1.6104e-13 | 0.22066 | 1.1691 | 0.87595 | 0.016758 | 1.2307 | 0.10202 | 0.0014705 | 0.91035 | 0.076623 | 1.2225 | 0.36874 | 1.2266 | 1.1512 | 1.3834 | 0.067519 | 1.4882 | 0.020145 | 0.15438 | 0.16289 | 1.0162 | 1.8671 | 0.0033419 | 0.58439 | 0.69692 | 0.29365 | 0.31626 | 0.30117 | 0.0026079 | 0.61553 | 0.59014
1f37113 | MBS | 1 | 05m_109019_419x230x572.dat | 0.0850;0.0850;0.1928 | 419;230;572 | (0.1925;73.4725;37.2187) | 80 | 8.502 | 60 | 87.015 | 60 | Varibar | [5] | [0] | 0 | 10 | 100 | normal | none | 6.3767 | 9.9022 | 63.144 | 27.7436 | 43.0822 | 1195.2548 | 1.5705e-13 | 0.24104 | 1.2258 | 0.90053 | 0.01811 | 1.2835 | 0.11126 | 0.001201 | 0.94905 | 0.082941 | 1.2486 | 0.38566 | 1.2582 | 1.1941 | 1.4264 | 0.071511 | 1.5303 | 0.02225 | 0.16698 | 0.17501 | 1.0542 | 1.8984 | 0.0034308 | 0.61692 | 0.73647 | 0.30436 | 0.32605 | 0.30473 | 0.00077369 | 0.64068 | 0.61046
1f37113 | MBS | 2 | 05m_109019_419x230x572.dat | 0.0850;0.0850;0.1928 | 419;230;572 | (0.1925;73.4725;38.8236) | 110 | 3.9 | 52 | 87.015 | 60 | Varibar | [5] | [0] | 0 | 10 | 100 | normal | none | 6.3767 | 3.0101 | 19.1949 | 27.7436 | 13.0964 | 363.3414 | 1.7717e-13 | 0.016057 | 0.45599 | 0.029844 | 0.0017258 | 2.1475 | 0.0085201 | 6.9623e-05 | 0.061935 | 0.0061845 | 0.30534 | 0.01822 | 0.16395 | 0.78592 | 3.4189 | 0.0060789 | 3.3839 | 0.0017834 | 0.014273 | 0.012208 | 0.25116 | 3.9672 | 0.00033447 | 0.37174 | 0.3905 | 0.34315 | 0.39377 | 0.25205 | 0.00029963 | 0.73746 | 0.39373
1f37113 | MBS | 2 | 05m_109019_419x230x572.dat | 0.0850;0.0850;0.1928 | 419;230;572 | (0.1925;73.4725;38.8236) | 110 | 7.85 | 62 | 87.015 | 60 | Varibar | [5] | [0] | 0 | 10 | 100 | normal | none | 6.3767 | 3.0101 | 19.1949 | 27.7436 | 13.0964 | 363.3414 | 1.4151e-13 | 0.023563 | 0.69938 | 0.043635 | 0.0029887 | 2.8986 | 0.012598 | 1.806e-05 | 0.097902 | 0.010743 | 0.48578 | 0.030308 | 0.23429 | 1.031 | 4.1247 | 0.010641 | 4.2425 | 0.0033682 | 0.024389 | 0.02092 | 0.36025 | 4.7112 | 0.00067066 | 0.54329 | 0.57717 | 0.44182 | 0.49439 | 0.27833 | 0.00049348 | 0.95424 | 0.50482
1f37113 | MBS | 2 | 05m_109019_419x230x572.dat | 0.0850;0.0850;0.1928 | 419;230;572 | (0.1925;73.4725;38.8236) | 110 | 9.9905 | 69 | 87.015 | 60 | Varibar | [5] | [0] | 0 | 10 | 100 | normal | none | 6.3767 | 3.0101 | 19.1949 | 27.7436 | 13.0964 | 363.3414 | 1.3683e-13 | 0.027867 | 0.79184 | 0.048594 | 0.0035553 | 3.1185 | 0.014751 | 9.1024e-05 | 0.1114 | 0.013437 | 0.48248 | 0.035883 | 0.25519 | 1.0751 | 4.3474 | 0.012846 | 4.4386 | 0.0040389 | 0.028756 | 0.026281 | 0.38708 | 4.8181 | 0.00087004 | 0.60983 | 0.64601 | 0.4659 | 0.52047 | 0.28469 | 8.7384e-05 | 1.0164 | 0.534
1f37113 | MBS | 2 | 05m_109019_419x230x572.dat | 0.0850;0.0850;0.1928 | 419;230;572 | (0.1925;73.4725;38.8236) | 60 | 2.5 | 38 | 87.015 | 60 | Varibar | [5] | [0] | 0 | 10 | 100 | normal | none | 6.3767 | 3.0101 | 19.1949 | 27.7436 | 13.0964 | 363.3414 | 2.2134e-13 | 0.0051004 | 0.24907 | 0.017581 | 0.00049779 | 1.5462 | 0.0023832 | 0.00012038 | 0.031501 | 0.0019426 | 0.19099 | 0.0077407 | 0.10461 | 0.60406 | 2.8619 | 0.00164 | 2.7354 | 0.00063365 | 0.0055825 | 0.0043663 | 0.16413 | 3.4162 | 6.3586e-05 | 0.22686 | 0.2322 | 0.26866 | 0.31411 | 0.23186 | 0.00021183 | 0.56523 | 0.30591
1f37113 | MBS | 2 | 05m_109019_419x230x572.dat | 0.0850;0.0850;0.1928 | 419;230;572 | (0.1925;73.4725;38.8236) | 60 | 5.7448 | 47 | 87.015 | 60 | Varibar | [5] | [0] | 0 | 10 | 100 | normal | none | 6.3767 | 3.0101 | 19.1949 | 27.7436 | 13.0964 | 363.3414 | 1.4372e-13 | 0.017362 | 0.55948 | 0.034352 | 0.0016263 | 2.6017 | 0.0078062 | 0.00023911 | 0.075758 | 0.0061712 | 0.37657 | 0.020565 | 0.20781 | 0.96681 | 3.8751 | 0.0056305 | 4.024 | 0.0017732 | 0.01542 | 0.012696 | 0.32458 | 4.8082 | 0.00030699 | 0.44033 | 0.47325 | 0.41649 | 0.46582 | 0.27144 | 0.00041945 | 0.87425 | 0.47367
1f37113 | MBS | 2 | 05m_109019_419x230x572.dat | 0.0850;0.0850;0.1928 | 419;230;572 | (0.1925;73.4725;38.8236) | 60 | 6.3535 | 49 | 87.015 | 60 | Varibar | [5] | [0] | 0 | 10 | 100 | normal | none | 6.3767 | 3.0101 | 19.1949 | 27.7436 | 13.0964 | 363.3414 | 1.3723e-13 | 0.016909 | 0.61287 | 0.036594 | 0.0019035 | 2.726 | 0.0088817 | 0 | 0.083541 | 0.0071307 | 0.37719 | 0.023337 | 0.22395 | 1.0027 | 4.0212 | 0.0067068 | 4.1846 | 0.0020175 | 0.017342 | 0.014582 | 0.34867 | 4.9178 | 0.00048293 | 0.4753 | 0.51396 | 0.43052 | 0.48492 | 0.27652 | 0.00013699 | 0.91256 | 0.49344
1f37113 | MBS | 2 | 05m_109019_419x230x572.dat | 0.0850;0.0850;0.1928 | 419;230;572 | (0.1925;73.4725;38.8236) | 80 | 2.9 | 44 | 87.015 | 60 | Varibar | [5] | [0] | 0 | 10 | 100 | normal | none | 6.3767 | 3.0101 | 19.1949 | 27.7436 | 13.0964 | 363.3414 | 1.9817e-13 | 0.0085781 | 0.33689 | 0.021555 | 0.0010263 | 1.8003 | 0.0044 | 0.00016596 | 0.044536 | 0.0037143 | 0.24066 | 0.01216 | 0.1308 | 0.67529 | 3.1094 | 0.0033785 | 3.0099 | 0.0011246 | 0.0083787 | 0.0077056 | 0.20138 | 3.6487 | 0.00017875 | 0.2867 | 0.29983 | 0.29996 | 0.34733 | 0.24036 | 0 | 0.63836 | 0.34267
1f37113 | MBS | 2 | 05m_109019_419x230x572.dat | 0.0850;0.0850;0.1928 | 419;230;572 | (0.1925;73.4725;38.8236) | 80 | 7.702 | 57 | 87.015 | 60 | Varibar | [5] | [0] | 0 | 10 | 100 | normal | none | 6.3767 | 3.0101 | 19.1949 | 27.7436 | 13.0964 | 363.3414 | 1.3247e-13 | 0.022345 | 0.71158 | 0.040845 | 0.0027455 | 2.9488 | 0.010496 | 5.2998e-05 | 0.10081 | 0.0099552 | 0.49096 | 0.030308 | 0.24609 | 1.0628 | 4.2041 | 0.010028 | 4.3535 | 0.002978 | 0.023226 | 0.020159 | 0.37906 | 4.9459 | 0.00061923 | 0.5461 | 0.59087 | 0.4534 | 0.50752 | 0.28234 | 0.00011525 | 0.97371 | 0.52053
1f37113 | MBS | 2 | 05m_109019_419x230x572.dat | 0.0850;0.0850;0.1928 | 419;230;572 | (0.1925;73.4725;38.8236) | 80 | 8.502 | 60 | 87.015 | 60 | Varibar | [5] | [0] | 0 | 10 | 100 | normal | none | 6.3767 | 3.0101 | 19.1949 | 27.7436 | 13.0964 | 363.3414 | 1.292e-13 | 0.02479 | 0.75843 | 0.045195 | 0.0028716 | 3.0695 | 0.013513 | 3.536e-05 | 0.10834 | 0.011652 | 0.53468 | 0.033074 | 0.25838 | 1.0922 | 4.3119 | 0.011304 | 4.4568 | 0.0032931 | 0.026115 | 0.022142 | 0.39658 | 5.003 | 0.00078453 | 0.57844 | 0.62682 | 0.46497 | 0.52072 | 0.28587 | 0.00058308 | 1.0074 | 0.53617
1f37113 | MBS | 3 | 05m_109019_419x230x572.dat | 0.0850;0.0850;0.1928 | 419;230;572 | (0.1925;73.4725;37.2187) | 110 | 3.9 | 52 | 87.015 | 60 | Varibar | [5] | [0] | 0 | 10 | 100 | normal | none | 6.3767 | 9.9022 | 63.144 | 27.7436 | 43.0822 | 1195.2548 | 2.1538e-13 | 0.1387 | 0.78543 | 0.74012 | 0.010209 | 0.87518 | 0.062465 | 0.00055352 | 0.62702 | 0.04621 | 1.0448 | 0.24835 | 0.9198 | 0.81376 | 1.1152 | 0.040348 | 1.1456 | 0.01219 | 0.094844 | 0.1015 | 0.70265 | 1.4647 | 0.0017135 | 0.4035 | 0.46716 | 0.21868 | 0.24048 | 0.26891 | 0.00071853 | 0.44281 | 0.44201
1f37113 | MBS | 3 | 05m_109019_419x230x572.dat | 0.0850;0.0850;0.1928 | 419;230;572 | (0.1925;73.4725;37.2187) | 110 | 7.85 | 62 | 87.015 | 60 | Varibar | [5] | [0] | 0 | 10 | 100 | normal | none | 6.3767 | 9.9022 | 63.144 | 27.7436 | 43.0822 | 1195.2548 | 1.7203e-13 | 0.22298 | 1.1377 | 0.87375 | 0.017084 | 1.2146 | 0.099849 | 0.00094147 | 0.88223 | 0.075661 | 1.2147 | 0.35381 | 1.1845 | 1.1175 | 1.3571 | 0.066512 | 1.4492 | 0.02061 | 0.15464 | 0.16239 | 0.98809 | 1.7809 | 0.0035702 | 0.57996 | 0.6782 | 0.28826 | 0.30831 | 0.29697 | 0.0018106 | 0.60288 | 0.57639
1f37113 | MBS | 3 | 05m_109019_419x230x572.dat | 0.0850;0.0850;0.1928 | 419;230;572 | (0.1925;73.4725;37.2187) | 110 | 9.9905 | 69 | 87.015 | 60 | Varibar | [5] | [0] | 0 | 10 | 100 | normal | none | 6.3767 | 9.9022 | 63.144 | 27.7436 | 43.0822 | 1195.2548 | 1.6635e-13 | 0.24727 | 1.2518 | 0.93053 | 0.020951 | 1.3435 | 0.11286 | 0.0015332 | 0.95674 | 0.088989 | 1.31 | 0.38555 | 1.2446 | 1.2037 | 1.438 | 0.079966 | 1.5322 | 0.02511 | 0.18002 | 0.18914 | 1.0648 | 1.8416 | 0.0041781 | 0.64658 | 0.75288 | 0.30651 | 0.32756 | 0.30412 | 0.0025781 | 0.65507 | 0.61836
1f37113 | MBS | 3 | 05m_109019_419x230x572.dat | 0.0850;0.0850;0.1928 | 419;230;572 | (0.1925;73.4725;37.2187) | 60 | 2.5 | 38 | 87.015 | 60 | Varibar | [5] | [0] | 0 | 10 | 100 | normal | none | 6.3767 | 9.9022 | 63.144 | 27.7436 | 43.0822 | 1195.2548 | 2.6909e-13 | 0.068054 | 0.49529 | 0.61491 | 0.0038518 | 0.60206 | 0.029774 | 0.00014273 | 0.41978 | 0.020135 | 0.89942 | 0.16094 | 0.71447 | 0.56653 | 0.92042 | 0.016012 | 0.89809 | 0.0043933 | 0.041506 | 0.04789 | 0.47842 | 1.1989 | 0.00042465 | 0.25501 | 0.28901 | 0.16202 | 0.18583 | 0.24642 | 0.00019152 | 0.31318 | 0.33029
1f37113 | MBS | 3 | 05m_109019_419x230x572.dat | 0.0850;0.0850;0.1928 | 419;230;572 | (0.1925;73.4725;37.2187) | 60 | 5.7448 | 47 | 87.015 | 60 | Varibar | [5] | [0] | 0 | 10 | 100 | normal | none | 6.3767 | 9.9022 | 63.144 | 27.7436 | 43.0822 | 1195.2548 | 1.7472e-13 | 0.17156 | 0.98592 | 0.80146 | 0.011058 | 1.0511 | 0.07662 | 0.00022264 | 0.79236 | 0.053493 | 1.1347 | 0.31464 | 1.1307 | 1.0105 | 1.2655 | 0.045703 | 1.3621 | 0.012839 | 0.11009 | 0.12086 | 0.88874 | 1.7553 | 0.0017703 | 0.47846 | 0.5682 | 0.26165 | 0.28562 | 0.28956 | 0.00088656 | 0.53498 | 0.52466
1f37113 | MBS | 3 | 05m_109019_419x230x572.dat | 0.0850;0.0850;0.1928 | 419;230;572 | (0.1925;73.4725;37.2187) | 60 | 6.3535 | 49 | 87.015 | 60 | Varibar | [5] | [0] | 0 | 10 | 100 | normal | none | 6.3767 | 9.9022 | 63.144 | 27.7436 | 43.0822 | 1195.2548 | 1.6683e-13 | 0.18224 | 1.0594 | 0.82763 | 0.013063 | 1.1118 | 0.088745 | 0.00089093 | 0.84261 | 0.060434 | 1.17 | 0.33721 | 1.1806 | 1.0682 | 1.3193 | 0.052037 | 1.4194 | 0.014634 | 0.124 | 0.13473 | 0.94356 | 1.8166 | 0.0020239 | 0.51418 | 0.61415 | 0.27476 | 0.29884 | 0.29503 | 0.0006053 | 0.56577 | 0.55123
1f37113 | MBS | 3 | 05m_109019_419x230x572.dat | 0.0850;0.0850;0.1928 | 419;230;572 | (0.1925;73.4725;37.2187) | 80 | 2.9 | 44 | 87.015 | 60 | Varibar | [5] | [0] | 0 | 10 | 100 | normal | none | 6.3767 | 9.9022 | 63.144 | 27.7436 | 43.0822 | 1195.2548 | 2.4093e-13 | 0.098263 | 0.61845 | 0.66298 | 0.0064584 | 0.71628 | 0.043158 | 6.4725e-05 | 0.50762 | 0.030828 | 0.95407 | 0.19879 | 0.80087 | 0.67328 | 0.99159 | 0.025602 | 1.0031 | 0.0075994 | 0.063667 | 0.070349 | 0.57287 | 1.2949 | 0.00082876 | 0.31639 | 0.36542 | 0.1866 | 0.20865 | 0.25591 | 0.0005659 | 0.36705 | 0.37604
1f37113 | MBS | 3 | 05m_109019_419x230x572.dat | 0.0850;0.0850;0.1928 | 419;230;572 | (0.1925;73.4725;37.2187) | 80 | 7.702 | 57 | 87.015 | 60 | Varibar | [5] | [0] | 0 | 10 | 100 | normal | none | 6.3767 | 9.9022 | 63.144 | 27.7436 | 43.0822 | 1195.2548 | 1.6104e-13 | 0.22066 | 1.1691 | 0.87595 | 0.016758 | 1.2307 | 0.10202 | 0.0014705 | 0.91035 | 0.076623 | 1.2225 | 0.36874 | 1.2266 | 1.1512 | 1.3834 | 0.067519 | 1.4882 | 0.020145 | 0.15438 | 0.16289 | 1.0162 | 1.8671 | 0.0033419 | 0.58439 | 0.69692 | 0.29365 | 0.31626 | 0.30117 | 0.0026079 | 0.61553 | 0.59014
1f37113 | MBS | 3 | 05m_109019_419x230x572.dat | 0.0850;0.0850;0.1928 | 419;230;572 | (0.1925;73.4725;37.2187) | 80 | 8.502 | 60 | 87.015 | 60 | Varibar | [5] | [0] | 0 | 10 | 100 | normal | none | 6.3767 | 9.9022 | 63.144 | 27.7436 | 43.0822 | 1195.2548 | 1.5705e-13 | 0.24104 | 1.2258 | 0.90053 | 0.01811 | 1.2835 | 0.11126 | 0.001201 | 0.94905 | 0.082941 | 1.2486 | 0.38566 | 1.2582 | 1.1941 | 1.4264 | 0.071511 | 1.5303 | 0.02225 | 0.16698 | 0.17501 | 1.0542 | 1.8984 | 0.0034308 | 0.61692 | 0.73647 | 0.30436 | 0.32605 | 0.30473 | 0.00077369 | 0.64068 | 0.61046
1f37113 | MBS | 4 | 05m_109019_419x230x572.dat | 0.0850;0.0850;0.1928 | 419;230;572 | (0.1925;73.4725;38.8236) | 110 | 3.9 | 52 | 87.015 | 60 | Varibar | [5,133] | [30,30] | 0 | 10 | 100 | normal | none | 6.3767 | 3.0101 | 19.1949 | 27.7436 | 13.0964 | 363.3414 | 1.7717e-13 | 0.015417 | 0.4519 | 0.028976 | 0.0016668 | 2.1302 | 0.0085088 | 6.9623e-05 | 0.060428 | 0.0060428 | 0.29411 | 0.017893 | 0.16163 | 0.78118 | 7.253 | 0.0058876 | 3.2782 | 0.0017469 | 0.013752 | 0.011766 | 0.24677 | 3.9539 | 0.00031412 | 0.36694 | 0.38555 | 0.33971 | 0.38874 | 0.25082 | 0.00029963 | 1.0282 | 0.4257
1f37113 | MBS | 4 | 05m_109019_419x230x572.dat | 0.0850;0.0850;0.1928 | 419;230;572 | (0.1925;73.4725;38.8236) | 110 | 7.85 | 62 | 87.015 | 60 | Varibar | [5,133] | [30,30] | 0 | 10 | 100 | normal | none | 6.3767 | 3.0101 | 19.1949 | 27.7436 | 13.0964 | 363.3414 | 1.4151e-13 | 0.023201 | 0.69235 | 0.041602 | 0.0029173 | 2.8749 | 0.012143 | 3.2247e-05 | 0.095309 | 0.01056 | 0.47332 | 0.029617 | 0.23053 | 1.0223 | 10.2997 | 0.010392 | 4.1065 | 0.003263 | 0.023887 | 0.020286 | 0.35136 | 4.6852 | 0.00065932 | 0.53565 | 0.56918 | 0.43729 | 0.4876 | 0.27631 | 0.00049348 | 1.4231 | 0.55644
1f37113 | MBS | 4 | 05m_109019_419x230x572.dat | 0.0850;0.0850;0.1928 | 419;230;572 | (0.1925;73.4725;38.8236) | 110 | 9.9905 | 69 | 87.015 | 60 | Varibar | [5,133] | [30,30] | 0 | 10 | 100 | normal | none | 6.3767 | 3.0101 | 19.1949 | 27.7436 | 13.0964 | 363.3414 | 1.3683e-13 | 0.027333 | 0.78366 | 0.046277 | 0.0035064 | 3.0905 | 0.014247 | 9.1024e-05 | 0.10835 | 0.01318 | 0.47087 | 0.035003 | 0.25063 | 1.0687 | 11.3343 | 0.012436 | 4.3012 | 0.0039092 | 0.027946 | 0.025223 | 0.3775 | 4.782 | 0.00084717 | 0.60113 | 0.63688 | 0.46259 | 0.51352 | 0.28237 | 8.7384e-05 | 1.5472 | 0.59239
1f37113 | MBS | 4 | 05m_109019_419x230x572.dat | 0.0850;0.0850;0.1928 | 419;230;572 | (0.1925;73.4725;38.8236) | 60 | 2.5 | 38 | 87.015 | 60 | Varibar | [5,133] | [30,30] | 0 | 10 | 100 | normal | none | 6.3767 | 3.0101 | 19.1949 | 27.7436 | 13.0964 | 363.3414 | 2.2134e-13 | 0.0050367 | 0.24753 | 0.017154 | 0.00049707 | 1.5321 | 0.002395 | 0.00012038 | 0.030952 | 0.0019089 | 0.18961 | 0.007649 | 0.10367 | 0.60221 | 4.6486 | 0.0015543 | 2.6556 | 0.0006252 | 0.0054569 | 0.0042337 | 0.16168 | 3.4019 | 6.3586e-05 | 0.22459 | 0.23 | 0.2655 | 0.31034 | 0.23119 | 0.00021183 | 0.69958 | 0.32009
1f37113 | MBS | 4 | 05m_109019_419x230x572.dat | 0.0850;0.0850;0.1928 | 419;230;572 | (0.1925;73.4725;38.8236) | 60 | 5.7448 | 47 | 87.015 | 60 | Varibar | [5,133] | [30,30] | 0 | 10 | 100 | normal | none | 6.3767 | 3.0101 | 19.1949 | 27.7436 | 13.0964 | 363.3414 | 1.4372e-13 | 0.017399 | 0.55466 | 0.032552 | 0.0015941 | 2.5736 | 0.0076607 | 0.00023911 | 0.073935 | 0.0060316 | 0.37141 | 0.020214 | 0.20508 | 0.96069 | 8.7608 | 0.0054374 | 3.8743 | 0.001722 | 0.015079 | 0.012372 | 0.31911 | 4.7878 | 0.00030699 | 0.43424 | 0.46701 | 0.41158 | 0.45876 | 0.2698 | 0.00041945 | 1.2438 | 0.51399
1f37113 | MBS | 4 | 05m_109019_419x230x572.dat | 0.0850;0.0850;0.1928 | 419;230;572 | (0.1925;73.4725;38.8236) | 60 | 6.3535 | 49 | 87.015 | 60 | Varibar | [5,133] | [30,30] | 0 | 10 | 100 | normal | none | 6.3767 | 3.0101 | 19.1949 | 27.7436 | 13.0964 | 363.3414 | 1.3723e-13 | 0.016517 | 0.60722 | 0.03585 | 0.0018761 | 2.6972 | 0.0088598 | 0 | 0.081668 | 0.0069996 | 0.36282 | 0.022899 | 0.22077 | 0.99624 | 9.5507 | 0.0064646 | 4.0264 | 0.0019679 | 0.016923 | 0.014153 | 0.34263 | 4.9026 | 0.00047992 | 0.46842 | 0.50687 | 0.42543 | 0.47746 | 0.27463 | 0.00042285 | 1.3314 | 0.53973
1f37113 | MBS | 4 | 05m_109019_419x230x572.dat | 0.0850;0.0850;0.1928 | 419;230;572 | (0.1925;73.4725;38.8236) | 80 | 2.9 | 44 | 87.015 | 60 | Varibar | [5,133] | [30,30] | 0 | 10 | 100 | normal | none | 6.3767 | 3.0101 | 19.1949 | 27.7436 | 13.0964 | 363.3414 | 1.9817e-13 | 0.0084867 | 0.33414 | 0.021119 | 0.00099057 | 1.7795 | 0.0041606 | 0.00016596 | 0.043519 | 0.0036641 | 0.23411 | 0.011959 | 0.1292 | 0.67115 | 5.8496 | 0.0032759 | 2.9154 | 0.0011055 | 0.008242 | 0.007483 | 0.1991 | 3.6351 | 0.00017875 | 0.28325 | 0.29633 | 0.29635 | 0.34293 | 0.23938 | 0 | 0.84472 | 0.36501
1f37113 | MBS | 4 | 05m_109019_419x230x572.dat | 0.0850;0.0850;0.1928 | 419;230;572 | (0.1925;73.4725;38.8236) | 80 | 7.702 | 57 | 87.015 | 60 | Varibar | [5,133] | [30,30] | 0 | 10 | 100 | normal | none | 6.3767 | 3.0101 | 19.1949 | 27.7436 | 13.0964 | 363.3414 | 1.3247e-13 | 0.021655 | 0.70411 | 0.04052 | 0.0026656 | 2.9186 | 0.010379 | 7.0987e-05 | 0.09808 | 0.0097159 | 0.47954 | 0.029621 | 0.2419 | 1.0566 | 10.8573 | 0.009611 | 4.1989 | 0.0028693 | 0.022386 | 0.019465 | 0.37077 | 4.9116 | 0.00052317 | 0.53781 | 0.58213 | 0.44907 | 0.49999 | 0.2802 | 0.00011525 | 1.4785 | 0.5761
1f37113 | MBS | 4 | 05m_109019_419x230x572.dat | 0.0850;0.0850;0.1928 | 419;230;572 | (0.1925;73.4725;38.8236) | 80 | 8.502 | 60 | 87.015 | 60 | Varibar | [5,133] | [30,30] | 0 | 10 | 100 | normal | none | 6.3767 | 3.0101 | 19.1949 | 27.7436 | 13.0964 | 363.3414 | 1.292e-13 | 0.02392 | 0.75016 | 0.043942 | 0.002824 | 3.0434 | 0.013191 | 3.536e-05 | 0.10515 | 0.011411 | 0.5332 | 0.032352 | 0.254 | 1.0841 | 11.5218 | 0.010835 | 4.3032 | 0.0031898 | 0.025265 | 0.021392 | 0.38658 | 4.9732 | 0.00080094 | 0.56949 | 0.61735 | 0.45972 | 0.51304 | 0.28349 | 0.00052232 | 1.5552 | 0.59678
1f37113 | MBS | 5 | 05m_109019_419x230x572.dat | 0.0850;0.0850;0.1928 | 419;230;572 | (0.1925;73.4725;38.8236) | 110 | 3.9 | 52 | 87.015 | 60 | Varibar | [5,133,110] | [30,30,100] | 0 | 20 | 100 | normal | none | 6.3767 | 3.0101 | 19.1949 | 27.7436 | 13.0964 | 363.3414 | 1.7717e-13 | 0.014173 | 0.45139 | 0.028563 | 0.0015713 | 2.1286 | 0.0082616 | 6.9623e-05 | 0.056377 | 0.0055967 | 0.29397 | 0.017105 | 0.15482 | 8.445 | 7.2501 | 0.0054263 | 3.2728 | 0.001644 | 0.012782 | 0.0108 | 0.23301 | 3.924 | 0.00028742 | 0.36515 | 0.38285 | 0.33279 | 0.38716 | 0.25019 | 0.00029963 | 1.615 | 0.80015
1f37113 | MBS | 5 | 05m_109019_419x230x572.dat | 0.0850;0.0850;0.1928 | 419;230;572 | (0.1925;73.4725;38.8236) | 110 | 7.85 | 62 | 87.015 | 60 | Varibar | [5,133,110] | [30,30,100] | 0 | 20 | 100 | normal | none | 6.3767 | 3.0101 | 19.1949 | 27.7436 | 13.0964 | 363.3414 | 1.4151e-13 | 0.02124 | 0.6915 | 0.040297 | 0.0027738 | 2.8732 | 0.011997 | 1.806e-05 | 0.088708 | 0.0098213 | 0.47336 | 0.028198 | 0.22136 | 13.0367 | 10.2934 | 0.0095287 | 4.0993 | 0.0030831 | 0.02197 | 0.018746 | 0.33127 | 4.6497 | 0.00058457 | 0.53297 | 0.56505 | 0.43002 | 0.48561 | 0.27551 | 0.00017773 | 2.3434 | 1.1441
1f37113 | MBS | 5 | 05m_109019_419x230x572.dat | 0.0850;0.0850;0.1928 | 419;230;572 | (0.1925;73.4725;38.8236) | 110 | 9.9905 | 69 | 87.015 | 60 | Varibar | [5,133,110] | [30,30,100] | 0 | 20 | 100 | normal | none | 6.3767 | 3.0101 | 19.1949 | 27.7436 | 13.0964 | 363.3414 | 1.3683e-13 | 0.025614 | 0.78271 | 0.046206 | 0.0033273 | 3.0892 | 0.013411 | 9.1024e-05 | 0.10094 | 0.012384 | 0.47011 | 0.033304 | 0.2404 | 14.8057 | 11.3248 | 0.011456 | 4.2928 | 0.0037089 | 0.025985 | 0.023568 | 0.35641 | 4.7594 | 0.00079199 | 0.59821 | 0.63234 | 0.45491 | 0.51151 | 0.28159 | 8.7384e-05 | 2.5997 | 1.2652
1f37113 | MBS | 5 | 05m_109019_419x230x572.dat | 0.0850;0.0850;0.1928 | 419;230;572 | (0.1925;73.4725;38.8236) | 60 | 2.5 | 38 | 87.015 | 60 | Varibar | [5,133,110] | [30,30,100] | 0 | 20 | 100 | normal | none | 6.3767 | 3.0101 | 19.1949 | 27.7436 | 13.0964 | 363.3414 | 2.2134e-13 | 0.0045298 | 0.24735 | 0.01711 | 0.00048406 | 1.5305 | 0.0021979 | 0.00012038 | 0.028937 | 0.0017661 | 0.18961 | 0.0073869 | 0.099071 | 4.4036 | 4.6472 | 0.0014572 | 2.6515 | 0.00059574 | 0.0051094 | 0.0038725 | 0.15304 | 3.3647 | 6.3586e-05 | 0.22352 | 0.22846 | 0.25921 | 0.30909 | 0.23077 | 0.00021183 | 0.99018 | 0.50473
1f37113 | MBS | 5 | 05m_109019_419x230x572.dat | 0.0850;0.0850;0.1928 | 419;230;572 | (0.1925;73.4725;38.8236) | 60 | 5.7448 | 47 | 87.015 | 60 | Varibar | [5,133,110] | [30,30,100] | 0 | 20 | 100 | normal | none | 6.3767 | 3.0101 | 19.1949 | 27.7436 | 13.0964 | 363.3414 | 1.4372e-13 | 0.015805 | 0.55408 | 0.031854 | 0.0015488 | 2.5705 | 0.0076051 | 0.00023911 | 0.068837 | 0.0055821 | 0.37128 | 0.019397 | 0.19592 | 10.0313 | 8.7566 | 0.0050479 | 3.8671 | 0.0016682 | 0.013994 | 0.011011 | 0.30076 | 4.7413 | 0.00030699 | 0.43202 | 0.46359 | 0.4029 | 0.45669 | 0.26903 | 0.00041945 | 1.9379 | 0.95648
1f37113 | MBS | 5 | 05m_109019_419x230x572.dat | 0.0850;0.0850;0.1928 | 419;230;572 | (0.1925;73.4725;38.8236) | 60 | 6.3535 | 49 | 87.015 | 60 | Varibar | [5,133,110] | [30,30,100] | 0 | 20 | 100 | normal | none | 6.3767 | 3.0101 | 19.1949 | 27.7436 | 13.0964 | 363.3414 | 1.3723e-13 | 0.014599 | 0.60657 | 0.034687 | 0.001821 | 2.6953 | 0.0084503 | 0 | 0.076188 | 0.0065313 | 0.36354 | 0.02194 | 0.21097 | 11.1677 | 9.5455 | 0.0058529 | 4.0189 | 0.001875 | 0.015711 | 0.012905 | 0.32245 | 4.8641 | 0.00042082 | 0.46595 | 0.50307 | 0.41681 | 0.4753 | 0.27378 | 0.00042285 | 2.11 | 1.0366
1f37113 | MBS | 5 | 05m_109019_419x230x572.dat | 0.0850;0.0850;0.1928 | 419;230;572 | (0.1925;73.4725;38.8236) | 80 | 2.9 | 44 | 87.015 | 60 | Varibar | [5,133,110] | [30,30,100] | 0 | 20 | 100 | normal | none | 6.3767 | 3.0101 | 19.1949 | 27.7436 | 13.0964 | 363.3414 | 1.9817e-13 | 0.007974 | 0.33382 | 0.020814 | 0.00095101 | 1.7775 | 0.003814 | 0.00016596 | 0.040596 | 0.0034483 | 0.23382 | 0.011443 | 0.12342 | 6.2109 | 5.8481 | 0.0029042 | 2.9111 | 0.0010659 | 0.0075239 | 0.00704 | 0.18843 | 3.6018 | 0.00017689 | 0.28187 | 0.29428 | 0.28937 | 0.34151 | 0.23885 | 0 | 1.2686 | 0.63509
1f37113 | MBS | 5 | 05m_109019_419x230x572.dat | 0.0850;0.0850;0.1928 | 419;230;572 | (0.1925;73.4725;38.8236) | 80 | 7.702 | 57 | 87.015 | 60 | Varibar | [5,133,110] | [30,30,100] | 0 | 20 | 100 | normal | none | 6.3767 | 3.0101 | 19.1949 | 27.7436 | 13.0964 | 363.3414 | 1.3247e-13 | 0.019608 | 0.70327 | 0.039683 | 0.0026129 | 2.9161 | 0.0098744 | 7.0987e-05 | 0.090992 | 0.0090003 | 0.4779 | 0.028185 | 0.23152 | 13.6314 | 10.8497 | 0.0085753 | 4.1913 | 0.0027396 | 0.020501 | 0.017882 | 0.34752 | 4.8681 | 0.00049768 | 0.53494 | 0.57768 | 0.44012 | 0.49778 | 0.27926 | 0.00011525 | 2.4413 | 1.1908
1f37113 | MBS | 5 | 05m_109019_419x230x572.dat | 0.0850;0.0850;0.1928 | 419;230;572 | (0.1925;73.4725;38.8236) | 80 | 8.502 | 60 | 87.015 | 60 | Varibar | [5,133,110] | [30,30,100] | 0 | 20 | 100 | normal | none | 6.3767 | 3.0101 | 19.1949 | 27.7436 | 13.0964 | 363.3414 | 1.292e-13 | 0.021541 | 0.74919 | 0.042794 | 0.002702 | 3.0417 | 0.0127 | 3.536e-05 | 0.097509 | 0.010594 | 0.5331 | 0.030756 | 0.24342 | 14.713 | 11.514 | 0.0096982 | 4.2949 | 0.0030381 | 0.023241 | 0.019535 | 0.36304 | 4.9315 | 0.00078182 | 0.56648 | 0.61262 | 0.45156 | 0.51084 | 0.28247 | 0.00052232 | 2.5991 | 1.2633
1f37113 | MBS | 6 | 05m_109019_419x230x572.dat | 0.0850;0.0850;0.1928 | 419;230;572 | (0.1925;73.4725;37.2187) | 110 | 3.9 | 52 | 87.015 | 60 | Varibar | [5] | [0] | 0 | 10 | 100 | normal | none | 6.3767 | 9.9022 | 63.144 | 27.7436 | 43.0822 | 1195.2548 | 2.1538e-13 | 0.1387 | 0.78543 | 0.74012 | 0.010209 | 0.87518 | 0.062465 | 0.00055352 | 0.62702 | 0.04621 | 1.0448 | 0.24835 | 0.9198 | 0.81376 | 1.1152 | 0.040348 | 1.1456 | 0.01219 | 0.094844 | 0.1015 | 0.70265 | 1.4647 | 0.0017135 | 0.4035 | 0.46716 | 0.21868 | 0.24048 | 0.26891 | 0.00071853 | 0.44281 | 0.44201
1f37113 | MBS | 6 | 05m_109019_419x230x572.dat | 0.0850;0.0850;0.1928 | 419;230;572 | (0.1925;73.4725;37.2187) | 110 | 7.85 | 62 | 87.015 | 60 | Varibar | [5] | [0] | 0 | 10 | 100 | normal | none | 6.3767 | 9.9022 | 63.144 | 27.7436 | 43.0822 | 1195.2548 | 1.7203e-13 | 0.22298 | 1.1377 | 0.87375 | 0.017084 | 1.2146 | 0.099849 | 0.00094147 | 0.88223 | 0.075661 | 1.2147 | 0.35381 | 1.1845 | 1.1175 | 1.3571 | 0.066512 | 1.4492 | 0.02061 | 0.15464 | 0.16239 | 0.98809 | 1.7809 | 0.0035702 | 0.57996 | 0.6782 | 0.28826 | 0.30831 | 0.29697 | 0.0018106 | 0.60288 | 0.57639
1f37113 | MBS | 6 | 05m_109019_419x230x572.dat | 0.0850;0.0850;0.1928 | 419;230;572 | (0.1925;73.4725;37.2187) | 110 | 9.9905 | 69 | 87.015 | 60 | Varibar | [5] | [0] | 0 | 10 | 100 | normal | none | 6.3767 | 9.9022 | 63.144 | 27.7436 | 43.0822 | 1195.2548 | 1.6635e-13 | 0.24727 | 1.2518 | 0.93053 | 0.020951 | 1.3435 | 0.11286 | 0.0015332 | 0.95674 | 0.088989 | 1.31 | 0.38555 | 1.2446 | 1.2037 | 1.438 | 0.079966 | 1.5322 | 0.02511 | 0.18002 | 0.18914 | 1.0648 | 1.8416 | 0.0041781 | 0.64658 | 0.75288 | 0.30651 | 0.32756 | 0.30413 | 0.0025781 | 0.65507 | 0.61836
1f37113 | MBS | 6 | 05m_109019_419x230x572.dat | 0.0850;0.0850;0.1928 | 419;230;572 | (0.1925;73.4725;37.2187) | 60 | 2.5 | 38 | 87.015 | 60 | Varibar | [5] | [0] | 0 | 10 | 100 | normal | none | 6.3767 | 9.9022 | 63.144 | 27.7436 | 43.0822 | 1195.2548 | 2.6909e-13 | 0.068054 | 0.49529 | 0.61491 | 0.0038518 | 0.60206 | 0.029774 | 0.00014273 | 0.41978 | 0.020135 | 0.89942 | 0.16094 | 0.71447 | 0.56653 | 0.92042 | 0.016012 | 0.89809 | 0.0043933 | 0.041506 | 0.04789 | 0.47842 | 1.1989 | 0.00042465 | 0.25501 | 0.28901 | 0.16202 | 0.18583 | 0.24642 | 0.00019152 | 0.31318 | 0.33029
1f37113 | MBS | 6 | 05m_109019_419x230x572.dat | 0.0850;0.0850;0.1928 | 419;230;572 | (0.1925;73.4725;37.2187) | 60 | 5.7448 | 47 | 87.015 | 60 | Varibar | [5] | [0] | 0 | 10 | 100 | normal | none | 6.3767 | 9.9022 | 63.144 | 27.7436 | 43.0822 | 1195.2548 | 1.7472e-13 | 0.17156 | 0.98592 | 0.80146 | 0.011058 | 1.0511 | 0.07662 | 0.00022264 | 0.79236 | 0.053493 | 1.1347 | 0.31464 | 1.1307 | 1.0105 | 1.2655 | 0.045703 | 1.3621 | 0.012839 | 0.11009 | 0.12086 | 0.88874 | 1.7553 | 0.0017703 | 0.47846 | 0.5682 | 0.26165 | 0.28562 | 0.28956 | 0.00088656 | 0.53498 | 0.52466
1f37113 | MBS | 6 | 05m_109019_419x230x572.dat | 0.0850;0.0850;0.1928 | 419;230;572 | (0.1925;73.4725;37.2187) | 60 | 6.3535 | 49 | 87.015 | 60 | Varibar | [5] | [0] | 0 | 10 | 100 | normal | none | 6.3767 | 9.9022 | 63.144 | 27.7436 | 43.0822 | 1195.2548 | 1.6683e-13 | 0.18224 | 1.0594 | 0.82763 | 0.013063 | 1.1118 | 0.088745 | 0.00089093 | 0.84261 | 0.060434 | 1.17 | 0.33721 | 1.1806 | 1.0682 | 1.3193 | 0.052037 | 1.4194 | 0.014634 | 0.124 | 0.13473 | 0.94356 | 1.8166 | 0.0020239 | 0.51418 | 0.61415 | 0.27476 | 0.29884 | 0.29503 | 0.0006053 | 0.56577 | 0.55123
1f37113 | MBS | 6 | 05m_109019_419x230x572.dat | 0.0850;0.0850;0.1928 | 419;230;572 | (0.1925;73.4725;37.2187) | 80 | 2.9 | 44 | 87.015 | 60 | Varibar | [5] | [0] | 0 | 10 | 100 | normal | none | 6.3767 | 9.9022 | 63.144 | 27.7436 | 43.0822 | 1195.2548 | 2.4093e-13 | 0.098263 | 0.61845 | 0.66298 | 0.0064584 | 0.71628 | 0.043158 | 6.4725e-05 | 0.50762 | 0.030828 | 0.95407 | 0.19879 | 0.80087 | 0.67328 | 0.99159 | 0.025602 | 1.0031 | 0.0075994 | 0.063667 | 0.070349 | 0.57287 | 1.2949 | 0.00082876 | 0.31639 | 0.36542 | 0.1866 | 0.20865 | 0.25591 | 0.0005659 | 0.36705 | 0.37604
1f37113 | MBS | 6 | 05m_109019_419x230x572.dat | 0.0850;0.0850;0.1928 | 419;230;572 | (0.1925;73.4725;37.2187) | 80 | 7.702 | 57 | 87.015 | 60 | Varibar | [5] | [0] | 0 | 10 | 100 | normal | none | 6.3767 | 9.9022 | 63.144 | 27.7436 | 43.0822 | 1195.2548 | 1.6104e-13 | 0.22066 | 1.1691 | 0.87595 | 0.016758 | 1.2307 | 0.10202 | 0.0014705 | 0.91035 | 0.076623 | 1.2225 | 0.36874 | 1.2266 | 1.1512 | 1.3834 | 0.067519 | 1.4882 | 0.020145 | 0.15438 | 0.16289 | 1.0162 | 1.8671 | 0.0033419 | 0.58439 | 0.69692 | 0.29365 | 0.31626 | 0.30117 | 0.0026079 | 0.61553 | 0.59014
1f37113 | MBS | 6 | 05m_109019_419x230x572.dat | 0.0850;0.0850;0.1928 | 419;230;572 | (0.1925;73.4725;37.2187) | 80 | 8.502 | 60 | 87.015 | 60 | Varibar | [5] | [0] | 0 | 10 | 100 | normal | none | 6.3767 | 9.9022 | 63.144 | 27.7436 | 43.0822 | 1195.2548 | 1.5705e-13 | 0.24104 | 1.2258 | 0.90053 | 0.01811 | 1.2835 | 0.11126 | 0.001201 | 0.94905 | 0.082941 | 1.2486 | 0.38566 | 1.2582 | 1.1941 | 1.4264 | 0.071511 | 1.5303 | 0.02225 | 0.16698 | 0.17501 | 1.0542 | 1.8984 | 0.0034308 | 0.61692 | 0.73647 | 0.30436 | 0.32605 | 0.30473 | 0.00077369 | 0.64068 | 0.61046
1f37113 | MBS | 7 | 05m_109019_419x230x572.dat | 0.0850;0.0850;0.1928 | 419;230;572 | (0.1925;73.4725;38.8236) | 110 | 3.9 | 52 | 87.015 | 60 | Varibar | [5,133] | [30,30] | 0 | 10 | 100 | normal | none | 6.3767 | 3.0101 | 19.1949 | 27.7436 | 13.0964 | 363.3414 | 1.7717e-13 | 0.015417 | 0.4519 | 0.028976 | 0.0016668 | 2.1302 | 0.0085088 | 6.9623e-05 | 0.060428 | 0.0060428 | 0.29411 | 0.017893 | 0.16163 | 0.78118 | 7.253 | 0.0058876 | 3.2782 | 0.0017469 | 0.013752 | 0.011766 | 0.24677 | 3.9539 | 0.00031412 | 0.36694 | 0.38555 | 0.33971 | 0.38874 | 0.25082 | 0.00029963 | 1.0282 | 0.4257
1f37113 | MBS | 7 | 05m_109019_419x230x572.dat | 0.0850;0.0850;0.1928 | 419;230;572 | (0.1925;73.4725;38.8236) | 110 | 7.85 | 62 | 87.015 | 60 | Varibar | [5,133] | [30,30] | 0 | 10 | 100 | normal | none | 6.3767 | 3.0101 | 19.1949 | 27.7436 | 13.0964 | 363.3414 | 1.4151e-13 | 0.023201 | 0.69235 | 0.041602 | 0.0029173 | 2.8749 | 0.012143 | 3.2247e-05 | 0.095309 | 0.01056 | 0.47332 | 0.029617 | 0.23053 | 1.0223 | 10.2997 | 0.010392 | 4.1065 | 0.003263 | 0.023887 | 0.020286 | 0.35136 | 4.6852 | 0.00065932 | 0.53565 | 0.56918 | 0.43729 | 0.4876 | 0.27631 | 0.00049348 | 1.4231 | 0.55644
1f37113 | MBS | 7 | 05m_109019_419x230x572.dat | 0.0850;0.0850;0.1928 | 419;230;572 | (0.1925;73.4725;38.8236) | 110 | 9.9905 | 69 | 87.015 | 60 | Varibar | [5,133] | [30,30] | 0 | 10 | 100 | normal | none | 6.3767 | 3.0101 | 19.1949 | 27.7436 | 13.0964 | 363.3414 | 1.3683e-13 | 0.027333 | 0.78366 | 0.046277 | 0.0035064 | 3.0905 | 0.014247 | 9.1024e-05 | 0.10835 | 0.01318 | 0.47087 | 0.035003 | 0.25063 | 1.0687 | 11.3343 | 0.012436 | 4.3012 | 0.0039092 | 0.027946 | 0.025223 | 0.3775 | 4.782 | 0.00084717 | 0.60113 | 0.63688 | 0.46259 | 0.51352 | 0.28237 | 8.7384e-05 | 1.5472 | 0.59239
1f37113 | MBS | 7 | 05m_109019_419x230x572.dat | 0.0850;0.0850;0.1928 | 419;230;572 | (0.1925;73.4725;38.8236) | 60 | 2.5 | 38 | 87.015 | 60 | Varibar | [5,133] | [30,30] | 0 | 10 | 100 | normal | none | 6.3767 | 3.0101 | 19.1949 | 27.7436 | 13.0964 | 363.3414 | 2.2134e-13 | 0.0050367 | 0.24753 | 0.017154 | 0.00049707 | 1.5321 | 0.002395 | 0.00012038 | 0.030952 | 0.0019089 | 0.18961 | 0.007649 | 0.10367 | 0.60221 | 4.6486 | 0.0015543 | 2.6556 | 0.0006252 | 0.0054569 | 0.0042337 | 0.16168 | 3.4019 | 6.3586e-05 | 0.22459 | 0.23 | 0.2655 | 0.31034 | 0.23119 | 0.00021183 | 0.69958 | 0.32009
1f37113 | MBS | 7 | 05m_109019_419x230x572.dat | 0.0850;0.0850;0.1928 | 419;230;572 | (0.1925;73.4725;38.8236) | 60 | 5.7448 | 47 | 87.015 | 60 | Varibar | [5,133] | [30,30] | 0 | 10 | 100 | normal | none | 6.3767 | 3.0101 | 19.1949 | 27.7436 | 13.0964 | 363.3414 | 1.4372e-13 | 0.017399 | 0.55466 | 0.032552 | 0.0015941 | 2.5736 | 0.0076607 | 0.00023911 | 0.073935 | 0.0060316 | 0.37141 | 0.020214 | 0.20508 | 0.96069 | 8.7608 | 0.0054374 | 3.8743 | 0.001722 | 0.015079 | 0.012372 | 0.31911 | 4.7878 | 0.00030699 | 0.43424 | 0.46701 | 0.41158 | 0.45876 | 0.2698 | 0.00041945 | 1.2438 | 0.51399
1f37113 | MBS | 7 | 05m_109019_419x230x572.dat | 0.0850;0.0850;0.1928 | 419;230;572 | (0.1925;73.4725;38.8236) | 60 | 6.3535 | 49 | 87.015 | 60 | Varibar | [5,133] | [30,30] | 0 | 10 | 100 | normal | none | 6.3767 | 3.0101 | 19.1949 | 27.7436 | 13.0964 | 363.3414 | 1.3723e-13 | 0.016517 | 0.60722 | 0.03585 | 0.0018761 | 2.6972 | 0.0088598 | 0 | 0.081668 | 0.0069996 | 0.36282 | 0.022899 | 0.22077 | 0.99624 | 9.5507 | 0.0064646 | 4.0264 | 0.0019679 | 0.016923 | 0.014153 | 0.34263 | 4.9026 | 0.00047992 | 0.46842 | 0.50687 | 0.42543 | 0.47746 | 0.27463 | 0.00042285 | 1.3314 | 0.53973
1f37113 | MBS | 7 | 05m_109019_419x230x572.dat | 0.0850;0.0850;0.1928 | 419;230;572 | (0.1925;73.4725;38.8236) | 80 | 2.9 | 44 | 87.015 | 60 | Varibar | [5,133] | [30,30] | 0 | 10 | 100 | normal | none | 6.3767 | 3.0101 | 19.1949 | 27.7436 | 13.0964 | 363.3414 | 1.9817e-13 | 0.0084867 | 0.33414 | 0.021119 | 0.00099057 | 1.7795 | 0.0041606 | 0.00016596 | 0.043519 | 0.0036641 | 0.23411 | 0.011959 | 0.1292 | 0.67115 | 5.8496 | 0.0032759 | 2.9154 | 0.0011055 | 0.008242 | 0.007483 | 0.1991 | 3.6351 | 0.00017875 | 0.28325 | 0.29633 | 0.29635 | 0.34293 | 0.23938 | 0 | 0.84472 | 0.36501
1f37113 | MBS | 7 | 05m_109019_419x230x572.dat | 0.0850;0.0850;0.1928 | 419;230;572 | (0.1925;73.4725;38.8236) | 80 | 7.702 | 57 | 87.015 | 60 | Varibar | [5,133] | [30,30] | 0 | 10 | 100 | normal | none | 6.3767 | 3.0101 | 19.1949 | 27.7436 | 13.0964 | 363.3414 | 1.3247e-13 | 0.021655 | 0.70411 | 0.04052 | 0.0026656 | 2.9186 | 0.010379 | 7.0987e-05 | 0.09808 | 0.0097159 | 0.47954 | 0.029621 | 0.2419 | 1.0566 | 10.8573 | 0.009611 | 4.1989 | 0.0028693 | 0.022386 | 0.019465 | 0.37077 | 4.9116 | 0.00052317 | 0.53781 | 0.58213 | 0.44907 | 0.49999 | 0.2802 | 0.00011525 | 1.4785 | 0.5761
1f37113 | MBS | 7 | 05m_109019_419x230x572.dat | 0.0850;0.0850;0.1928 | 419;230;572 | (0.1925;73.4725;38.8236) | 80 | 8.502 | 60 | 87.015 | 60 | Varibar | [5,133] | [30,30] | 0 | 10 | 100 | normal | none | 6.3767 | 3.0101 | 19.1949 | 27.7436 | 13.0964 | 363.3414 | 1.292e-13 | 0.02392 | 0.75016 | 0.043942 | 0.002824 | 3.0434 | 0.013191 | 3.536e-05 | 0.10515 | 0.011411 | 0.5332 | 0.032352 | 0.254 | 1.0841 | 11.5218 | 0.010835 | 4.3032 | 0.0031898 | 0.025265 | 0.021392 | 0.38658 | 4.9732 | 0.00080094 | 0.56949 | 0.61735 | 0.45972 | 0.51304 | 0.28349 | 0.00052232 | 1.5552 | 0.59678
1f37113 | MBS | 8 | 05m_109019_419x230x572.dat | 0.0850;0.0850;0.1928 | 419;230;572 | (0.1925;73.4725;38.8236) | 110 | 3.9 | 52 | 87.015 | 60 | Varibar | [5,133,110] | [30,30,100] | 0 | 20 | 100 | normal | none | 6.3767 | 3.0101 | 19.1949 | 27.7436 | 13.0964 | 363.3414 | 1.7717e-13 | 0.014173 | 0.45139 | 0.028563 | 0.0015713 | 2.1286 | 0.0082616 | 6.9623e-05 | 0.056377 | 0.0055967 | 0.29397 | 0.017105 | 0.15482 | 8.445 | 7.2501 | 0.0054263 | 3.2728 | 0.001644 | 0.012782 | 0.0108 | 0.23301 | 3.924 | 0.00028742 | 0.36515 | 0.38285 | 0.33279 | 0.38716 | 0.25019 | 0.00029963 | 1.615 | 0.80015
1f37113 | MBS | 8 | 05m_109019_419x230x572.dat | 0.0850;0.0850;0.1928 | 419;230;572 | (0.1925;73.4725;38.8236) | 110 | 7.85 | 62 | 87.015 | 60 | Varibar | [5,133,110] | [30,30,100] | 0 | 20 | 100 | normal | none | 6.3767 | 3.0101 | 19.1949 | 27.7436 | 13.0964 | 363.3414 | 1.4151e-13 | 0.02124 | 0.6915 | 0.040297 | 0.0027738 | 2.8732 | 0.011997 | 1.806e-05 | 0.088708 | 0.0098213 | 0.47336 | 0.028198 | 0.22136 | 13.0367 | 10.2934 | 0.0095287 | 4.0993 | 0.0030831 | 0.02197 | 0.018746 | 0.33127 | 4.6497 | 0.00058457 | 0.53297 | 0.56505 | 0.43002 | 0.48561 | 0.27551 | 0.00017773 | 2.3434 | 1.1441
1f37113 | MBS | 8 | 05m_109019_419x230x572.dat | 0.0850;0.0850;0.1928 | 419;230;572 | (0.1925;73.4725;38.8236) | 110 | 9.9905 | 69 | 87.015 | 60 | Varibar | [5,133,110] | [30,30,100] | 0 | 20 | 100 | normal | none | 6.3767 | 3.0101 | 19.1949 | 27.7436 | 13.0964 | 363.3414 | 1.3683e-13 | 0.025614 | 0.78271 | 0.046206 | 0.0033273 | 3.0892 | 0.013411 | 9.1024e-05 | 0.10094 | 0.012384 | 0.47011 | 0.033304 | 0.2404 | 14.8057 | 11.3248 | 0.011456 | 4.2928 | 0.0037089 | 0.025985 | 0.023568 | 0.35641 | 4.7594 | 0.00079199 | 0.59821 | 0.63234 | 0.45491 | 0.51151 | 0.28159 | 8.7384e-05 | 2.5997 | 1.2652
1f37113 | MBS | 8 | 05m_109019_419x230x572.dat | 0.0850;0.0850;0.1928 | 419;230;572 | (0.1925;73.4725;38.8236) | 60 | 2.5 | 38 | 87.015 | 60 | Varibar | [5,133,110] | [30,30,100] | 0 | 20 | 100 | normal | none | 6.3767 | 3.0101 | 19.1949 | 27.7436 | 13.0964 | 363.3414 | 2.2134e-13 | 0.0045298 | 0.24735 | 0.01711 | 0.00048406 | 1.5305 | 0.0021979 | 0.00012038 | 0.028937 | 0.0017661 | 0.18961 | 0.0073869 | 0.099071 | 4.4036 | 4.6472 | 0.0014572 | 2.6515 | 0.00059574 | 0.0051094 | 0.0038725 | 0.15304 | 3.3647 | 6.3586e-05 | 0.22352 | 0.22846 | 0.25921 | 0.30909 | 0.23077 | 0.00021183 | 0.99018 | 0.50473
1f37113 | MBS | 8 | 05m_109019_419x230x572.dat | 0.0850;0.0850;0.1928 | 419;230;572 | (0.1925;73.4725;38.8236) | 60 | 5.7448 | 47 | 87.015 | 60 | Varibar | [5,133,110] | [30,30,100] | 0 | 20 | 100 | normal | none | 6.3767 | 3.0101 | 19.1949 | 27.7436 | 13.0964 | 363.3414 | 1.4372e-13 | 0.015805 | 0.55408 | 0.031854 | 0.0015488 | 2.5705 | 0.0076051 | 0.00023911 | 0.068837 | 0.0055821 | 0.37128 | 0.019397 | 0.19592 | 10.0313 | 8.7566 | 0.0050479 | 3.8671 | 0.0016682 | 0.013994 | 0.011011 | 0.30076 | 4.7413 | 0.00030699 | 0.43202 | 0.46359 | 0.4029 | 0.45669 | 0.26903 | 0.00041945 | 1.9379 | 0.95648
1f37113 | MBS | 8 | 05m_109019_419x230x572.dat | 0.0850;0.0850;0.1928 | 419;230;572 | (0.1925;73.4725;38.8236) | 60 | 6.3535 | 49 | 87.015 | 60 | Varibar | [5,133,110] | [30,30,100] | 0 | 20 | 100 | normal | none | 6.3767 | 3.0101 | 19.1949 | 27.7436 | 13.0964 | 363.3414 | 1.3723e-13 | 0.014599 | 0.60657 | 0.034687 | 0.001821 | 2.6953 | 0.0084503 | 0 | 0.076188 | 0.0065313 | 0.36354 | 0.02194 | 0.21097 | 11.1677 | 9.5455 | 0.0058529 | 4.0189 | 0.001875 | 0.015711 | 0.012905 | 0.32245 | 4.8641 | 0.00042082 | 0.46595 | 0.50307 | 0.41681 | 0.4753 | 0.27378 | 0.00042285 | 2.11 | 1.0366
1f37113 | MBS | 8 | 05m_109019_419x230x572.dat | 0.0850;0.0850;0.1928 | 419;230;572 | (0.1925;73.4725;38.8236) | 80 | 2.9 | 44 | 87.015 | 60 | Varibar | [5,133,110] | [30,30,100] | 0 | 20 | 100 | normal | none | 6.3767 | 3.0101 | 19.1949 | 27.7436 | 13.0964 | 363.3414 | 1.9817e-13 | 0.007974 | 0.33382 | 0.020814 | 0.00095101 | 1.7775 | 0.003814 | 0.00016596 | 0.040596 | 0.0034483 | 0.23382 | 0.011443 | 0.12342 | 6.2109 | 5.8481 | 0.0029042 | 2.9111 | 0.0010659 | 0.0075239 | 0.00704 | 0.18843 | 3.6018 | 0.00017689 | 0.28187 | 0.29428 | 0.28937 | 0.34151 | 0.23885 | 0 | 1.2686 | 0.63509
1f37113 | MBS | 8 | 05m_109019_419x230x572.dat | 0.0850;0.0850;0.1928 | 419;230;572 | (0.1925;73.4725;38.8236) | 80 | 7.702 | 57 | 87.015 | 60 | Varibar | [5,133,110] | [30,30,100] | 0 | 20 | 100 | normal | none | 6.3767 | 3.0101 | 19.1949 | 27.7436 | 13.0964 | 363.3414 | 1.3247e-13 | 0.019608 | 0.70327 | 0.039683 | 0.0026129 | 2.9161 | 0.0098744 | 7.0987e-05 | 0.090992 | 0.0090003 | 0.4779 | 0.028185 | 0.23152 | 13.6314 | 10.8497 | 0.0085753 | 4.1913 | 0.0027396 | 0.020501 | 0.017882 | 0.34752 | 4.8681 | 0.00049768 | 0.53494 | 0.57768 | 0.44012 | 0.49778 | 0.27926 | 0.00011525 | 2.4413 | 1.1908
1f37113 | MBS | 8 | 05m_109019_419x230x572.dat | 0.0850;0.0850;0.1928 | 419;230;572 | (0.1925;73.4725;38.8236) | 80 | 8.502 | 60 | 87.015 | 60 | Varibar | [5,133,110] | [30,30,100] | 0 | 20 | 100 | normal | none | 6.3767 | 3.0101 | 19.1949 | 27.7436 | 13.0964 | 363.3414 | 1.292e-13 | 0.021541 | 0.74919 | 0.042794 | 0.002702 | 3.0417 | 0.0127 | 3.536e-05 | 0.097509 | 0.010594 | 0.5331 | 0.030756 | 0.24342 | 14.713 | 11.514 | 0.0096982 | 4.2949 | 0.0030381 | 0.023241 | 0.019535 | 0.36304 | 4.9315 | 0.00078182 | 0.56648 | 0.61262 | 0.45156 | 0.51084 | 0.28247 | 0.00052232 | 2.5991 | 1.2633
1f37113 | MBS | 1 | 10f_138032_419x226x576.dat | 0.0990;0.0990;0.2425 | 419;226;576 | (-0.4007;75.6915;49.4058) | 110 | 3.9 | 52 | 89.156 | 60 | Varibar | [5] | [0] | 0 | 10 | 80 | normal | none | 6.3534 | 11.0937 | 70.4824 | 28.322 | 49.4536 | 1400.6249 | 2.0549e-13 | 0.089011 | 0.64888 | 0.64446 | 0.008976 | 0.70397 | 0.072568 | 0.0015539 | 0.4772 | 0.029798 | 0.8795 | 0.21676 | 0.66081 | 0.50727 | 0.8486 | 0.041223 | 0.99532 | 0.011485 | 0.059156 | 0.071589 | 0.45217 | 0.97503 | 0.00093181 | 0.23357 | 0.26984 | 0.19421 | 0.15284 | 0.19737 | 0.00092812 | 0.32875 | 0.32302
1f37113 | MBS | 1 | 10f_138032_419x226x576.dat | 0.0990;0.0990;0.2425 | 419;226;576 | (-0.4007;75.6915;49.4058) | 110 | 7.85 | 62 | 89.156 | 60 | Varibar | [5] | [0] | 0 | 10 | 80 | normal | none | 6.3534 | 11.0937 | 70.4824 | 28.322 | 49.4536 | 1400.6249 | 1.6414e-13 | 0.14117 | 0.9498 | 0.76514 | 0.015229 | 1.001 | 0.11638 | 0.001579 | 0.70355 | 0.050368 | 1.0008 | 0.3206 | 0.90186 | 0.72828 | 1.0757 | 0.069508 | 1.2473 | 0.019914 | 0.10002 | 0.11873 | 0.68034 | 1.2379 | 0.0014408 | 0.34114 | 0.39838 | 0.25099 | 0.20043 | 0.21778 | 0.0019457 | 0.46312 | 0.43241
1f37113 | MBS | 1 | 10f_138032_419x226x576.dat | 0.0990;0.0990;0.2425 | 419;226;576 | (-0.4007;75.6915;49.4058) | 110 | 9.9905 | 69 | 89.156 | 60 | Varibar | [5] | [0] | 0 | 10 | 80 | normal | none | 6.3534 | 11.0937 | 70.4824 | 28.322 | 49.4536 | 1400.6249 | 1.5873e-13 | 0.1669 | 1.0513 | 0.80371 | 0.018684 | 1.0987 | 0.12872 | 0.0025025 | 0.77775 | 0.060675 | 1.0188 | 0.35682 | 0.96802 | 0.80352 | 1.1255 | 0.08526 | 1.3147 | 0.02436 | 0.11993 | 0.14017 | 0.75715 | 1.301 | 0.0017908 | 0.38343 | 0.44622 | 0.26577 | 0.21497 | 0.22261 | 0.0023671 | 0.50662 | 0.46755
1f37113 | MBS | 1 | 10f_138032_419x226x576.dat | 0.0990;0.0990;0.2425 | 419;226;576 | (-0.4007;75.6915;49.4058) | 60 | 2.5 | 38 | 89.156 | 60 | Varibar | [5] | [0] | 0 | 10 | 80 | normal | none | 6.3534 | 11.0937 | 70.4824 | 28.322 | 49.4536 | 1400.6249 | 2.5673e-13 | 0.039396 | 0.39984 | 0.54315 | 0.0029809 | 0.45368 | 0.036046 | 0.00020462 | 0.28933 | 0.011314 | 0.74348 | 0.12867 | 0.467 | 0.31633 | 0.67403 | 0.015399 | 0.79404 | 0.0039268 | 0.022646 | 0.029556 | 0.26045 | 0.76179 | 0.00015043 | 0.14258 | 0.16069 | 0.15025 | 0.114 | 0.18113 | 0.00019638 | 0.21647 | 0.23186
1f37113 | MBS | 1 | 10f_138032_419x226x576.dat | 0.0990;0.0990;0.2425 | 419;226;576 | (-0.4007;75.6915;49.4058) | 60 | 5.7448 | 47 | 89.156 | 60 | Varibar | [5] | [0] | 0 | 10 | 80 | normal | none | 6.3534 | 11.0937 | 70.4824 | 28.322 | 49.4536 | 1400.6249 | 1.6669e-13 | 0.099232 | 0.81162 | 0.69368 | 0.0090191 | 0.84828 | 0.084342 | 0.00096808 | 0.59703 | 0.032134 | 0.94756 | 0.2707 | 0.82434 | 0.62463 | 0.95866 | 0.043959 | 1.1712 | 0.011858 | 0.064617 | 0.080448 | 0.56021 | 1.1834 | 0.00076165 | 0.27505 | 0.32531 | 0.22997 | 0.18197 | 0.21248 | 0.00064059 | 0.39302 | 0.38153
1f37113 | MBS | 1 | 10f_138032_419x226x576.dat | 0.0990;0.0990;0.2425 | 419;226;576 | (-0.4007;75.6915;49.4058) | 60 | 6.3535 | 49 | 89.156 | 60 | Varibar | [5] | [0] | 0 | 10 | 80 | normal | none | 6.3534 | 11.0937 | 70.4824 | 28.322 | 49.4536 | 1400.6249 | 1.5916e-13 | 0.10931 | 0.87467 | 0.712 | 0.010476 | 0.90069 | 0.096031 | 0.00068618 | 0.64515 | 0.036724 | 0.96748 | 0.29364 | 0.87153 | 0.67135 | 1.0033 | 0.050644 | 1.2159 | 0.013497 | 0.072972 | 0.091583 | 0.61017 | 1.2407 | 0.00060701 | 0.29698 | 0.35345 | 0.24016 | 0.1914 | 0.21628 | 0.00061591 | 0.41971 | 0.40319
1f37113 | MBS | 1 | 10f_138032_419x226x576.dat | 0.0990;0.0990;0.2425 | 419;226;576 | (-0.4007;75.6915;49.4058) | 80 | 2.9 | 44 | 89.156 | 60 | Varibar | [5] | [0] | 0 | 10 | 80 | normal | none | 6.3534 | 11.0937 | 70.4824 | 28.322 | 49.4536 | 1400.6249 | 2.2985e-13 | 0.057385 | 0.50529 | 0.58368 | 0.0053783 | 0.55623 | 0.049937 | 0.00067409 | 0.3698 | 0.018766 | 0.78664 | 0.16638 | 0.5491 | 0.39559 | 0.74583 | 0.026033 | 0.87849 | 0.0069906 | 0.037109 | 0.046265 | 0.34072 | 0.85821 | 0.00033671 | 0.17998 | 0.20723 | 0.16857 | 0.13028 | 0.18798 | 0.0004533 | 0.26276 | 0.26992
1f37113 | MBS | 1 | 10f_138032_419x226x576.dat | 0.0990;0.0990;0.2425 | 419;226;576 | (-0.4007;75.6915;49.4058) | 80 | 7.702 | 57 | 89.156 | 60 | Varibar | [5] | [0] | 0 | 10 | 80 | normal | none | 6.3534 | 11.0937 | 70.4824 | 28.322 | 49.4536 | 1400.6249 | 1.5364e-13 | 0.139 | 0.97326 | 0.76309 | 0.014702 | 1.0098 | 0.1218 | 0.0026001 | 0.72222 | 0.048878 | 1.0305 | 0.33037 | 0.93213 | 0.74734 | 1.0825 | 0.069312 | 1.276 | 0.019047 | 0.097229 | 0.11717 | 0.69566 | 1.288 | 0.0013555 | 0.34194 | 0.40709 | 0.25397 | 0.20515 | 0.22079 | 0.0011168 | 0.46975 | 0.44031
1f37113 | MBS | 1 | 10f_138032_419x226x576.dat | 0.0990;0.0990;0.2425 | 419;226;576 | (-0.4007;75.6915;49.4058) | 80 | 8.502 | 60 | 89.156 | 60 | Varibar | [5] | [0] | 0 | 10 | 80 | normal | none | 6.3534 | 11.0937 | 70.4824 | 28.322 | 49.4536 | 1400.6249 | 1.4984e-13 | 0.15296 | 1.0238 | 0.7745 | 0.016247 | 1.0492 | 0.12994 | 0.0031506 | 0.75915 | 0.054315 | 1.0845 | 0.34912 | 0.96704 | 0.78024 | 1.1203 | 0.075441 | 1.3109 | 0.020969 | 0.10614 | 0.12704 | 0.73426 | 1.3194 | 0.001837 | 0.3625 | 0.43221 | 0.26318 | 0.21254 | 0.22351 | 0.0016527 | 0.49095 | 0.45677
1f37113 | MBS | 2 | 10f_138032_419x226x576.dat | 0.0990;0.0990;0.2425 | 419;226;576 | (-0.4007;75.6915;52.1152) | 110 | 3.9 | 52 | 89.156 | 60 | Varibar | [5] | [0] | 0 | 10 | 80 | normal | none | 6.3534 | 3.6014 | 22.8811 | 28.322 | 16.0544 | 454.6921 | 1.9721e-13 | 0.0072221 | 0.37022 | 0.016623 | 0.0010464 | 1.6202 | 0.0052704 | 0.00032136 | 0.048017 | 0.0030703 | 0.25786 | 0.011196 | 0.11076 | 0.53713 | 2.4248 | 0.0040042 | 2.7886 | 0.0011615 | 0.0073002 | 0.0063352 | 0.25526 | 2.8044 | 0.00018175 | 0.19609 | 0.22328 | 0.31821 | 0.15689 | 0.17475 | 0.00012172 | 0.53849 | 0.27403
1f37113 | MBS | 2 | 10f_138032_419x226x576.dat | 0.0990;0.0990;0.2425 | 419;226;576 | (-0.4007;75.6915;52.1152) | 110 | 7.85 | 62 | 89.156 | 60 | Varibar | [5] | [0] | 0 | 10 | 80 | normal | none | 6.3534 | 3.6014 | 22.8811 | 28.322 | 16.0544 | 454.6921 | 1.5751e-13 | 0.011923 | 0.56938 | 0.026154 | 0.0017681 | 2.2142 | 0.010295 | 0.00032438 | 0.077305 | 0.005251 | 0.38928 | 0.019456 | 0.16866 | 0.7107 | 2.9874 | 0.0074143 | 3.4432 | 0.0021552 | 0.013349 | 0.011239 | 0.37512 | 3.4171 | 0.00020465 | 0.28687 | 0.33055 | 0.40179 | 0.20346 | 0.19273 | 0.00026314 | 0.70918 | 0.35575
1f37113 | MBS | 2 | 10f_138032_419x226x576.dat | 0.0990;0.0990;0.2425 | 419;226;576 | (-0.4007;75.6915;52.1152) | 110 | 9.9905 | 69 | 89.156 | 60 | Varibar | [5] | [0] | 0 | 10 | 80 | normal | none | 6.3534 | 3.6014 | 22.8811 | 28.322 | 16.0544 | 454.6921 | 1.5229e-13 | 0.015863 | 0.64721 | 0.031156 | 0.0022169 | 2.4256 | 0.010923 | 0.00052203 | 0.091303 | 0.0068808 | 0.44717 | 0.023775 | 0.18974 | 0.7607 | 3.1408 | 0.0095105 | 3.6055 | 0.0025822 | 0.016374 | 0.014507 | 0.41213 | 3.542 | 0.00035013 | 0.32245 | 0.37076 | 0.42209 | 0.21716 | 0.19707 | 0.00017517 | 0.76453 | 0.38027
1f37113 | MBS | 2 | 10f_138032_419x226x576.dat | 0.0990;0.0990;0.2425 | 419;226;576 | (-0.4007;75.6915;52.1152) | 60 | 2.5 | 38 | 89.156 | 60 | Varibar | [5] | [0] | 0 | 10 | 80 | normal | none | 6.3534 | 3.6014 | 22.8811 | 28.322 | 16.0544 | 454.6921 | 2.4638e-13 | 0.0020516 | 0.19979 | 0.0095258 | 0.00034949 | 1.1163 | 0.0020821 | 1.0232e-05 | 0.020638 | 0.00078629 | 0.14826 | 0.0039843 | 0.060812 | 0.38856 | 1.9478 | 0.0010717 | 2.2801 | 0.0003491 | 0.002288 | 0.0018168 | 0.15109 | 2.334 | 6.1323e-05 | 0.11938 | 0.13215 | 0.25311 | 0.11916 | 0.16081 | 0.00013078 | 0.39378 | 0.20708
1f37113 | MBS | 2 | 10f_138032_419x226x576.dat | 0.0990;0.0990;0.2425 | 419;226;576 | (-0.4007;75.6915;52.1152) | 60 | 5.7448 | 47 | 89.156 | 60 | Varibar | [5] | [0] | 0 | 10 | 80 | normal | none | 6.3534 | 3.6014 | 22.8811 | 28.322 | 16.0544 | 454.6921 | 1.5999e-13 | 0.0057889 | 0.45001 | 0.019353 | 0.0008827 | 1.9413 | 0.0059511 | 0.00016439 | 0.054193 | 0.002638 | 0.31821 | 0.011629 | 0.13715 | 0.65687 | 2.7371 | 0.0035523 | 3.2795 | 0.00099583 | 0.0069543 | 0.0059372 | 0.32345 | 3.3968 | 0.00011708 | 0.23163 | 0.26938 | 0.37782 | 0.18625 | 0.18872 | 0.00010479 | 0.63356 | 0.32793
1f37113 | MBS | 2 | 10f_138032_419x226x576.dat | 0.0990;0.0990;0.2425 | 419;226;576 | (-0.4007;75.6915;52.1152) | 60 | 6.3535 | 49 | 89.156 | 60 | Varibar | [5] | [0] | 0 | 10 | 80 | normal | none | 6.3534 | 3.6014 | 22.8811 | 28.322 | 16.0544 | 454.6921 | 1.5276e-13 | 0.0083714 | 0.49404 | 0.020894 | 0.00099058 | 2.0587 | 0.0068212 | 0.0002615 | 0.06124 | 0.003069 | 0.35485 | 0.01336 | 0.15045 | 0.6924 | 2.8277 | 0.0039157 | 3.401 | 0.001196 | 0.0083681 | 0.0070674 | 0.35042 | 3.5205 | 0.00020764 | 0.25016 | 0.29284 | 0.3927 | 0.19535 | 0.19206 | 0.00026245 | 0.66612 | 0.34436
1f37113 | MBS | 2 | 10f_138032_419x226x576.dat | 0.0990;0.0990;0.2425 | 419;226;576 | (-0.4007;75.6915;52.1152) | 80 | 2.9 | 44 | 89.156 | 60 | Varibar | [5] | [0] | 0 | 10 | 80 | normal | none | 6.3534 | 3.6014 | 22.8811 | 28.322 | 16.0544 | 454.6921 | 2.2061e-13 | 0.0038778 | 0.27155 | 0.012185 | 0.00058212 | 1.3199 | 0.0038264 | 7.5052e-06 | 0.03196 | 0.0016923 | 0.20212 | 0.0069078 | 0.082423 | 0.44856 | 2.1467 | 0.0021604 | 2.491 | 0.00069708 | 0.0043737 | 0.0036482 | 0.19661 | 2.5263 | 0.00012922 | 0.15095 | 0.17094 | 0.27845 | 0.13486 | 0.16671 | 9.3198e-05 | 0.45296 | 0.23461
1f37113 | MBS | 2 | 10f_138032_419x226x576.dat | 0.0990;0.0990;0.2425 | 419;226;576 | (-0.4007;75.6915;52.1152) | 80 | 7.702 | 57 | 89.156 | 60 | Varibar | [5] | [0] | 0 | 10 | 80 | normal | none | 6.3534 | 3.6014 | 22.8811 | 28.322 | 16.0544 | 454.6921 | 1.4746e-13 | 0.012668 | 0.57715 | 0.025142 | 0.0015008 | 2.263 | 0.0089246 | 0.0004144 | 0.077433 | 0.0048419 | 0.44485 | 0.018576 | 0.17368 | 0.73872 | 3.0024 | 0.0064708 | 3.5364 | 0.0019174 | 0.01245 | 0.010286 | 0.39054 | 3.5631 | 0.00024502 | 0.28805 | 0.33785 | 0.41128 | 0.20828 | 0.19555 | 0.00037511 | 0.72214 | 0.36582
1f37113 | MBS | 2 | 10f_138032_419x226x576.dat | 0.0990;0.0990;0.2425 | 419;226;576 | (-0.4007;75.6915;52.1152) | 80 | 8.502 | 60 | 89.156 | 60 | Varibar | [5] | [0] | 0 | 10 | 80 | normal | none | 6.3534 | 3.6014 | 22.8811 | 28.322 | 16.0544 | 454.6921 | 1.4381e-13 | 0.013013 | 0.6162 | 0.027476 | 0.001727 | 2.3558 | 0.010073 | 0.00038962 | 0.084988 | 0.0056327 | 0.43866 | 0.020746 | 0.18544 | 0.75789 | 3.098 | 0.007332 | 3.618 | 0.0022243 | 0.01389 | 0.01188 | 0.41149 | 3.6303 | 0.00024026 | 0.30528 | 0.35874 | 0.42216 | 0.21512 | 0.19776 | 0.00019882 | 0.74904 | 0.37801
1f37113 | MBS | 3 | 10f_138032_419x226x576.dat | 0.0990;0.0990;0.2425 | 419;226;576 | (-0.4007;75.6915;52.1152) | 110 | 3.9 | 52 | 89.156 | 60 | Varibar | [5,133] | [30,30] | 0 | 10 | 80 | normal | none | 6.3534 | 3.6014 | 22.8811 | 28.322 | 16.0544 | 454.6921 | 1.9721e-13 | 0.0070299 | 0.36649 | 0.015456 | 0.0010302 | 1.6002 | 0.0051102 | 0.00032136 | 0.046824 | 0.0030145 | 0.24901 | 0.011013 | 0.1089 | 0.53302 | 4.7008 | 0.0039502 | 2.6977 | 0.0011371 | 0.0070857 | 0.0060462 | 0.25108 | 2.7803 | 0.00018479 | 0.19339 | 0.22023 | 0.31619 | 0.15405 | 0.17362 | 0.00012172 | 0.70935 | 0.29169
1f37113 | MBS | 3 | 10f_138032_419x226x576.dat | 0.0990;0.0990;0.2425 | 419;226;576 | (-0.4007;75.6915;52.1152) | 110 | 7.85 | 62 | 89.156 | 60 | Varibar | [5,133] | [30,30] | 0 | 10 | 80 | normal | none | 6.3534 | 3.6014 | 22.8811 | 28.322 | 16.0544 | 454.6921 | 1.5751e-13 | 0.011575 | 0.56299 | 0.024353 | 0.0017472 | 2.1866 | 0.010109 | 0.00032438 | 0.075368 | 0.0051466 | 0.37772 | 0.019025 | 0.1656 | 0.70441 | 6.6607 | 0.0072048 | 3.3265 | 0.0021066 | 0.012934 | 0.01094 | 0.36809 | 3.3888 | 0.00019516 | 0.28247 | 0.32556 | 0.39889 | 0.19962 | 0.19111 | 0.00022984 | 0.98574 | 0.38509
1f37113 | MBS | 3 | 10f_138032_419x226x576.dat | 0.0990;0.0990;0.2425 | 419;226;576 | (-0.4007;75.6915;52.1152) | 110 | 9.9905 | 69 | 89.156 | 60 | Varibar | [5,133] | [30,30] | 0 | 10 | 80 | normal | none | 6.3534 | 3.6014 | 22.8811 | 28.322 | 16.0544 | 454.6921 | 1.5229e-13 | 0.015648 | 0.63966 | 0.02984 | 0.0021705 | 2.3948 | 0.010527 | 0.00052722 | 0.088999 | 0.0067035 | 0.43677 | 0.023273 | 0.18615 | 0.75295 | 7.3923 | 0.0092321 | 3.4889 | 0.0025073 | 0.015932 | 0.014025 | 0.40404 | 3.5097 | 0.00034617 | 0.31742 | 0.36502 | 0.41805 | 0.21315 | 0.19531 | 0.00027827 | 1.0847 | 0.4145
1f37113 | MBS | 3 | 10f_138032_419x226x576.dat | 0.0990;0.0990;0.2425 | 419;226;576 | (-0.4007;75.6915;52.1152) | 60 | 2.5 | 38 | 89.156 | 60 | Varibar | [5,133] | [30,30] | 0 | 10 | 80 | normal | none | 6.3534 | 3.6014 | 22.8811 | 28.322 | 16.0544 | 454.6921 | 2.4638e-13 | 0.00196 | 0.19849 | 0.0093626 | 0.00034651 | 1.1053 | 0.0020553 | 1.0232e-05 | 0.020217 | 0.00077408 | 0.1465 | 0.0039322 | 0.060097 | 0.38621 | 2.9571 | 0.0010452 | 2.2066 | 0.00033857 | 0.0022431 | 0.0017647 | 0.14956 | 2.3173 | 6.1323e-05 | 0.11814 | 0.13083 | 0.25114 | 0.11715 | 0.16013 | 0.00013078 | 0.46907 | 0.21432
1f37113 | MBS | 3 | 10f_138032_419x226x576.dat | 0.0990;0.0990;0.2425 | 419;226;576 | (-0.4007;75.6915;52.1152) | 60 | 5.7448 | 47 | 89.156 | 60 | Varibar | [5,133] | [30,30] | 0 | 10 | 80 | normal | none | 6.3534 | 3.6014 | 22.8811 | 28.322 | 16.0544 | 454.6921 | 1.5999e-13 | 0.0058105 | 0.44589 | 0.01785 | 0.00086245 | 1.9158 | 0.0057678 | 0.00015698 | 0.053004 | 0.0025765 | 0.31042 | 0.01145 | 0.13503 | 0.65155 | 5.551 | 0.0034728 | 3.1517 | 0.00097552 | 0.0067387 | 0.0057473 | 0.31914 | 3.3712 | 0.00011708 | 0.22834 | 0.2657 | 0.37544 | 0.18253 | 0.18733 | 0.00010479 | 0.84478 | 0.3498
1f37113 | MBS | 3 | 10f_138032_419x226x576.dat | 0.0990;0.0990;0.2425 | 419;226;576 | (-0.4007;75.6915;52.1152) | 60 | 6.3535 | 49 | 89.156 | 60 | Varibar | [5,133] | [30,30] | 0 | 10 | 80 | normal | none | 6.3534 | 3.6014 | 22.8811 | 28.322 | 16.0544 | 454.6921 | 1.5276e-13 | 0.0082385 | 0.48918 | 0.019013 | 0.00096904 | 2.0321 | 0.0066589 | 0.0002615 | 0.059722 | 0.0030068 | 0.34614 | 0.013147 | 0.14795 | 0.68749 | 6.0429 | 0.0038603 | 3.267 | 0.0011704 | 0.0081285 | 0.0067649 | 0.34494 | 3.491 | 0.00020764 | 0.2464 | 0.2886 | 0.39031 | 0.19136 | 0.19054 | 0.00026245 | 0.90792 | 0.36953
1f37113 | MBS | 3 | 10f_138032_419x226x576.dat | 0.0990;0.0990;0.2425 | 419;226;576 | (-0.4007;75.6915;52.1152) | 80 | 2.9 | 44 | 89.156 | 60 | Varibar | [5,133] | [30,30] | 0 | 10 | 80 | normal | none | 6.3534 | 3.6014 | 22.8811 | 28.322 | 16.0544 | 454.6921 | 2.2061e-13 | 0.0037829 | 0.26917 | 0.011604 | 0.00057723 | 1.303 | 0.0038153 | 7.5052e-06 | 0.031184 | 0.0016621 | 0.20317 | 0.0067859 | 0.081213 | 0.44549 | 3.7358 | 0.0021001 | 2.4085 | 0.00068194 | 0.0042332 | 0.0035044 | 0.19411 | 2.5097 | 0.00012791 | 0.14903 | 0.16881 | 0.27652 | 0.13248 | 0.16584 | 9.3198e-05 | 0.57178 | 0.24673
1f37113 | MBS | 3 | 10f_138032_419x226x576.dat | 0.0990;0.0990;0.2425 | 419;226;576 | (-0.4007;75.6915;52.1152) | 80 | 7.702 | 57 | 89.156 | 60 | Varibar | [5,133] | [30,30] | 0 | 10 | 80 | normal | none | 6.3534 | 3.6014 | 22.8811 | 28.322 | 16.0544 | 454.6921 | 1.4746e-13 | 0.012301 | 0.57046 | 0.023332 | 0.0014648 | 2.2345 | 0.0086628 | 0.0004144 | 0.075547 | 0.0047168 | 0.43319 | 0.018162 | 0.17052 | 0.73174 | 6.9539 | 0.0064141 | 3.4038 | 0.0018692 | 0.012093 | 0.0099046 | 0.38349 | 3.5316 | 0.00024502 | 0.28338 | 0.33251 | 0.40809 | 0.2041 | 0.19378 | 0.00037511 | 1.0199 | 0.39732
1f37113 | MBS | 3 | 10f_138032_419x226x576.dat | 0.0990;0.0990;0.2425 | 419;226;576 | (-0.4007;75.6915;52.1152) | 80 | 8.502 | 60 | 89.156 | 60 | Varibar | [5,133] | [30,30] | 0 | 10 | 80 | normal | none | 6.3534 | 3.6014 | 22.8811 | 28.322 | 16.0544 | 454.6921 | 1.4381e-13 | 0.012817 | 0.60879 | 0.026072 | 0.0016869 | 2.3229 | 0.0097262 | 0.00038962 | 0.082652 | 0.0054754 | 0.42906 | 0.020243 | 0.18194 | 0.75052 | 7.4064 | 0.0071366 | 3.4849 | 0.0021801 | 0.013483 | 0.011469 | 0.40298 | 3.5961 | 0.0002398 | 0.30022 | 0.35292 | 0.4191 | 0.2108 | 0.19595 | 0.00019882 | 1.0734 | 0.41251
1f37113 | MBS | 4 | 10f_138032_419x226x576.dat | 0.0990;0.0990;0.2425 | 419;226;576 | (-0.4007;75.6915;52.1152) | 110 | 3.9 | 52 | 89.156 | 60 | Varibar | [5,133,110] | [30,30,100] | 0 | 20 | 80 | normal | none | 6.3534 | 3.6014 | 22.8811 | 28.322 | 16.0544 | 454.6921 | 1.9721e-13 | 0.0063023 | 0.36606 | 0.014957 | 0.00099496 | 1.5995 | 0.0051857 | 0.00032136 | 0.043361 | 0.0027803 | 0.24901 | 0.01047 | 0.10291 | 5.202 | 4.6976 | 0.003599 | 2.6933 | 0.0010785 | 0.0063297 | 0.0055604 | 0.23518 | 2.7522 | 0.00017052 | 0.19166 | 0.21816 | 0.31129 | 0.15315 | 0.17322 | 0.00011175 | 1.0661 | 0.51899
1f37113 | MBS | 4 | 10f_138032_419x226x576.dat | 0.0990;0.0990;0.2425 | 419;226;576 | (-0.4007;75.6915;52.1152) | 110 | 7.85 | 62 | 89.156 | 60 | Varibar | [5,133,110] | [30,30,100] | 0 | 20 | 80 | normal | none | 6.3534 | 3.6014 | 22.8811 | 28.322 | 16.0544 | 454.6921 | 1.5751e-13 | 0.011016 | 0.56223 | 0.024072 | 0.0016675 | 2.1845 | 0.0098948 | 0.0003075 | 0.06994 | 0.0047675 | 0.37772 | 0.01806 | 0.15654 | 8.192 | 6.6562 | 0.0066696 | 3.321 | 0.0019865 | 0.011685 | 0.0098789 | 0.3449 | 3.3611 | 0.00019437 | 0.27981 | 0.32234 | 0.39269 | 0.1983 | 0.19051 | 0.00022788 | 1.5581 | 0.75045
1f37113 | MBS | 4 | 10f_138032_419x226x576.dat | 0.0990;0.0990;0.2425 | 419;226;576 | (-0.4007;75.6915;52.1152) | 110 | 9.9905 | 69 | 89.156 | 60 | Varibar | [5,133,110] | [30,30,100] | 0 | 20 | 80 | normal | none | 6.3534 | 3.6014 | 22.8811 | 28.322 | 16.0544 | 454.6921 | 1.5229e-13 | 0.014296 | 0.63874 | 0.029084 | 0.002043 | 2.3935 | 0.010169 | 0.00052722 | 0.082518 | 0.0061564 | 0.4366 | 0.021988 | 0.17608 | 9.4856 | 7.387 | 0.008567 | 3.4821 | 0.0023556 | 0.014552 | 0.012608 | 0.37989 | 3.474 | 0.00035659 | 0.31444 | 0.36141 | 0.4125 | 0.2117 | 0.19465 | 0.00037632 | 1.7527 | 0.84053
1f37113 | MBS | 4 | 10f_138032_419x226x576.dat | 0.0990;0.0990;0.2425 | 419;226;576 | (-0.4007;75.6915;52.1152) | 60 | 2.5 | 38 | 89.156 | 60 | Varibar | [5,133,110] | [30,30,100] | 0 | 20 | 80 | normal | none | 6.3534 | 3.6014 | 22.8811 | 28.322 | 16.0544 | 454.6921 | 2.4638e-13 | 0.0018722 | 0.19835 | 0.0093618 | 0.00033624 | 1.1041 | 0.0019416 | 1.0232e-05 | 0.018893 | 0.00071527 | 0.1465 | 0.0037877 | 0.056794 | 2.5465 | 2.9555 | 0.00094868 | 2.2032 | 0.0003252 | 0.0020066 | 0.0016435 | 0.14107 | 2.2969 | 6.1323e-05 | 0.11719 | 0.12972 | 0.24699 | 0.11658 | 0.15988 | 0.00013078 | 0.63378 | 0.31909
1f37113 | MBS | 4 | 10f_138032_419x226x576.dat | 0.0990;0.0990;0.2425 | 419;226;576 | (-0.4007;75.6915;52.1152) | 60 | 5.7448 | 47 | 89.156 | 60 | Varibar | [5,133,110] | [30,30,100] | 0 | 20 | 80 | normal | none | 6.3534 | 3.6014 | 22.8811 | 28.322 | 16.0544 | 454.6921 | 1.5999e-13 | 0.0051613 | 0.44544 | 0.017683 | 0.00082682 | 1.9139 | 0.0056149 | 0.00015698 | 0.049037 | 0.0023979 | 0.31026 | 0.01095 | 0.12749 | 5.9422 | 5.5491 | 0.0030607 | 3.1451 | 0.00092264 | 0.0060016 | 0.0052019 | 0.29933 | 3.3383 | 0.00011708 | 0.22625 | 0.26319 | 0.36932 | 0.1814 | 0.18682 | 0.00010479 | 1.2488 | 0.60723
1f37113 | MBS | 4 | 10f_138032_419x226x576.dat | 0.0990;0.0990;0.2425 | 419;226;576 | (-0.4007;75.6915;52.1152) | 60 | 6.3535 | 49 | 89.156 | 60 | Varibar | [5,133,110] | [30,30,100] | 0 | 20 | 80 | normal | none | 6.3534 | 3.6014 | 22.8811 | 28.322 | 16.0544 | 454.6921 | 1.5276e-13 | 0.0075616 | 0.48864 | 0.018604 | 0.00093913 | 2.0302 | 0.006428 | 0.0002615 | 0.05524 | 0.0027699 | 0.34609 | 0.012567 | 0.13959 | 6.6661 | 6.04 | 0.0034186 | 3.2599 | 0.0011263 | 0.0072906 | 0.0061601 | 0.32215 | 3.4596 | 0.00021233 | 0.24407 | 0.28579 | 0.38367 | 0.19014 | 0.18995 | 0.00026245 | 1.3645 | 0.66066
1f37113 | MBS | 4 | 10f_138032_419x226x576.dat | 0.0990;0.0990;0.2425 | 419;226;576 | (-0.4007;75.6915;52.1152) | 80 | 2.9 | 44 | 89.156 | 60 | Varibar | [5,133,110] | [30,30,100] | 0 | 20 | 80 | normal | none | 6.3534 | 3.6014 | 22.8811 | 28.322 | 16.0544 | 454.6921 | 2.2061e-13 | 0.0034165 | 0.26889 | 0.01144 | 0.00055601 | 1.3016 | 0.003862 | 7.5052e-06 | 0.029 | 0.0015432 | 0.20362 | 0.0064844 | 0.076734 | 3.6961 | 3.7342 | 0.0019019 | 2.4042 | 0.00065588 | 0.0038646 | 0.0031211 | 0.18214 | 2.4887 | 0.00012791 | 0.14774 | 0.16726 | 0.27214 | 0.13175 | 0.16551 | 9.3198e-05 | 0.81995 | 0.40486
1f37113 | MBS | 4 | 10f_138032_419x226x576.dat | 0.0990;0.0990;0.2425 | 419;226;576 | (-0.4007;75.6915;52.1152) | 80 | 7.702 | 57 | 89.156 | 60 | Varibar | [5,133,110] | [30,30,100] | 0 | 20 | 80 | normal | none | 6.3534 | 3.6014 | 22.8811 | 28.322 | 16.0544 | 454.6921 | 1.4746e-13 | 0.01168 | 0.5697 | 0.023093 | 0.0014007 | 2.2332 | 0.0085815 | 0.0004144 | 0.069925 | 0.0043406 | 0.43312 | 0.017305 | 0.16069 | 8.4072 | 6.9505 | 0.0059309 | 3.3983 | 0.0017654 | 0.010764 | 0.0090107 | 0.35765 | 3.4999 | 0.00023527 | 0.28061 | 0.32911 | 0.40092 | 0.2027 | 0.19312 | 0.00037511 | 1.6066 | 0.77169
1f37113 | MBS | 4 | 10f_138032_419x226x576.dat | 0.0990;0.0990;0.2425 | 419;226;576 | (-0.4007;75.6915;52.1152) | 80 | 8.502 | 60 | 89.156 | 60 | Varibar | [5,133,110] | [30,30,100] | 0 | 20 | 80 | normal | none | 6.3534 | 3.6014 | 22.8811 | 28.322 | 16.0544 | 454.6921 | 1.4381e-13 | 0.011575 | 0.60794 | 0.025569 | 0.0015938 | 2.3219 | 0.0095489 | 0.00038962 | 0.076275 | 0.005033 | 0.4291 | 0.019251 | 0.17153 | 9.1219 | 7.4016 | 0.0066029 | 3.4787 | 0.0020573 | 0.011924 | 0.010314 | 0.37549 | 3.5593 | 0.00020128 | 0.29723 | 0.34925 | 0.41172 | 0.20933 | 0.19528 | 0.00019882 | 1.7133 | 0.82072
1f37113 | MBS | 5 | 10f_138032_419x226x576.dat | 0.0990;0.0990;0.2425 | 419;226;576 | (-0.4007;75.6915;52.1152) | 110 | 3.9 | 52 | 89.156 | 60 | Varibar | [5,133] | [30,30] | 0 | 10 | 80 | normal | none | 6.3534 | 3.6014 | 22.8811 | 28.322 | 16.0544 | 454.6921 | 1.9721e-13 | 0.0070299 | 0.36649 | 0.015456 | 0.0010302 | 1.6002 | 0.0051102 | 0.00032136 | 0.046824 | 0.0030145 | 0.24901 | 0.011013 | 0.1089 | 0.53302 | 4.7008 | 0.0039502 | 2.6977 | 0.0011371 | 0.0070857 | 0.0060462 | 0.25108 | 2.7803 | 0.00018479 | 0.19339 | 0.22023 | 0.31619 | 0.15405 | 0.17362 | 0.00012172 | 0.70935 | 0.29169
1f37113 | MBS | 5 | 10f_138032_419x226x576.dat | 0.0990;0.0990;0.2425 | 419;226;576 | (-0.4007;75.6915;52.1152) | 110 | 7.85 | 62 | 89.156 | 60 | Varibar | [5,133] | [30,30] | 0 | 10 | 80 | normal | none | 6.3534 | 3.6014 | 22.8811 | 28.322 | 16.0544 | 454.6921 | 1.5751e-13 | 0.011575 | 0.56299 | 0.024353 | 0.0017472 | 2.1866 | 0.010109 | 0.00032438 | 0.075368 | 0.0051466 | 0.37772 | 0.019025 | 0.1656 | 0.70441 | 6.6607 | 0.0072048 | 3.3265 | 0.0021066 | 0.012934 | 0.01094 | 0.36809 | 3.3888 | 0.00019516 | 0.28247 | 0.32556 | 0.3989 | 0.19962 | 0.19111 | 0.00022984 | 0.98573 | 0.38509
1f37113 | MBS | 5 | 10f_138032_419x226x576.dat | 0.0990;0.0990;0.2425 | 419;226;576 | (-0.4007;75.6915;52.1152) | 110 | 9.9905 | 69 | 89.156 | 60 | Varibar | [5,133] | [30,30] | 0 | 10 | 80 | normal | none | 6.3534 | 3.6014 | 22.8811 | 28.322 | 16.0544 | 454.6921 | 1.5229e-13 | 0.015617 | 0.63966 | 0.02984 | 0.0021705 | 2.3948 | 0.010527 | 0.00052722 | 0.088999 | 0.0067035 | 0.43677 | 0.023274 | 0.18615 | 0.75295 | 7.3923 | 0.0092321 | 3.4889 | 0.0025073 | 0.015932 | 0.014025 | 0.40404 | 3.5097 | 0.00034617 | 0.31742 | 0.36502 | 0.41805 | 0.21315 | 0.19531 | 0.00027827 | 1.0847 | 0.4145
1f37113 | MBS | 5 | 10f_138032_419x226x576.dat | 0.0990;0.0990;0.2425 | 419;226;576 | (-0.4007;75.6915;52.1152) | 60 | 2.5 | 38 | 89.156 | 60 | Varibar | [5,133] | [30,30] | 0 | 10 | 80 | normal | none | 6.3534 | 3.6014 | 22.8811 | 28.322 | 16.0544 | 454.6921 | 2.4638e-13 | 0.00196 | 0.19849 | 0.0093817 | 0.00034651 | 1.1053 | 0.0020553 | 1.0232e-05 | 0.020217 | 0.00077408 | 0.1465 | 0.0039322 | 0.060097 | 0.38621 | 2.9571 | 0.0010452 | 2.2066 | 0.00033857 | 0.0022431 | 0.0017647 | 0.14956 | 2.3173 | 6.1323e-05 | 0.11814 | 0.13083 | 0.25114 | 0.11715 | 0.16013 | 0.00013078 | 0.46907 | 0.21432
1f37113 | MBS | 5 | 10f_138032_419x226x576.dat | 0.0990;0.0990;0.2425 | 419;226;576 | (-0.4007;75.6915;52.1152) | 60 | 5.7448 | 47 | 89.156 | 60 | Varibar | [5,133] | [30,30] | 0 | 10 | 80 | normal | none | 6.3534 | 3.6014 | 22.8811 | 28.322 | 16.0544 | 454.6921 | 1.5999e-13 | 0.0058105 | 0.44589 | 0.01785 | 0.00086245 | 1.9158 | 0.0057678 | 0.00015698 | 0.053004 | 0.0025765 | 0.31042 | 0.01145 | 0.13503 | 0.65149 | 5.551 | 0.0034728 | 3.1517 | 0.00097552 | 0.0067387 | 0.0057473 | 0.31914 | 3.3712 | 0.00011708 | 0.22834 | 0.2657 | 0.37544 | 0.18253 | 0.18733 | 0.00010479 | 0.84477 | 0.3498
1f37113 | MBS | 5 | 10f_138032_419x226x576.dat | 0.0990;0.0990;0.2425 | 419;226;576 | (-0.4007;75.6915;52.1152) | 60 | 6.3535 | 49 | 89.156 | 60 | Varibar | [5,133] | [30,30] | 0 | 10 | 80 | normal | none | 6.3534 | 3.6014 | 22.8811 | 28.322 | 16.0544 | 454.6921 | 1.5276e-13 | 0.0082385 | 0.48918 | 0.019013 | 0.00096904 | 2.0321 | 0.0066589 | 0.0002615 | 0.059722 | 0.0030068 | 0.34614 | 0.013147 | 0.14795 | 0.68742 | 6.0429 | 0.0038603 | 3.267 | 0.0011704 | 0.0081285 | 0.0067649 | 0.34494 | 3.491 | 0.00020764 | 0.2464 | 0.2886 | 0.39031 | 0.19136 | 0.19054 | 0.00026245 | 0.90791 | 0.36953
1f37113 | MBS | 5 | 10f_138032_419x226x576.dat | 0.0990;0.0990;0.2425 | 419;226;576 | (-0.4007;75.6915;52.1152) | 80 | 2.9 | 44 | 89.156 | 60 | Varibar | [5,133] | [30,30] | 0 | 10 | 80 | normal | none | 6.3534 | 3.6014 | 22.8811 | 28.322 | 16.0544 | 454.6921 | 2.2061e-13 | 0.0037829 | 0.26917 | 0.011604 | 0.00057723 | 1.303 | 0.0038153 | 7.5052e-06 | 0.031184 | 0.0016621 | 0.20317 | 0.0067859 | 0.081213 | 0.44549 | 3.7358 | 0.0021001 | 2.4085 | 0.00068194 | 0.0042332 | 0.0035044 | 0.19411 | 2.5097 | 0.00012791 | 0.14903 | 0.16881 | 0.27652 | 0.13248 | 0.16584 | 9.3198e-05 | 0.57178 | 0.24673
1f37113 | MBS | 5 | 10f_138032_419x226x576.dat | 0.0990;0.0990;0.2425 | 419;226;576 | (-0.4007;75.6915;52.1152) | 80 | 7.702 | 57 | 89.156 | 60 | Varibar | [5,133] | [30,30] | 0 | 10 | 80 | normal | none | 6.3534 | 3.6014 | 22.8811 | 28.322 | 16.0544 | 454.6921 | 1.4746e-13 | 0.012301 | 0.57046 | 0.023332 | 0.0014648 | 2.2345 | 0.0086628 | 0.0004144 | 0.075547 | 0.0047168 | 0.43319 | 0.018161 | 0.17052 | 0.73174 | 6.9539 | 0.0064141 | 3.4038 | 0.0018692 | 0.012093 | 0.0099052 | 0.38349 | 3.5316 | 0.00024502 | 0.28338 | 0.33251 | 0.40809 | 0.2041 | 0.19378 | 0.00037511 | 1.0199 | 0.39732
1f37113 | MBS | 5 | 10f_138032_419x226x576.dat | 0.0990;0.0990;0.2425 | 419;226;576 | (-0.4007;75.6915;52.1152) | 80 | 8.502 | 60 | 89.156 | 60 | Varibar | [5,133] | [30,30] | 0 | 10 | 80 | normal | none | 6.3534 | 3.6014 | 22.8811 | 28.322 | 16.0544 | 454.6921 | 1.4381e-13 | 0.012817 | 0.60879 | 0.026072 | 0.0016869 | 2.3229 | 0.0097262 | 0.00038962 | 0.082652 | 0.0054754 | 0.42906 | 0.020243 | 0.18194 | 0.75052 | 7.4064 | 0.0071366 | 3.4849 | 0.0021801 | 0.013483 | 0.011469 | 0.40298 | 3.5961 | 0.0002398 | 0.30022 | 0.35292 | 0.4191 | 0.2108 | 0.19595 | 0.00019882 | 1.0734 | 0.41251
1f37113 | MBS | 6 | 10f_138032_419x226x576.dat | 0.0990;0.0990;0.2425 | 419;226;576 | (-0.4007;75.6915;52.1152) | 110 | 3.9 | 52 | 89.156 | 60 | Varibar | [5,133,110] | [30,30,100] | 0 | 20 | 80 | normal | none | 6.3534 | 3.6014 | 22.8811 | 28.322 | 16.0544 | 454.6921 | 1.9721e-13 | 0.006282 | 0.36606 | 0.014957 | 0.00099496 | 1.5995 | 0.0051857 | 0.00032136 | 0.04336 | 0.0027803 | 0.24901 | 0.01047 | 0.10291 | 5.202 | 4.6976 | 0.003599 | 2.6933 | 0.0010785 | 0.0063297 | 0.0055604 | 0.23518 | 2.7522 | 0.00017052 | 0.19166 | 0.21816 | 0.31129 | 0.15315 | 0.17322 | 0.00011175 | 1.0661 | 0.51899
1f37113 | MBS | 6 | 10f_138032_419x226x576.dat | 0.0990;0.0990;0.2425 | 419;226;576 | (-0.4007;75.6915;52.1152) | 110 | 7.85 | 62 | 89.156 | 60 | Varibar | [5,133,110] | [30,30,100] | 0 | 20 | 80 | normal | none | 6.3534 | 3.6014 | 22.8811 | 28.322 | 16.0544 | 454.6921 | 1.5751e-13 | 0.011016 | 0.56223 | 0.024072 | 0.0016675 | 2.1845 | 0.0098948 | 0.0003075 | 0.06994 | 0.0047675 | 0.37772 | 0.01806 | 0.15654 | 8.192 | 6.6562 | 0.0066696 | 3.321 | 0.0019865 | 0.011685 | 0.0098789 | 0.3449 | 3.3611 | 0.00019437 | 0.27981 | 0.32234 | 0.39269 | 0.1983 | 0.19051 | 0.00022788 | 1.5581 | 0.75045
1f37113 | MBS | 6 | 10f_138032_419x226x576.dat | 0.0990;0.0990;0.2425 | 419;226;576 | (-0.4007;75.6915;52.1152) | 110 | 9.9905 | 69 | 89.156 | 60 | Varibar | [5,133,110] | [30,30,100] | 0 | 20 | 80 | normal | none | 6.3534 | 3.6014 | 22.8811 | 28.322 | 16.0544 | 454.6921 | 1.5229e-13 | 0.014296 | 0.63874 | 0.029084 | 0.002043 | 2.3935 | 0.010169 | 0.00052722 | 0.082518 | 0.0061564 | 0.4366 | 0.021988 | 0.17608 | 9.4856 | 7.387 | 0.008567 | 3.4821 | 0.0023556 | 0.014552 | 0.012608 | 0.37989 | 3.474 | 0.00035659 | 0.31444 | 0.36141 | 0.4125 | 0.2117 | 0.19465 | 0.00037632 | 1.7527 | 0.84053
1f37113 | MBS | 6 | 10f_138032_419x226x576.dat | 0.0990;0.0990;0.2425 | 419;226;576 | (-0.4007;75.6915;52.1152) | 60 | 2.5 | 38 | 89.156 | 60 | Varibar | [5,133,110] | [30,30,100] | 0 | 20 | 80 | normal | none | 6.3534 | 3.6014 | 22.8811 | 28.322 | 16.0544 | 454.6921 | 2.4638e-13 | 0.0018722 | 0.19835 | 0.0093618 | 0.00033624 | 1.1041 | 0.0019416 | 1.0232e-05 | 0.018893 | 0.00071527 | 0.1465 | 0.0037877 | 0.056794 | 2.5465 | 2.9555 | 0.00094868 | 2.2032 | 0.0003252 | 0.0020066 | 0.0016435 | 0.14107 | 2.2969 | 6.1323e-05 | 0.11719 | 0.12972 | 0.24699 | 0.11658 | 0.15988 | 0.00013078 | 0.63378 | 0.31909
1f37113 | MBS | 6 | 10f_138032_419x226x576.dat | 0.0990;0.0990;0.2425 | 419;226;576 | (-0.4007;75.6915;52.1152) | 60 | 5.7448 | 47 | 89.156 | 60 | Varibar | [5,133,110] | [30,30,100] | 0 | 20 | 80 | normal | none | 6.3534 | 3.6014 | 22.8811 | 28.322 | 16.0544 | 454.6921 | 1.5999e-13 | 0.0051613 | 0.44544 | 0.017683 | 0.00082682 | 1.9139 | 0.0056149 | 0.00015698 | 0.049037 | 0.0023979 | 0.31026 | 0.01095 | 0.12749 | 5.9422 | 5.5491 | 0.0030607 | 3.1451 | 0.00092264 | 0.0060016 | 0.0052019 | 0.29933 | 3.3383 | 0.00011708 | 0.22625 | 0.26319 | 0.36932 | 0.1814 | 0.18682 | 0.00010479 | 1.2488 | 0.60723
1f37113 | MBS | 6 | 10f_138032_419x226x576.dat | 0.0990;0.0990;0.2425 | 419;226;576 | (-0.4007;75.6915;52.1152) | 60 | 6.3535 | 49 | 89.156 | 60 | Varibar | [5,133,110] | [30,30,100] | 0 | 20 | 80 | normal | none | 6.3534 | 3.6014 | 22.8811 | 28.322 | 16.0544 | 454.6921 | 1.5276e-13 | 0.0075616 | 0.48864 | 0.018604 | 0.00093913 | 2.0302 | 0.006428 | 0.0002615 | 0.05524 | 0.0027699 | 0.34609 | 0.012567 | 0.13959 | 6.6661 | 6.04 | 0.0034186 | 3.2599 | 0.0011263 | 0.0072906 | 0.0061601 | 0.32215 | 3.4596 | 0.00021233 | 0.24407 | 0.28579 | 0.38367 | 0.19014 | 0.18995 | 0.00026245 | 1.3645 | 0.66066
1f37113 | MBS | 6 | 10f_138032_419x226x576.dat | 0.0990;0.0990;0.2425 | 419;226;576 | (-0.4007;75.6915;52.1152) | 80 | 2.9 | 44 | 89.156 | 60 | Varibar | [5,133,110] | [30,30,100] | 0 | 20 | 80 | normal | none | 6.3534 | 3.6014 | 22.8811 | 28.322 | 16.0544 | 454.6921 | 2.2061e-13 | 0.0034165 | 0.26889 | 0.01144 | 0.00055601 | 1.3016 | 0.003862 | 7.5052e-06 | 0.029 | 0.0015432 | 0.20362 | 0.0064844 | 0.076734 | 3.6961 | 3.7342 | 0.0019019 | 2.4042 | 0.00065588 | 0.0038646 | 0.0031211 | 0.18214 | 2.4887 | 0.00012791 | 0.14774 | 0.16726 | 0.27214 | 0.13175 | 0.16551 | 9.3198e-05 | 0.81995 | 0.40486
1f37113 | MBS | 6 | 10f_138032_419x226x576.dat | 0.0990;0.0990;0.2425 | 419;226;576 | (-0.4007;75.6915;52.1152) | 80 | 7.702 | 57 | 89.156 | 60 | Varibar | [5,133,110] | [30,30,100] | 0 | 20 | 80 | normal | none | 6.3534 | 3.6014 | 22.8811 | 28.322 | 16.0544 | 454.6921 | 1.4746e-13 | 0.01168 | 0.5697 | 0.023093 | 0.0014007 | 2.2332 | 0.0085815 | 0.0004144 | 0.069925 | 0.0043406 | 0.43312 | 0.017305 | 0.16069 | 8.4072 | 6.9505 | 0.0059309 | 3.3983 | 0.0017654 | 0.010764 | 0.0090107 | 0.35765 | 3.4999 | 0.00023527 | 0.28061 | 0.32911 | 0.40092 | 0.2027 | 0.19312 | 0.00037511 | 1.6066 | 0.77169
1f37113 | MBS | 6 | 10f_138032_419x226x576.dat | 0.0990;0.0990;0.2425 | 419;226;576 | (-0.4007;75.6915;52.1152) | 80 | 8.502 | 60 | 89.156 | 60 | Varibar | [5,133,110] | [30,30,100] | 0 | 20 | 80 | normal | none | 6.3534 | 3.6014 | 22.8811 | 28.322 | 16.0544 | 454.6921 | 1.4381e-13 | 0.011575 | 0.60794 | 0.025569 | 0.0015938 | 2.3219 | 0.0095489 | 0.00038962 | 0.076275 | 0.005033 | 0.4291 | 0.019251 | 0.17153 | 9.1219 | 7.4016 | 0.0066029 | 3.4787 | 0.0020573 | 0.011924 | 0.010314 | 0.37549 | 3.5593 | 0.00020128 | 0.29723 | 0.34925 | 0.41172 | 0.20933 | 0.19528 | 0.00019882 | 1.7133 | 0.82072
1f37113 | MBS | 1 | 10m_138032_419x226x576.dat | 0.0990;0.0990;0.2425 | 419;226;576 | (-0.4007;75.6915;49.4058) | 110 | 3.9 | 52 | 89.156 | 60 | Varibar | [5] | [0] | 0 | 10 | 80 | normal | none | 6.3534 | 11.0937 | 70.4824 | 28.322 | 49.4536 | 1400.6249 | 2.0549e-13 | 0.08796 | 0.64893 | 0.63983 | 0.0089916 | 0.70412 | 0.072568 | 0.00012082 | 0.47706 | 0.029841 | 0.88028 | 0.21672 | 0.661 | 0.52022 | 0.84914 | 0.041231 | 0.99556 | 0.011342 | 0.059146 | 0.071453 | 0.45268 | 0.976 | 0.00049905 | 0.2336 | 0.26987 | 0.20137 | 0.1525 | 0.19685 | 7.3074e-05 | 0.33022 | 0.32307
1f37113 | MBS | 1 | 10m_138032_419x226x576.dat | 0.0990;0.0990;0.2425 | 419;226;576 | (-0.4007;75.6915;49.4058) | 110 | 7.85 | 62 | 89.156 | 60 | Varibar | [5] | [0] | 0 | 10 | 80 | normal | none | 6.3534 | 11.0937 | 70.4824 | 28.322 | 49.4536 | 1400.6249 | 1.6414e-13 | 0.14198 | 0.9498 | 0.7613 | 0.015264 | 1.0027 | 0.11646 | 0.00015114 | 0.70373 | 0.050483 | 0.99994 | 0.32059 | 0.90198 | 0.74479 | 1.0753 | 0.069679 | 1.2472 | 0.019737 | 0.099818 | 0.11869 | 0.68003 | 1.2378 | 0.0011768 | 0.34116 | 0.39839 | 0.25593 | 0.20006 | 0.21717 | 0.00014976 | 0.46493 | 0.43271
1f37113 | MBS | 1 | 10m_138032_419x226x576.dat | 0.0990;0.0990;0.2425 | 419;226;576 | (-0.4007;75.6915;49.4058) | 110 | 9.9905 | 69 | 89.156 | 60 | Varibar | [5] | [0] | 0 | 10 | 80 | normal | none | 6.3534 | 11.0937 | 70.4824 | 28.322 | 49.4536 | 1400.6249 | 1.5873e-13 | 0.16797 | 1.0513 | 0.80018 | 0.018837 | 1.0985 | 0.12929 | 0.00067645 | 0.77794 | 0.060638 | 1.0223 | 0.35675 | 0.96827 | 0.82129 | 1.1265 | 0.08548 | 1.3149 | 0.024088 | 0.11982 | 0.14027 | 0.75734 | 1.2996 | 0.0015621 | 0.38348 | 0.44627 | 0.27125 | 0.21455 | 0.22199 | 0.0011977 | 0.5085 | 0.46791
1f37113 | MBS | 1 | 10m_138032_419x226x576.dat | 0.0990;0.0990;0.2425 | 419;226;576 | (-0.4007;75.6915;49.4058) | 60 | 2.5 | 38 | 89.156 | 60 | Varibar | [5] | [0] | 0 | 10 | 80 | normal | none | 6.3534 | 11.0937 | 70.4824 | 28.322 | 49.4536 | 1400.6249 | 2.5673e-13 | 0.039151 | 0.39984 | 0.53875 | 0.0029955 | 0.45422 | 0.03604 | 0 | 0.28934 | 0.011284 | 0.74262 | 0.12866 | 0.46723 | 0.32642 | 0.67442 | 0.015409 | 0.79377 | 0.0039112 | 0.022635 | 0.029568 | 0.26063 | 0.76124 | 0.00015989 | 0.1426 | 0.16071 | 0.15643 | 0.11375 | 0.18067 | 9.9168e-07 | 0.21779 | 0.23188
1f37113 | MBS | 1 | 10m_138032_419x226x576.dat | 0.0990;0.0990;0.2425 | 419;226;576 | (-0.4007;75.6915;49.4058) | 60 | 5.7448 | 47 | 89.156 | 60 | Varibar | [5] | [0] | 0 | 10 | 80 | normal | none | 6.3534 | 11.0937 | 70.4824 | 28.322 | 49.4536 | 1400.6249 | 1.6669e-13 | 0.09874 | 0.81162 | 0.68942 | 0.0090299 | 0.84756 | 0.08394 | 0.00018226 | 0.59733 | 0.032107 | 0.94738 | 0.27069 | 0.82452 | 0.63927 | 0.95806 | 0.0439 | 1.1714 | 0.011759 | 0.064665 | 0.080328 | 0.56109 | 1.1837 | 0.00044496 | 0.27507 | 0.32534 | 0.23661 | 0.18161 | 0.2119 | 0 | 0.39444 | 0.38172
1f37113 | MBS | 1 | 10m_138032_419x226x576.dat | 0.0990;0.0990;0.2425 | 419;226;576 | (-0.4007;75.6915;49.4058) | 60 | 6.3535 | 49 | 89.156 | 60 | Varibar | [5] | [0] | 0 | 10 | 80 | normal | none | 6.3534 | 11.0937 | 70.4824 | 28.322 | 49.4536 | 1400.6249 | 1.5916e-13 | 0.10882 | 0.87467 | 0.70723 | 0.010473 | 0.90018 | 0.096547 | 0.00038036 | 0.64528 | 0.036677 | 0.97005 | 0.29359 | 0.87178 | 0.68643 | 1.0035 | 0.050507 | 1.2158 | 0.013443 | 0.07301 | 0.091709 | 0.61119 | 1.2391 | 0.00063252 | 0.29701 | 0.35349 | 0.24674 | 0.191 | 0.21574 | 0.00019088 | 0.42132 | 0.40336
1f37113 | MBS | 1 | 10m_138032_419x226x576.dat | 0.0990;0.0990;0.2425 | 419;226;576 | (-0.4007;75.6915;49.4058) | 80 | 2.9 | 44 | 89.156 | 60 | Varibar | [5] | [0] | 0 | 10 | 80 | normal | none | 6.3534 | 11.0937 | 70.4824 | 28.322 | 49.4536 | 1400.6249 | 2.2985e-13 | 0.057455 | 0.50529 | 0.57881 | 0.0053992 | 0.55567 | 0.051064 | 4.6743e-05 | 0.36981 | 0.018779 | 0.78764 | 0.16638 | 0.54949 | 0.4065 | 0.74605 | 0.025969 | 0.87866 | 0.0068954 | 0.037131 | 0.046382 | 0.34098 | 0.85804 | 0.00032337 | 0.18 | 0.20724 | 0.1749 | 0.13 | 0.1875 | 0.00020403 | 0.26408 | 0.26994
1f37113 | MBS | 1 | 10m_138032_419x226x576.dat | 0.0990;0.0990;0.2425 | 419;226;576 | (-0.4007;75.6915;49.4058) | 80 | 7.702 | 57 | 89.156 | 60 | Varibar | [5] | [0] | 0 | 10 | 80 | normal | none | 6.3534 | 11.0937 | 70.4824 | 28.322 | 49.4536 | 1400.6249 | 1.5364e-13 | 0.14194 | 0.9732 | 0.75789 | 0.014862 | 1.0098 | 0.12153 | 0.00022861 | 0.72261 | 0.048901 | 1.032 | 0.33039 | 0.93226 | 0.76153 | 1.0837 | 0.069495 | 1.2759 | 0.01877 | 0.0973 | 0.11724 | 0.69644 | 1.2886 | 0.00091338 | 0.34197 | 0.40713 | 0.26159 | 0.20476 | 0.22024 | 8.0234e-05 | 0.47171 | 0.44035
1f37113 | MBS | 1 | 10m_138032_419x226x576.dat | 0.0990;0.0990;0.2425 | 419;226;576 | (-0.4007;75.6915;49.4058) | 80 | 8.502 | 60 | 89.156 | 60 | Varibar | [5] | [0] | 0 | 10 | 80 | normal | none | 6.3534 | 11.0937 | 70.4824 | 28.322 | 49.4536 | 1400.6249 | 1.4984e-13 | 0.15234 | 1.0238 | 0.76929 | 0.016245 | 1.0502 | 0.13141 | 7.2418e-05 | 0.75915 | 0.054364 | 1.0857 | 0.34908 | 0.96724 | 0.79652 | 1.1215 | 0.075254 | 1.3106 | 0.020736 | 0.10605 | 0.12714 | 0.73392 | 1.318 | 0.0011285 | 0.36253 | 0.43224 | 0.26851 | 0.21217 | 0.22293 | 0.00059396 | 0.49278 | 0.45672
1f37113 | MBS | 2 | 10m_138032_419x226x576.dat | 0.0990;0.0990;0.2425 | 419;226;576 | (-0.4007;75.6915;52.1152) | 110 | 3.9 | 52 | 89.156 | 60 | Varibar | [5] | [0] | 0 | 10 | 80 | normal | none | 6.3534 | 3.6014 | 22.8811 | 28.322 | 16.0544 | 454.6921 | 1.9721e-13 | 0.0072662 | 0.37019 | 0.016455 | 0.0010573 | 1.6204 | 0.0052836 | 1.9339e-06 | 0.04795 | 0.0030642 | 0.26012 | 0.011189 | 0.11083 | 0.57729 | 2.4238 | 0.0040331 | 2.7884 | 0.001139 | 0.0073382 | 0.0063378 | 0.25479 | 2.802 | 0.00011771 | 0.19608 | 0.22325 | 0.30064 | 0.15672 | 0.17436 | 4.482e-05 | 0.54013 | 0.27569
1f37113 | MBS | 2 | 10m_138032_419x226x576.dat | 0.0990;0.0990;0.2425 | 419;226;576 | (-0.4007;75.6915;52.1152) | 110 | 7.85 | 62 | 89.156 | 60 | Varibar | [5] | [0] | 0 | 10 | 80 | normal | none | 6.3534 | 3.6014 | 22.8811 | 28.322 | 16.0544 | 454.6921 | 1.5751e-13 | 0.011937 | 0.56935 | 0.025918 | 0.0017427 | 2.2136 | 0.010257 | 8.8231e-05 | 0.077292 | 0.0052169 | 0.39335 | 0.019458 | 0.1687 | 0.75711 | 2.9882 | 0.007401 | 3.4432 | 0.0021369 | 0.013363 | 0.011136 | 0.37488 | 3.4183 | 0.00030041 | 0.28685 | 0.33053 | 0.38349 | 0.20328 | 0.19224 | 2.808e-05 | 0.71125 | 0.35784
1f37113 | MBS | 2 | 10m_138032_419x226x576.dat | 0.0990;0.0990;0.2425 | 419;226;576 | (-0.4007;75.6915;52.1152) | 110 | 9.9905 | 69 | 89.156 | 60 | Varibar | [5] | [0] | 0 | 10 | 80 | normal | none | 6.3534 | 3.6014 | 22.8811 | 28.322 | 16.0544 | 454.6921 | 1.5229e-13 | 0.016418 | 0.64725 | 0.03067 | 0.0022367 | 2.4276 | 0.010908 | 0.00025478 | 0.091172 | 0.0068762 | 0.44289 | 0.023774 | 0.18979 | 0.8083 | 3.1438 | 0.0095224 | 3.6049 | 0.0025589 | 0.016288 | 0.014446 | 0.41166 | 3.5398 | 0.00029466 | 0.32244 | 0.37076 | 0.4068 | 0.21692 | 0.19664 | 1.4607e-05 | 0.76751 | 0.38235
1f37113 | MBS | 2 | 10m_138032_419x226x576.dat | 0.0990;0.0990;0.2425 | 419;226;576 | (-0.4007;75.6915;52.1152) | 60 | 2.5 | 38 | 89.156 | 60 | Varibar | [5] | [0] | 0 | 10 | 80 | normal | none | 6.3534 | 3.6014 | 22.8811 | 28.322 | 16.0544 | 454.6921 | 2.4638e-13 | 0.002108 | 0.19982 | 0.0092977 | 0.00035183 | 1.117 | 0.0020494 | 8.4287e-05 | 0.02066 | 0.00077623 | 0.14893 | 0.0039814 | 0.060852 | 0.41979 | 1.9457 | 0.0010558 | 2.28 | 0.00034643 | 0.0022989 | 0.0018294 | 0.15117 | 2.3345 | 5.4403e-05 | 0.11937 | 0.13214 | 0.23782 | 0.11903 | 0.16036 | 3.8448e-06 | 0.39494 | 0.20846
1f37113 | MBS | 2 | 10m_138032_419x226x576.dat | 0.0990;0.0990;0.2425 | 419;226;576 | (-0.4007;75.6915;52.1152) | 60 | 5.7448 | 47 | 89.156 | 60 | Varibar | [5] | [0] | 0 | 10 | 80 | normal | none | 6.3534 | 3.6014 | 22.8811 | 28.322 | 16.0544 | 454.6921 | 1.5999e-13 | 0.005533 | 0.45003 | 0.019295 | 0.00088482 | 1.9411 | 0.0057875 | 2.1939e-05 | 0.054265 | 0.0026183 | 0.31812 | 0.011666 | 0.13726 | 0.70299 | 2.7388 | 0.0035167 | 3.2806 | 0.0010127 | 0.0069268 | 0.0059302 | 0.32298 | 3.3956 | 9.9621e-05 | 0.2316 | 0.26935 | 0.36053 | 0.18605 | 0.18821 | 0 | 0.63579 | 0.32999
1f37113 | MBS | 2 | 10m_138032_419x226x576.dat | 0.0990;0.0990;0.2425 | 419;226;576 | (-0.4007;75.6915;52.1152) | 60 | 6.3535 | 49 | 89.156 | 60 | Varibar | [5] | [0] | 0 | 10 | 80 | normal | none | 6.3534 | 3.6014 | 22.8811 | 28.322 | 16.0544 | 454.6921 | 1.5276e-13 | 0.0081999 | 0.49407 | 0.020945 | 0.00099837 | 2.058 | 0.0065862 | 1.4007e-05 | 0.061297 | 0.0030315 | 0.35535 | 0.013392 | 0.15049 | 0.74025 | 2.8299 | 0.0039007 | 3.4002 | 0.0011769 | 0.0083674 | 0.0070281 | 0.34999 | 3.5213 | 0.00017383 | 0.25013 | 0.2928 | 0.37528 | 0.19513 | 0.19152 | 1.5947e-05 | 0.66842 | 0.34655
1f37113 | MBS | 2 | 10m_138032_419x226x576.dat | 0.0990;0.0990;0.2425 | 419;226;576 | (-0.4007;75.6915;52.1152) | 80 | 2.9 | 44 | 89.156 | 60 | Varibar | [5] | [0] | 0 | 10 | 80 | normal | none | 6.3534 | 3.6014 | 22.8811 | 28.322 | 16.0544 | 454.6921 | 2.2061e-13 | 0.0035474 | 0.27155 | 0.012205 | 0.00059491 | 1.3197 | 0.0038932 | 2.7906e-07 | 0.031881 | 0.0016958 | 0.20242 | 0.0069232 | 0.082437 | 0.48439 | 2.1449 | 0.0021834 | 2.49 | 0.00068829 | 0.004392 | 0.0036579 | 0.1965 | 2.526 | 2.1489e-05 | 0.15094 | 0.17092 | 0.26284 | 0.13473 | 0.16626 | 0 | 0.4543 | 0.23618
1f37113 | MBS | 2 | 10m_138032_419x226x576.dat | 0.0990;0.0990;0.2425 | 419;226;576 | (-0.4007;75.6915;52.1152) | 80 | 7.702 | 57 | 89.156 | 60 | Varibar | [5] | [0] | 0 | 10 | 80 | normal | none | 6.3534 | 3.6014 | 22.8811 | 28.322 | 16.0544 | 454.6921 | 1.4746e-13 | 0.012046 | 0.57714 | 0.025202 | 0.0014947 | 2.263 | 0.0090467 | 1.2931e-05 | 0.077304 | 0.0047982 | 0.44387 | 0.018627 | 0.17383 | 0.78904 | 3.0028 | 0.0064036 | 3.5368 | 0.0018668 | 0.012351 | 0.010206 | 0.39032 | 3.5627 | 0.00019646 | 0.28803 | 0.33783 | 0.3937 | 0.20805 | 0.19504 | 0.00029538 | 0.7246 | 0.3681
1f37113 | MBS | 2 | 10m_138032_419x226x576.dat | 0.0990;0.0990;0.2425 | 419;226;576 | (-0.4007;75.6915;52.1152) | 80 | 8.502 | 60 | 89.156 | 60 | Varibar | [5] | [0] | 0 | 10 | 80 | normal | none | 6.3534 | 3.6014 | 22.8811 | 28.322 | 16.0544 | 454.6921 | 1.4381e-13 | 0.012764 | 0.61622 | 0.0273 | 0.0017046 | 2.3545 | 0.010463 | 1.6635e-05 | 0.085121 | 0.0056324 | 0.4396 | 0.020739 | 0.18557 | 0.80844 | 3.0975 | 0.0073654 | 3.6188 | 0.0021984 | 0.013822 | 0.011844 | 0.41108 | 3.6311 | 0.00018007 | 0.30528 | 0.35872 | 0.40394 | 0.21492 | 0.19724 | 0 | 0.75125 | 0.38028
1f37113 | MBS | 3 | 10m_138032_419x226x576.dat | 0.0990;0.0990;0.2425 | 419;226;576 | (-0.4007;75.6915;52.1152) | 110 | 3.9 | 52 | 89.156 | 60 | Varibar | [5,133] | [30,30] | 0 | 10 | 80 | normal | none | 6.3534 | 3.6014 | 22.8811 | 28.322 | 16.0544 | 454.6921 | 1.9721e-13 | 0.0070198 | 0.36645 | 0.015457 | 0.0010418 | 1.6003 | 0.0051487 | 1.9339e-06 | 0.04676 | 0.0030052 | 0.24796 | 0.011005 | 0.10897 | 0.57257 | 4.7025 | 0.003981 | 2.6976 | 0.001117 | 0.0071247 | 0.0060574 | 0.25065 | 2.7777 | 0.00012293 | 0.19338 | 0.22021 | 0.29849 | 0.15388 | 0.17322 | 4.482e-05 | 0.71113 | 0.29336
1f37113 | MBS | 3 | 10m_138032_419x226x576.dat | 0.0990;0.0990;0.2425 | 419;226;576 | (-0.4007;75.6915;52.1152) | 110 | 7.85 | 62 | 89.156 | 60 | Varibar | [5,133] | [30,30] | 0 | 10 | 80 | normal | none | 6.3534 | 3.6014 | 22.8811 | 28.322 | 16.0544 | 454.6921 | 1.5751e-13 | 0.011513 | 0.56296 | 0.024246 | 0.0017168 | 2.1857 | 0.010068 | 8.8231e-05 | 0.075286 | 0.0051261 | 0.38016 | 0.019039 | 0.16565 | 0.75083 | 6.6581 | 0.0071807 | 3.3264 | 0.0020795 | 0.012927 | 0.010848 | 0.36798 | 3.3894 | 0.0002804 | 0.28245 | 0.32554 | 0.38108 | 0.19943 | 0.19063 | 2.808e-05 | 0.98754 | 0.38714
1f37113 | MBS | 3 | 10m_138032_419x226x576.dat | 0.0990;0.0990;0.2425 | 419;226;576 | (-0.4007;75.6915;52.1152) | 110 | 9.9905 | 69 | 89.156 | 60 | Varibar | [5,133] | [30,30] | 0 | 10 | 80 | normal | none | 6.3534 | 3.6014 | 22.8811 | 28.322 | 16.0544 | 454.6921 | 1.5229e-13 | 0.01633 | 0.63968 | 0.029522 | 0.0021871 | 2.3968 | 0.010369 | 0.00059131 | 0.088815 | 0.0067061 | 0.4317 | 0.023262 | 0.18616 | 0.80082 | 7.3942 | 0.0092505 | 3.4884 | 0.002479 | 0.015834 | 0.013961 | 0.40372 | 3.5072 | 0.00031926 | 0.31741 | 0.36502 | 0.4035 | 0.21291 | 0.19488 | 1.4607e-05 | 1.0877 | 0.41663
1f37113 | MBS | 3 | 10m_138032_419x226x576.dat | 0.0990;0.0990;0.2425 | 419;226;576 | (-0.4007;75.6915;52.1152) | 60 | 2.5 | 38 | 89.156 | 60 | Varibar | [5,133] | [30,30] | 0 | 10 | 80 | normal | none | 6.3534 | 3.6014 | 22.8811 | 28.322 | 16.0544 | 454.6921 | 2.4638e-13 | 0.0019818 | 0.19852 | 0.0090351 | 0.00035104 | 1.1062 | 0.0020226 | 8.4287e-05 | 0.020223 | 0.00076624 | 0.14713 | 0.0039289 | 0.060138 | 0.41728 | 2.9535 | 0.0010267 | 2.2063 | 0.0003363 | 0.0022476 | 0.0017763 | 0.14966 | 2.3179 | 5.4403e-05 | 0.11814 | 0.13082 | 0.23621 | 0.11702 | 0.15968 | 3.8448e-06 | 0.47016 | 0.21568
1f37113 | MBS | 3 | 10m_138032_419x226x576.dat | 0.0990;0.0990;0.2425 | 419;226;576 | (-0.4007;75.6915;52.1152) | 60 | 5.7448 | 47 | 89.156 | 60 | Varibar | [5,133] | [30,30] | 0 | 10 | 80 | normal | none | 6.3534 | 3.6014 | 22.8811 | 28.322 | 16.0544 | 454.6921 | 1.5999e-13 | 0.0055435 | 0.44593 | 0.017931 | 0.00087195 | 1.9152 | 0.0056692 | 2.1939e-05 | 0.053069 | 0.0025545 | 0.31104 | 0.011487 | 0.13516 | 0.69731 | 5.5518 | 0.0034482 | 3.1528 | 0.00099139 | 0.0067043 | 0.0057445 | 0.3185 | 3.3699 | 9.9621e-05 | 0.22831 | 0.26566 | 0.35811 | 0.18233 | 0.18681 | 0 | 0.84682 | 0.35185
1f37113 | MBS | 3 | 10m_138032_419x226x576.dat | 0.0990;0.0990;0.2425 | 419;226;576 | (-0.4007;75.6915;52.1152) | 60 | 6.3535 | 49 | 89.156 | 60 | Varibar | [5,133] | [30,30] | 0 | 10 | 80 | normal | none | 6.3534 | 3.6014 | 22.8811 | 28.322 | 16.0544 | 454.6921 | 1.5276e-13 | 0.0080945 | 0.4892 | 0.018976 | 0.00097723 | 2.0303 | 0.0064721 | 1.4007e-05 | 0.059769 | 0.0029723 | 0.34652 | 0.013175 | 0.14797 | 0.73462 | 6.04 | 0.0038459 | 3.2664 | 0.0011517 | 0.008122 | 0.0067505 | 0.34441 | 3.4918 | 0.00017383 | 0.24638 | 0.28856 | 0.37294 | 0.19115 | 0.18999 | 1.5947e-05 | 0.90961 | 0.37161
1f37113 | MBS | 3 | 10m_138032_419x226x576.dat | 0.0990;0.0990;0.2425 | 419;226;576 | (-0.4007;75.6915;52.1152) | 80 | 2.9 | 44 | 89.156 | 60 | Varibar | [5,133] | [30,30] | 0 | 10 | 80 | normal | none | 6.3534 | 3.6014 | 22.8811 | 28.322 | 16.0544 | 454.6921 | 2.2061e-13 | 0.0034579 | 0.26918 | 0.011609 | 0.00058697 | 1.303 | 0.0039408 | 2.7906e-07 | 0.031126 | 0.001667 | 0.20159 | 0.0068044 | 0.081213 | 0.48117 | 3.7337 | 0.0021121 | 2.4074 | 0.00067097 | 0.0042435 | 0.0035174 | 0.194 | 2.5098 | 2.1009e-05 | 0.14903 | 0.16879 | 0.26084 | 0.13234 | 0.1654 | 0 | 0.57311 | 0.24831
1f37113 | MBS | 3 | 10m_138032_419x226x576.dat | 0.0990;0.0990;0.2425 | 419;226;576 | (-0.4007;75.6915;52.1152) | 80 | 7.702 | 57 | 89.156 | 60 | Varibar | [5,133] | [30,30] | 0 | 10 | 80 | normal | none | 6.3534 | 3.6014 | 22.8811 | 28.322 | 16.0544 | 454.6921 | 1.4746e-13 | 0.011647 | 0.57046 | 0.023485 | 0.0014642 | 2.2331 | 0.0089111 | 1.2931e-05 | 0.075391 | 0.0046762 | 0.43419 | 0.018215 | 0.17069 | 0.78145 | 6.9525 | 0.0063258 | 3.4042 | 0.0018191 | 0.01199 | 0.0098184 | 0.38305 | 3.5313 | 0.00019657 | 0.28337 | 0.33249 | 0.39069 | 0.20388 | 0.19325 | 0.00029538 | 1.0219 | 0.39954
1f37113 | MBS | 3 | 10m_138032_419x226x576.dat | 0.0990;0.0990;0.2425 | 419;226;576 | (-0.4007;75.6915;52.1152) | 80 | 8.502 | 60 | 89.156 | 60 | Varibar | [5,133] | [30,30] | 0 | 10 | 80 | normal | none | 6.3534 | 3.6014 | 22.8811 | 28.322 | 16.0544 | 454.6921 | 1.4381e-13 | 0.012612 | 0.6088 | 0.026086 | 0.0016582 | 2.3232 | 0.010292 | 1.6635e-05 | 0.082791 | 0.0054751 | 0.43039 | 0.02024 | 0.18206 | 0.80135 | 7.3988 | 0.0071853 | 3.4858 | 0.0021491 | 0.013416 | 0.01144 | 0.40245 | 3.5965 | 0.00018126 | 0.30022 | 0.3529 | 0.40134 | 0.21059 | 0.19543 | 0 | 1.0753 | 0.41478
1f37113 | MBS | 4 | 10m_138032_419x226x576.dat | 0.0990;0.0990;0.2425 | 419;226;576 | (-0.4007;75.6915;52.1152) | 110 | 3.9 | 52 | 89.156 | 60 | Varibar | [5,133,110] | [30,30,100] | 0 | 20 | 80 | normal | none | 6.3534 | 3.6014 | 22.8811 | 28.322 | 16.0544 | 454.6921 | 1.9721e-13 | 0.0063013 | 0.36598 | 0.015068 | 0.0009983 | 1.5998 | 0.0052456 | 1.9339e-06 | 0.04324 | 0.0027811 | 0.24796 | 0.010467 | 0.1029 | 5.6482 | 4.6985 | 0.0036177 | 2.6919 | 0.001062 | 0.0063499 | 0.005531 | 0.23474 | 2.7474 | 0.00012218 | 0.19158 | 0.21806 | 0.29282 | 0.15293 | 0.17276 | 4.482e-05 | 1.0991 | 0.54055
1f37113 | MBS | 4 | 10m_138032_419x226x576.dat | 0.0990;0.0990;0.2425 | 419;226;576 | (-0.4007;75.6915;52.1152) | 110 | 7.85 | 62 | 89.156 | 60 | Varibar | [5,133,110] | [30,30,100] | 0 | 20 | 80 | normal | none | 6.3534 | 3.6014 | 22.8811 | 28.322 | 16.0544 | 454.6921 | 1.5751e-13 | 0.010986 | 0.56212 | 0.023915 | 0.0016359 | 2.1842 | 0.0095939 | 8.8231e-05 | 0.069876 | 0.0047767 | 0.38012 | 0.018069 | 0.15644 | 8.8523 | 6.6543 | 0.0066226 | 3.319 | 0.0019801 | 0.011684 | 0.009851 | 0.34461 | 3.3609 | 0.0002622 | 0.2797 | 0.32219 | 0.37421 | 0.19806 | 0.18996 | 2.808e-05 | 1.6072 | 0.78265
1f37113 | MBS | 4 | 10m_138032_419x226x576.dat | 0.0990;0.0990;0.2425 | 419;226;576 | (-0.4007;75.6915;52.1152) | 110 | 9.9905 | 69 | 89.156 | 60 | Varibar | [5,133,110] | [30,30,100] | 0 | 20 | 80 | normal | none | 6.3534 | 3.6014 | 22.8811 | 28.322 | 16.0544 | 454.6921 | 1.5229e-13 | 0.014729 | 0.63863 | 0.028871 | 0.0020782 | 2.3956 | 0.009808 | 0.00059131 | 0.082144 | 0.0061612 | 0.43038 | 0.021959 | 0.17594 | 10.2164 | 7.3896 | 0.0085525 | 3.481 | 0.0023416 | 0.014496 | 0.012615 | 0.37927 | 3.4713 | 0.00029697 | 0.31435 | 0.36127 | 0.39692 | 0.2114 | 0.19417 | 1.4607e-05 | 1.8082 | 0.87624
1f37113 | MBS | 4 | 10m_138032_419x226x576.dat | 0.0990;0.0990;0.2425 | 419;226;576 | (-0.4007;75.6915;52.1152) | 60 | 2.5 | 38 | 89.156 | 60 | Varibar | [5,133,110] | [30,30,100] | 0 | 20 | 80 | normal | none | 6.3534 | 3.6014 | 22.8811 | 28.322 | 16.0544 | 454.6921 | 2.4638e-13 | 0.0019657 | 0.19836 | 0.0090404 | 0.00034231 | 1.1048 | 0.0019656 | 8.4287e-05 | 0.018903 | 0.00071015 | 0.14713 | 0.0037821 | 0.056798 | 2.8076 | 2.9521 | 0.00093687 | 2.2023 | 0.00032479 | 0.0020401 | 0.0016547 | 0.14117 | 2.2981 | 5.3161e-05 | 0.11714 | 0.12966 | 0.23112 | 0.11641 | 0.15939 | 3.8448e-06 | 0.6525 | 0.33178
1f37113 | MBS | 4 | 10m_138032_419x226x576.dat | 0.0990;0.0990;0.2425 | 419;226;576 | (-0.4007;75.6915;52.1152) | 60 | 5.7448 | 47 | 89.156 | 60 | Varibar | [5,133,110] | [30,30,100] | 0 | 20 | 80 | normal | none | 6.3534 | 3.6014 | 22.8811 | 28.322 | 16.0544 | 454.6921 | 1.5999e-13 | 0.0049548 | 0.44539 | 0.017758 | 0.00083219 | 1.914 | 0.0054788 | 2.1939e-05 | 0.049053 | 0.0023745 | 0.30981 | 0.010979 | 0.12753 | 6.5005 | 5.5483 | 0.0030395 | 3.1451 | 0.00094351 | 0.005948 | 0.0051367 | 0.29821 | 3.3341 | 9.9621e-05 | 0.22615 | 0.26304 | 0.35057 | 0.18115 | 0.18626 | 0 | 1.2901 | 0.63433
1f37113 | MBS | 4 | 10m_138032_419x226x576.dat | 0.0990;0.0990;0.2425 | 419;226;576 | (-0.4007;75.6915;52.1152) | 60 | 6.3535 | 49 | 89.156 | 60 | Varibar | [5,133,110] | [30,30,100] | 0 | 20 | 80 | normal | none | 6.3534 | 3.6014 | 22.8811 | 28.322 | 16.0544 | 454.6921 | 1.5276e-13 | 0.0074464 | 0.48857 | 0.018549 | 0.00094476 | 2.0288 | 0.0063242 | 1.4007e-05 | 0.055166 | 0.002746 | 0.34636 | 0.012585 | 0.13947 | 7.2821 | 6.0369 | 0.003418 | 3.2581 | 0.0011092 | 0.007267 | 0.0061115 | 0.32121 | 3.4567 | 0.00015853 | 0.24397 | 0.28563 | 0.36497 | 0.18986 | 0.18934 | 1.5947e-05 | 1.4098 | 0.69054
1f37113 | MBS | 4 | 10m_138032_419x226x576.dat | 0.0990;0.0990;0.2425 | 419;226;576 | (-0.4007;75.6915;52.1152) | 80 | 2.9 | 44 | 89.156 | 60 | Varibar | [5,133,110] | [30,30,100] | 0 | 20 | 80 | normal | none | 6.3534 | 3.6014 | 22.8811 | 28.322 | 16.0544 | 454.6921 | 2.2061e-13 | 0.0031847 | 0.26886 | 0.011486 | 0.00056232 | 1.3012 | 0.0039409 | 2.7906e-07 | 0.028848 | 0.0015464 | 0.20217 | 0.0064985 | 0.076648 | 4.0466 | 3.7311 | 0.0019168 | 2.4023 | 0.00064527 | 0.0038528 | 0.0031433 | 0.18216 | 2.488 | 1.2898e-05 | 0.14767 | 0.16718 | 0.25563 | 0.13157 | 0.16503 | 0 | 0.8453 | 0.42186
1f37113 | MBS | 4 | 10m_138032_419x226x576.dat | 0.0990;0.0990;0.2425 | 419;226;576 | (-0.4007;75.6915;52.1152) | 80 | 7.702 | 57 | 89.156 | 60 | Varibar | [5,133,110] | [30,30,100] | 0 | 20 | 80 | normal | none | 6.3534 | 3.6014 | 22.8811 | 28.322 | 16.0544 | 454.6921 | 1.4746e-13 | 0.011156 | 0.56959 | 0.023149 | 0.0014065 | 2.232 | 0.0087883 | 1.2931e-05 | 0.069742 | 0.0043259 | 0.43415 | 0.017344 | 0.1607 | 9.1206 | 6.9478 | 0.0058993 | 3.3966 | 0.0017335 | 0.010749 | 0.0089741 | 0.35701 | 3.4954 | 0.00019815 | 0.2805 | 0.32896 | 0.38329 | 0.20242 | 0.19255 | 0.00029538 | 1.6596 | 0.80634
1f37113 | MBS | 4 | 10m_138032_419x226x576.dat | 0.0990;0.0990;0.2425 | 419;226;576 | (-0.4007;75.6915;52.1152) | 80 | 8.502 | 60 | 89.156 | 60 | Varibar | [5,133,110] | [30,30,100] | 0 | 20 | 80 | normal | none | 6.3534 | 3.6014 | 22.8811 | 28.322 | 16.0544 | 454.6921 | 1.4381e-13 | 0.011448 | 0.60784 | 0.025616 | 0.001576 | 2.3216 | 0.0098743 | 1.6635e-05 | 0.076275 | 0.0050578 | 0.43039 | 0.019234 | 0.17147 | 9.8861 | 7.3932 | 0.0066457 | 3.4776 | 0.0020361 | 0.011888 | 0.010269 | 0.37428 | 3.5552 | 0.00016038 | 0.29712 | 0.34909 | 0.39447 | 0.20906 | 0.19468 | 0 | 1.77 | 0.85784
1f37113 | MBS | 5 | 10m_138032_419x226x576.dat | 0.0990;0.0990;0.2425 | 419;226;576 | (-0.4007;75.6915;52.1152) | 110 | 3.9 | 52 | 89.156 | 60 | Varibar | [5,133] | [30,30] | 0 | 10 | 80 | normal | none | 6.3534 | 3.6014 | 22.8811 | 28.322 | 16.0544 | 454.6921 | 1.9721e-13 | 0.0070198 | 0.36645 | 0.015457 | 0.0010418 | 1.6003 | 0.0051487 | 1.9339e-06 | 0.04676 | 0.0030052 | 0.24796 | 0.011005 | 0.10897 | 0.57257 | 4.7025 | 0.003981 | 2.6976 | 0.001117 | 0.0071247 | 0.0060574 | 0.25065 | 2.7777 | 0.00012293 | 0.19338 | 0.22021 | 0.29849 | 0.15388 | 0.17322 | 4.482e-05 | 0.71113 | 0.29336
1f37113 | MBS | 5 | 10m_138032_419x226x576.dat | 0.0990;0.0990;0.2425 | 419;226;576 | (-0.4007;75.6915;52.1152) | 110 | 7.85 | 62 | 89.156 | 60 | Varibar | [5,133] | [30,30] | 0 | 10 | 80 | normal | none | 6.3534 | 3.6014 | 22.8811 | 28.322 | 16.0544 | 454.6921 | 1.5751e-13 | 0.011513 | 0.56296 | 0.024246 | 0.0017168 | 2.1856 | 0.010068 | 8.8231e-05 | 0.075286 | 0.0051261 | 0.38016 | 0.019039 | 0.16565 | 0.75083 | 6.6581 | 0.0071807 | 3.3264 | 0.0020795 | 0.012927 | 0.010848 | 0.36798 | 3.3894 | 0.0002804 | 0.28245 | 0.32554 | 0.38109 | 0.19943 | 0.19063 | 2.808e-05 | 0.98753 | 0.38714
1f37113 | MBS | 5 | 10m_138032_419x226x576.dat | 0.0990;0.0990;0.2425 | 419;226;576 | (-0.4007;75.6915;52.1152) | 110 | 9.9905 | 69 | 89.156 | 60 | Varibar | [5,133] | [30,30] | 0 | 10 | 80 | normal | none | 6.3534 | 3.6014 | 22.8811 | 28.322 | 16.0544 | 454.6921 | 1.5229e-13 | 0.016299 | 0.63968 | 0.029522 | 0.0021871 | 2.3968 | 0.010369 | 0.00059131 | 0.088815 | 0.0067061 | 0.4317 | 0.023263 | 0.18616 | 0.80082 | 7.3942 | 0.0092505 | 3.4883 | 0.002479 | 0.015834 | 0.013961 | 0.40372 | 3.5073 | 0.00031926 | 0.31741 | 0.36502 | 0.4035 | 0.21291 | 0.19488 | 1.4607e-05 | 1.0877 | 0.41663
1f37113 | MBS | 5 | 10m_138032_419x226x576.dat | 0.0990;0.0990;0.2425 | 419;226;576 | (-0.4007;75.6915;52.1152) | 60 | 2.5 | 38 | 89.156 | 60 | Varibar | [5,133] | [30,30] | 0 | 10 | 80 | normal | none | 6.3534 | 3.6014 | 22.8811 | 28.322 | 16.0544 | 454.6921 | 2.4638e-13 | 0.0019818 | 0.19852 | 0.0090546 | 0.00035104 | 1.1062 | 0.0020226 | 8.4287e-05 | 0.020223 | 0.00076624 | 0.14713 | 0.0039289 | 0.060138 | 0.41728 | 2.9535 | 0.0010267 | 2.2063 | 0.0003363 | 0.0022476 | 0.0017763 | 0.14966 | 2.3179 | 5.4403e-05 | 0.11814 | 0.13082 | 0.23621 | 0.11702 | 0.15968 | 3.8448e-06 | 0.47016 | 0.21568
1f37113 | MBS | 5 | 10m_138032_419x226x576.dat | 0.0990;0.0990;0.2425 | 419;226;576 | (-0.4007;75.6915;52.1152) | 60 | 5.7448 | 47 | 89.156 | 60 | Varibar | [5,133] | [30,30] | 0 | 10 | 80 | normal | none | 6.3534 | 3.6014 | 22.8811 | 28.322 | 16.0544 | 454.6921 | 1.5999e-13 | 0.0055435 | 0.44593 | 0.017931 | 0.00087195 | 1.9152 | 0.0056692 | 2.1939e-05 | 0.053069 | 0.0025545 | 0.31104 | 0.011487 | 0.13516 | 0.69731 | 5.5518 | 0.0034482 | 3.1528 | 0.00099139 | 0.0067043 | 0.0057445 | 0.3185 | 3.3699 | 9.9621e-05 | 0.22831 | 0.26566 | 0.35811 | 0.18233 | 0.18681 | 0 | 0.84682 | 0.35185
1f37113 | MBS | 5 | 10m_138032_419x226x576.dat | 0.0990;0.0990;0.2425 | 419;226;576 | (-0.4007;75.6915;52.1152) | 60 | 6.3535 | 49 | 89.156 | 60 | Varibar | [5,133] | [30,30] | 0 | 10 | 80 | normal | none | 6.3534 | 3.6014 | 22.8811 | 28.322 | 16.0544 | 454.6921 | 1.5276e-13 | 0.0080945 | 0.4892 | 0.018976 | 0.00097723 | 2.0303 | 0.0064721 | 1.4007e-05 | 0.059769 | 0.0029723 | 0.34652 | 0.013175 | 0.14797 | 0.73462 | 6.04 | 0.0038459 | 3.2664 | 0.0011517 | 0.008122 | 0.0067505 | 0.34441 | 3.4918 | 0.00017383 | 0.24638 | 0.28856 | 0.37294 | 0.19115 | 0.18999 | 1.5947e-05 | 0.90961 | 0.37161
1f37113 | MBS | 5 | 10m_138032_419x226x576.dat | 0.0990;0.0990;0.2425 | 419;226;576 | (-0.4007;75.6915;52.1152) | 80 | 2.9 | 44 | 89.156 | 60 | Varibar | [5,133] | [30,30] | 0 | 10 | 80 | normal | none | 6.3534 | 3.6014 | 22.8811 | 28.322 | 16.0544 | 454.6921 | 2.2061e-13 | 0.0034579 | 0.26918 | 0.011609 | 0.00058697 | 1.303 | 0.0039408 | 2.7906e-07 | 0.031126 | 0.001667 | 0.20159 | 0.0068044 | 0.081213 | 0.48117 | 3.7337 | 0.0021121 | 2.4074 | 0.00067097 | 0.0042435 | 0.0035174 | 0.194 | 2.5098 | 2.1009e-05 | 0.14903 | 0.16879 | 0.26084 | 0.13234 | 0.1654 | 0 | 0.57311 | 0.24831
1f37113 | MBS | 5 | 10m_138032_419x226x576.dat | 0.0990;0.0990;0.2425 | 419;226;576 | (-0.4007;75.6915;52.1152) | 80 | 7.702 | 57 | 89.156 | 60 | Varibar | [5,133] | [30,30] | 0 | 10 | 80 | normal | none | 6.3534 | 3.6014 | 22.8811 | 28.322 | 16.0544 | 454.6921 | 1.4746e-13 | 0.011647 | 0.57046 | 0.023485 | 0.0014642 | 2.2331 | 0.0089111 | 1.2931e-05 | 0.075391 | 0.0046762 | 0.43419 | 0.018214 | 0.17069 | 0.78145 | 6.9525 | 0.0063258 | 3.4042 | 0.0018191 | 0.01199 | 0.0098191 | 0.38305 | 3.5313 | 0.00019657 | 0.28337 | 0.33249 | 0.39069 | 0.20388 | 0.19325 | 0.00029538 | 1.0219 | 0.39954
1f37113 | MBS | 5 | 10m_138032_419x226x576.dat | 0.0990;0.0990;0.2425 | 419;226;576 | (-0.4007;75.6915;52.1152) | 80 | 8.502 | 60 | 89.156 | 60 | Varibar | [5,133] | [30,30] | 0 | 10 | 80 | normal | none | 6.3534 | 3.6014 | 22.8811 | 28.322 | 16.0544 | 454.6921 | 1.4381e-13 | 0.012612 | 0.6088 | 0.026086 | 0.0016582 | 2.3232 | 0.010292 | 1.6635e-05 | 0.082791 | 0.0054751 | 0.43039 | 0.020239 | 0.18206 | 0.80135 | 7.3988 | 0.0071853 | 3.4858 | 0.0021491 | 0.013416 | 0.01144 | 0.40245 | 3.5965 | 0.00018126 | 0.30022 | 0.3529 | 0.40134 | 0.21059 | 0.19543 | 0 | 1.0753 | 0.41478
1f37113 | MBS | 6 | 10m_138032_419x226x576.dat | 0.0990;0.0990;0.2425 | 419;226;576 | (-0.4007;75.6915;52.1152) | 110 | 3.9 | 52 | 89.156 | 60 | Varibar | [5,133,110] | [30,30,100] | 0 | 20 | 80 | normal | none | 6.3534 | 3.6014 | 22.8811 | 28.322 | 16.0544 | 454.6921 | 1.9721e-13 | 0.0063013 | 0.36598 | 0.015068 | 0.0009983 | 1.5998 | 0.0052456 | 1.9339e-06 | 0.04324 | 0.0027811 | 0.24796 | 0.010467 | 0.1029 | 5.6482 | 4.6985 | 0.0036177 | 2.6919 | 0.001062 | 0.0063499 | 0.005531 | 0.23474 | 2.7474 | 0.00012218 | 0.19158 | 0.21806 | 0.29282 | 0.15293 | 0.17276 | 4.482e-05 | 1.0991 | 0.54055
1f37113 | MBS | 6 | 10m_138032_419x226x576.dat | 0.0990;0.0990;0.2425 | 419;226;576 | (-0.4007;75.6915;52.1152) | 110 | 7.85 | 62 | 89.156 | 60 | Varibar | [5,133,110] | [30,30,100] | 0 | 20 | 80 | normal | none | 6.3534 | 3.6014 | 22.8811 | 28.322 | 16.0544 | 454.6921 | 1.5751e-13 | 0.010986 | 0.56212 | 0.023915 | 0.0016359 | 2.1842 | 0.0095939 | 8.8231e-05 | 0.069876 | 0.0047767 | 0.38012 | 0.018069 | 0.15644 | 8.8523 | 6.6543 | 0.0066226 | 3.319 | 0.0019801 | 0.011684 | 0.009851 | 0.34461 | 3.3609 | 0.0002622 | 0.2797 | 0.32219 | 0.37421 | 0.19806 | 0.18996 | 2.808e-05 | 1.6072 | 0.78265
1f37113 | MBS | 6 | 10m_138032_419x226x576.dat | 0.0990;0.0990;0.2425 | 419;226;576 | (-0.4007;75.6915;52.1152) | 110 | 9.9905 | 69 | 89.156 | 60 | Varibar | [5,133,110] | [30,30,100] | 0 | 20 | 80 | normal | none | 6.3534 | 3.6014 | 22.8811 | 28.322 | 16.0544 | 454.6921 | 1.5229e-13 | 0.014729 | 0.63863 | 0.028871 | 0.0020782 | 2.3956 | 0.009808 | 0.00059131 | 0.082144 | 0.0061612 | 0.43038 | 0.021959 | 0.17594 | 10.2164 | 7.3896 | 0.0085525 | 3.481 | 0.0023416 | 0.014496 | 0.012615 | 0.37927 | 3.4713 | 0.00029697 | 0.31435 | 0.36127 | 0.39692 | 0.2114 | 0.19417 | 1.4607e-05 | 1.8082 | 0.87624
1f37113 | MBS | 6 | 10m_138032_419x226x576.dat | 0.0990;0.0990;0.2425 | 419;226;576 | (-0.4007;75.6915;52.1152) | 60 | 2.5 | 38 | 89.156 | 60 | Varibar | [5,133,110] | [30,30,100] | 0 | 20 | 80 | normal | none | 6.3534 | 3.6014 | 22.8811 | 28.322 | 16.0544 | 454.6921 | 2.4638e-13 | 0.0019657 | 0.19836 | 0.0090404 | 0.00034231 | 1.1048 | 0.0019656 | 8.4287e-05 | 0.018903 | 0.00071015 | 0.14713 | 0.0037821 | 0.056798 | 2.8076 | 2.9521 | 0.00093687 | 2.2023 | 0.00032479 | 0.0020401 | 0.0016547 | 0.14117 | 2.2981 | 5.3161e-05 | 0.11714 | 0.12966 | 0.23112 | 0.11641 | 0.15939 | 3.8448e-06 | 0.6525 | 0.33178
1f37113 | MBS | 6 | 10m_138032_419x226x576.dat | 0.0990;0.0990;0.2425 | 419;226;576 | (-0.4007;75.6915;52.1152) | 60 | 5.7448 | 47 | 89.156 | 60 | Varibar | [5,133,110] | [30,30,100] | 0 | 20 | 80 | normal | none | 6.3534 | 3.6014 | 22.8811 | 28.322 | 16.0544 | 454.6921 | 1.5999e-13 | 0.0049548 | 0.44539 | 0.017758 | 0.00083219 | 1.914 | 0.0054788 | 2.1939e-05 | 0.049053 | 0.0023745 | 0.30981 | 0.010979 | 0.12753 | 6.5005 | 5.5483 | 0.0030395 | 3.1451 | 0.00094351 | 0.005948 | 0.0051367 | 0.29821 | 3.3341 | 9.9621e-05 | 0.22615 | 0.26304 | 0.35057 | 0.18115 | 0.18626 | 0 | 1.2901 | 0.63433
1f37113 | MBS | 6 | 10m_138032_419x226x576.dat | 0.0990;0.0990;0.2425 | 419;226;576 | (-0.4007;75.6915;52.1152) | 60 | 6.3535 | 49 | 89.156 | 60 | Varibar | [5,133,110] | [30,30,100] | 0 | 20 | 80 | normal | none | 6.3534 | 3.6014 | 22.8811 | 28.322 | 16.0544 | 454.6921 | 1.5276e-13 | 0.0074464 | 0.48857 | 0.018549 | 0.00094476 | 2.0288 | 0.0063242 | 1.4007e-05 | 0.055166 | 0.002746 | 0.34636 | 0.012585 | 0.13947 | 7.2821 | 6.0369 | 0.003418 | 3.2581 | 0.0011092 | 0.007267 | 0.0061115 | 0.32121 | 3.4567 | 0.00015853 | 0.24397 | 0.28563 | 0.36497 | 0.18986 | 0.18934 | 1.5947e-05 | 1.4098 | 0.69054
1f37113 | MBS | 6 | 10m_138032_419x226x576.dat | 0.0990;0.0990;0.2425 | 419;226;576 | (-0.4007;75.6915;52.1152) | 80 | 2.9 | 44 | 89.156 | 60 | Varibar | [5,133,110] | [30,30,100] | 0 | 20 | 80 | normal | none | 6.3534 | 3.6014 | 22.8811 | 28.322 | 16.0544 | 454.6921 | 2.2061e-13 | 0.0031847 | 0.26886 | 0.011486 | 0.00056232 | 1.3012 | 0.0039409 | 2.7906e-07 | 0.028848 | 0.0015464 | 0.20217 | 0.0064985 | 0.076648 | 4.0466 | 3.7311 | 0.0019168 | 2.4023 | 0.00064527 | 0.0038528 | 0.0031433 | 0.18216 | 2.488 | 1.2898e-05 | 0.14767 | 0.16718 | 0.25563 | 0.13157 | 0.16503 | 0 | 0.8453 | 0.42186
1f37113 | MBS | 6 | 10m_138032_419x226x576.dat | 0.0990;0.0990;0.2425 | 419;226;576 | (-0.4007;75.6915;52.1152) | 80 | 7.702 | 57 | 89.156 | 60 | Varibar | [5,133,110] | [30,30,100] | 0 | 20 | 80 | normal | none | 6.3534 | 3.6014 | 22.8811 | 28.322 | 16.0544 | 454.6921 | 1.4746e-13 | 0.011156 | 0.56959 | 0.023149 | 0.0014065 | 2.232 | 0.0087883 | 1.2931e-05 | 0.069742 | 0.0043259 | 0.43415 | 0.017344 | 0.1607 | 9.1206 | 6.9478 | 0.0058993 | 3.3966 | 0.0017335 | 0.010749 | 0.0089741 | 0.35701 | 3.4954 | 0.00019815 | 0.2805 | 0.32896 | 0.38329 | 0.20242 | 0.19255 | 0.00029538 | 1.6596 | 0.80634
1f37113 | MBS | 6 | 10m_138032_419x226x576.dat | 0.0990;0.0990;0.2425 | 419;226;576 | (-0.4007;75.6915;52.1152) | 80 | 8.502 | 60 | 89.156 | 60 | Varibar | [5,133,110] | [30,30,100] | 0 | 20 | 80 | normal | none | 6.3534 | 3.6014 | 22.8811 | 28.322 | 16.0544 | 454.6921 | 1.4381e-13 | 0.011448 | 0.60784 | 0.025616 | 0.001576 | 2.3216 | 0.0098743 | 1.6635e-05 | 0.076275 | 0.0050578 | 0.43039 | 0.019234 | 0.17147 | 9.8861 | 7.3932 | 0.0066457 | 3.4776 | 0.0020361 | 0.011888 | 0.010269 | 0.37428 | 3.5552 | 0.00016038 | 0.29712 | 0.34909 | 0.39447 | 0.20906 | 0.19468 | 0 | 1.77 | 0.85784
1f37113 | MBS | 1 | 15f_161053_401x236x571.dat | 0.1200;0.1200;0.2828 | 401;236;571 | (1.5217;78.0600;57.1574) | 110 | 3.9 | 52 | 92 | 60 | Varibar | [5] | [0] | 0 | 10 | 80 | normal | none | 6.037 | 12.3332 | 74.4561 | 27.7704 | 56.7328 | 1575.4915 | 1.8945e-13 | 0.073768 | 0.53783 | 0.32141 | 0.0048168 | 0.61632 | 0.070912 | 0.006452 | 0.34712 | 0.022868 | 0.73377 | 0.17712 | 0.62778 | 0.50518 | 0.73345 | 0.029654 | 0.83032 | 0.0098688 | 0.047114 | 0.057404 | 0.40072 | 0.91979 | 0.00041298 | 0.16642 | 0.18697 | 0.1527 | 0.091737 | 0.13588 | 0.00042965 | 0.28163 | 0.25666
1f37113 | MBS | 1 | 15f_161053_401x236x571.dat | 0.1200;0.1200;0.2828 | 401;236;571 | (1.5217;78.0600;57.1574) | 110 | 7.85 | 62 | 92 | 60 | Varibar | [5] | [0] | 0 | 10 | 80 | normal | none | 6.037 | 12.3332 | 74.4561 | 27.7704 | 56.7328 | 1575.4915 | 1.5134e-13 | 0.12481 | 0.79821 | 0.40175 | 0.0085629 | 0.87882 | 0.11952 | 0.0076946 | 0.52354 | 0.039469 | 0.83878 | 0.26959 | 0.84479 | 0.73292 | 0.9852 | 0.052612 | 1.0566 | 0.017253 | 0.079616 | 0.095666 | 0.59429 | 1.1562 | 0.00083653 | 0.24672 | 0.28057 | 0.2021 | 0.12063 | 0.15085 | 0.00074508 | 0.40411 | 0.35005
1f37113 | MBS | 1 | 15f_161053_401x236x571.dat | 0.1200;0.1200;0.2828 | 401;236;571 | (1.5217;78.0600;57.1574) | 110 | 9.9905 | 69 | 92 | 60 | Varibar | [5] | [0] | 0 | 10 | 80 | normal | none | 6.037 | 12.3332 | 74.4561 | 27.7704 | 56.7328 | 1575.4915 | 1.4636e-13 | 0.14114 | 0.88973 | 0.42918 | 0.010851 | 0.97316 | 0.13934 | 0.010506 | 0.58976 | 0.047468 | 0.88809 | 0.30384 | 0.90374 | 0.80822 | 1.0642 | 0.06378 | 1.1245 | 0.021225 | 0.095587 | 0.11503 | 0.67307 | 1.2148 | 0.00087361 | 0.27954 | 0.31707 | 0.21982 | 0.12976 | 0.15477 | 0.0012954 | 0.44801 | 0.38117
1f37113 | MBS | 1 | 15f_161053_401x236x571.dat | 0.1200;0.1200;0.2828 | 401;236;571 | (1.5217;78.0600;57.1574) | 60 | 2.5 | 38 | 92 | 60 | Varibar | [5] | [0] | 0 | 10 | 80 | normal | none | 6.037 | 12.3332 | 74.4561 | 27.7704 | 56.7328 | 1575.4915 | 2.3667e-13 | 0.032185 | 0.31997 | 0.25578 | 0.0013799 | 0.39941 | 0.029051 | 0.0039857 | 0.19709 | 0.0080349 | 0.62083 | 0.098747 | 0.45389 | 0.31864 | 0.53578 | 0.010375 | 0.64606 | 0.0033606 | 0.01812 | 0.022658 | 0.23143 | 0.71409 | 7.6754e-05 | 0.097977 | 0.1068 | 0.11128 | 0.068093 | 0.12361 | 0.00013849 | 0.18007 | 0.17896
1f37113 | MBS | 1 | 15f_161053_401x236x571.dat | 0.1200;0.1200;0.2828 | 401;236;571 | (1.5217;78.0600;57.1574) | 60 | 5.7448 | 47 | 92 | 60 | Varibar | [5] | [0] | 0 | 10 | 80 | normal | none | 6.037 | 12.3332 | 74.4561 | 27.7704 | 56.7328 | 1575.4915 | 1.5367e-13 | 0.085645 | 0.66897 | 0.36077 | 0.0043893 | 0.7371 | 0.078558 | 0.0075578 | 0.42976 | 0.02399 | 0.82423 | 0.21846 | 0.77582 | 0.61901 | 0.87636 | 0.03179 | 0.97241 | 0.010031 | 0.050706 | 0.062883 | 0.49559 | 1.0975 | 0.00025175 | 0.19441 | 0.22327 | 0.18016 | 0.10827 | 0.14609 | 0.00045727 | 0.33875 | 0.30657
1f37113 | MBS | 1 | 15f_161053_401x236x571.dat | 0.1200;0.1200;0.2828 | 401;236;571 | (1.5217;78.0600;57.1574) | 60 | 6.3535 | 49 | 92 | 60 | Varibar | [5] | [0] | 0 | 10 | 80 | normal | none | 6.037 | 12.3332 | 74.4561 | 27.7704 | 56.7328 | 1575.4915 | 1.4672e-13 | 0.095534 | 0.72374 | 0.37492 | 0.0050901 | 0.79408 | 0.087062 | 0.0079306 | 0.4666 | 0.027498 | 0.81977 | 0.23905 | 0.81814 | 0.67008 | 0.91806 | 0.036419 | 1.0154 | 0.011595 | 0.058065 | 0.071311 | 0.53844 | 1.1499 | 0.00031929 | 0.21071 | 0.24374 | 0.19009 | 0.11403 | 0.14924 | 0.000482 | 0.36403 | 0.32564
1f37113 | MBS | 1 | 15f_161053_401x236x571.dat | 0.1200;0.1200;0.2828 | 401;236;571 | (1.5217;78.0600;57.1574) | 80 | 2.9 | 44 | 92 | 60 | Varibar | [5] | [0] | 0 | 10 | 80 | normal | none | 6.037 | 12.3332 | 74.4561 | 27.7704 | 56.7328 | 1575.4915 | 2.1189e-13 | 0.047632 | 0.41207 | 0.28176 | 0.0027311 | 0.49241 | 0.046426 | 0.0041584 | 0.26167 | 0.014219 | 0.68138 | 0.13223 | 0.52687 | 0.39538 | 0.61465 | 0.018493 | 0.723 | 0.0060374 | 0.029788 | 0.036792 | 0.30212 | 0.79832 | 0.00014354 | 0.12591 | 0.14074 | 0.12891 | 0.077942 | 0.12858 | 0.00026113 | 0.2225 | 0.21101
1f37113 | MBS | 1 | 15f_161053_401x236x571.dat | 0.1200;0.1200;0.2828 | 401;236;571 | (1.5217;78.0600;57.1574) | 80 | 7.702 | 57 | 92 | 60 | Varibar | [5] | [0] | 0 | 10 | 80 | normal | none | 6.037 | 12.3332 | 74.4561 | 27.7704 | 56.7328 | 1575.4915 | 1.4164e-13 | 0.12382 | 0.81518 | 0.40299 | 0.0078397 | 0.89079 | 0.11316 | 0.0094198 | 0.53424 | 0.037584 | 0.88952 | 0.27594 | 0.87152 | 0.74585 | 0.99889 | 0.049686 | 1.0787 | 0.016157 | 0.076844 | 0.092475 | 0.60924 | 1.198 | 0.00056222 | 0.24582 | 0.28515 | 0.20682 | 0.123 | 0.15291 | 0.00071372 | 0.40958 | 0.35651
1f37113 | MBS | 1 | 15f_161053_401x236x571.dat | 0.1200;0.1200;0.2828 | 401;236;571 | (1.5217;78.0600;57.1574) | 80 | 8.502 | 60 | 92 | 60 | Varibar | [5] | [0] | 0 | 10 | 80 | normal | none | 6.037 | 12.3332 | 74.4561 | 27.7704 | 56.7328 | 1575.4915 | 1.3814e-13 | 0.13417 | 0.86051 | 0.41565 | 0.0087087 | 0.93254 | 0.12252 | 0.0099972 | 0.56675 | 0.041663 | 0.92335 | 0.29363 | 0.9012 | 0.7845 | 1.0404 | 0.054995 | 1.1143 | 0.018187 | 0.084271 | 0.10222 | 0.64252 | 1.234 | 0.00078392 | 0.26157 | 0.30408 | 0.21476 | 0.12759 | 0.15494 | 0.00072369 | 0.43044 | 0.37203
1f37113 | MBS | 2 | 15f_161053_401x236x571.dat | 0.1200;0.1200;0.2828 | 401;236;571 | (1.5217;78.0600;62.0192) | 110 | 3.9 | 52 | 92 | 60 | Varibar | [5] | [0] | 0 | 10 | 80 | normal | none | 6.037 | 4.1019 | 24.763 | 27.7704 | 18.8685 | 523.9859 | 2.1367e-13 | 0.0049229 | 0.31839 | 0.0099417 | 0.00046546 | 1.4571 | 0.0038033 | 0.0014273 | 0.034564 | 0.0018075 | 0.27476 | 0.007641 | 0.080089 | 0.36567 | 2.0017 | 0.0023421 | 2.2649 | 0.00076949 | 0.0043496 | 0.0037251 | 0.30457 | 2.5565 | 8.5658e-05 | 0.13748 | 0.16119 | 0.22676 | 0.11166 | 0.12973 | 4.4072e-05 | 0.45938 | 0.22898
1f37113 | MBS | 2 | 15f_161053_401x236x571.dat | 0.1200;0.1200;0.2828 | 401;236;571 | (1.5217;78.0600;62.0192) | 110 | 7.85 | 62 | 92 | 60 | Varibar | [5] | [0] | 0 | 10 | 80 | normal | none | 6.037 | 4.1019 | 24.763 | 27.7704 | 18.8685 | 523.9859 | 1.7065e-13 | 0.006749 | 0.49979 | 0.015554 | 0.00079392 | 2.0184 | 0.007127 | 0.0022054 | 0.055989 | 0.0031061 | 0.39109 | 0.013104 | 0.12063 | 0.49623 | 2.6564 | 0.0041875 | 2.8578 | 0.0013621 | 0.0077734 | 0.0067643 | 0.43153 | 3.1219 | 0.00014237 | 0.20531 | 0.24377 | 0.29082 | 0.14297 | 0.14351 | 0.00010825 | 0.62553 | 0.29983
1f37113 | MBS | 2 | 15f_161053_401x236x571.dat | 0.1200;0.1200;0.2828 | 401;236;571 | (1.5217;78.0600;62.0192) | 110 | 9.9905 | 69 | 92 | 60 | Varibar | [5] | [0] | 0 | 10 | 80 | normal | none | 6.037 | 4.1019 | 24.763 | 27.7704 | 18.8685 | 523.9859 | 1.6499e-13 | 0.0099016 | 0.57504 | 0.018473 | 0.0010374 | 2.2268 | 0.008787 | 0.0027724 | 0.066081 | 0.0040254 | 0.46314 | 0.015995 | 0.13482 | 0.53476 | 2.8461 | 0.0052922 | 3.0198 | 0.0017007 | 0.0096222 | 0.0086179 | 0.46844 | 3.2286 | 0.00023517 | 0.23246 | 0.27582 | 0.3116 | 0.15215 | 0.14681 | 0.00020291 | 0.6816 | 0.32082
1f37113 | MBS | 2 | 15f_161053_401x236x571.dat | 0.1200;0.1200;0.2828 | 401;236;571 | (1.5217;78.0600;62.0192) | 60 | 2.5 | 38 | 92 | 60 | Varibar | [5] | [0] | 0 | 10 | 80 | normal | none | 6.037 | 4.1019 | 24.763 | 27.7704 | 18.8685 | 523.9859 | 2.6697e-13 | 0.00096397 | 0.16205 | 0.005044 | 0.00018807 | 0.99191 | 0.00095295 | 0.00076859 | 0.015482 | 0.00049923 | 0.17854 | 0.0026999 | 0.045799 | 0.2587 | 1.4633 | 0.00048698 | 1.7979 | 0.0002264 | 0.001285 | 0.0010873 | 0.19683 | 2.1242 | 2.253e-05 | 0.079983 | 0.090685 | 0.17433 | 0.086393 | 0.11895 | 9.0756e-06 | 0.32167 | 0.17164
1f37113 | MBS | 2 | 15f_161053_401x236x571.dat | 0.1200;0.1200;0.2828 | 401;236;571 | (1.5217;78.0600;62.0192) | 60 | 5.7448 | 47 | 92 | 60 | Varibar | [5] | [0] | 0 | 10 | 80 | normal | none | 6.037 | 4.1019 | 24.763 | 27.7704 | 18.8685 | 523.9859 | 1.7335e-13 | 0.0041288 | 0.3801 | 0.010905 | 0.00046194 | 1.756 | 0.0027799 | 0.0021745 | 0.03986 | 0.0015142 | 0.32448 | 0.0078406 | 0.098948 | 0.44947 | 2.391 | 0.0018691 | 2.6639 | 0.00065871 | 0.0041393 | 0.0032232 | 0.38323 | 3.0941 | 6.8507e-05 | 0.16235 | 0.19347 | 0.26929 | 0.13132 | 0.13997 | 9.4235e-05 | 0.55281 | 0.27545
1f37113 | MBS | 2 | 15f_161053_401x236x571.dat | 0.1200;0.1200;0.2828 | 401;236;571 | (1.5217;78.0600;62.0192) | 60 | 6.3535 | 49 | 92 | 60 | Varibar | [5] | [0] | 0 | 10 | 80 | normal | none | 6.037 | 4.1019 | 24.763 | 27.7704 | 18.8685 | 523.9859 | 1.6552e-13 | 0.0041429 | 0.41975 | 0.011967 | 0.00053117 | 1.8539 | 0.0040159 | 0.0018337 | 0.044596 | 0.0017178 | 0.36186 | 0.0090201 | 0.10811 | 0.47288 | 2.5163 | 0.0022671 | 2.7766 | 0.00078209 | 0.004796 | 0.003954 | 0.40855 | 3.1938 | 8.5447e-05 | 0.17617 | 0.21152 | 0.28237 | 0.13735 | 0.14269 | 8.9827e-05 | 0.58323 | 0.28876
1f37113 | MBS | 2 | 15f_161053_401x236x571.dat | 0.1200;0.1200;0.2828 | 401;236;571 | (1.5217;78.0600;62.0192) | 80 | 2.9 | 44 | 92 | 60 | Varibar | [5] | [0] | 0 | 10 | 80 | normal | none | 6.037 | 4.1019 | 24.763 | 27.7704 | 18.8685 | 523.9859 | 2.3903e-13 | 0.002588 | 0.22733 | 0.0070159 | 0.00028252 | 1.1852 | 0.0024611 | 0.0010609 | 0.023635 | 0.00097976 | 0.19584 | 0.004676 | 0.060637 | 0.3046 | 1.6889 | 0.0011515 | 1.9922 | 0.0004261 | 0.0023692 | 0.0020496 | 0.2427 | 2.3129 | 5.3366e-05 | 0.10356 | 0.12055 | 0.19594 | 0.096838 | 0.12356 | 4.3777e-05 | 0.37925 | 0.19594
1f37113 | MBS | 2 | 15f_161053_401x236x571.dat | 0.1200;0.1200;0.2828 | 401;236;571 | (1.5217;78.0600;62.0192) | 80 | 7.702 | 57 | 92 | 60 | Varibar | [5] | [0] | 0 | 10 | 80 | normal | none | 6.037 | 4.1019 | 24.763 | 27.7704 | 18.8685 | 523.9859 | 1.5977e-13 | 0.0064169 | 0.50226 | 0.015191 | 0.00077432 | 2.0507 | 0.006758 | 0.0020999 | 0.056459 | 0.0028447 | 0.38635 | 0.012463 | 0.12414 | 0.50978 | 2.6991 | 0.0036664 | 2.9188 | 0.001192 | 0.007203 | 0.0061001 | 0.44875 | 3.2493 | 0.00015016 | 0.20514 | 0.24776 | 0.29889 | 0.14598 | 0.14536 | 8.0436e-05 | 0.63693 | 0.30777
1f37113 | MBS | 2 | 15f_161053_401x236x571.dat | 0.1200;0.1200;0.2828 | 401;236;571 | (1.5217;78.0600;62.0192) | 80 | 8.502 | 60 | 92 | 60 | Varibar | [5] | [0] | 0 | 10 | 80 | normal | none | 6.037 | 4.1019 | 24.763 | 27.7704 | 18.8685 | 523.9859 | 1.5581e-13 | 0.0083364 | 0.53954 | 0.016382 | 0.00080482 | 2.1377 | 0.0068692 | 0.0024914 | 0.0613 | 0.0031773 | 0.43149 | 0.013826 | 0.13165 | 0.52861 | 2.8056 | 0.0039512 | 2.9995 | 0.0013979 | 0.0081149 | 0.0071234 | 0.46978 | 3.3116 | 0.00012556 | 0.21829 | 0.2644 | 0.30783 | 0.15058 | 0.14717 | 0.00010759 | 0.66319 | 0.31837
1f37113 | MBS | 3 | 15f_161053_401x236x571.dat | 0.1200;0.1200;0.2828 | 401;236;571 | (1.5217;78.0600;62.0192) | 110 | 3.9 | 52 | 92 | 60 | Varibar | [5,133] | [30,30] | 0 | 10 | 80 | normal | none | 6.037 | 4.1019 | 24.763 | 27.7704 | 18.8685 | 523.9859 | 2.1367e-13 | 0.004841 | 0.31366 | 0.0093684 | 0.00045994 | 1.4296 | 0.0036946 | 0.0013795 | 0.033459 | 0.001755 | 0.2612 | 0.007437 | 0.078334 | 0.36214 | 8.4334 | 0.0022738 | 2.1738 | 0.00075245 | 0.0041815 | 0.0035772 | 0.29834 | 2.5353 | 8.5658e-05 | 0.13496 | 0.15783 | 0.21834 | 0.10869 | 0.12854 | 3.7719e-05 | 0.94817 | 0.28503
1f37113 | MBS | 3 | 15f_161053_401x236x571.dat | 0.1200;0.1200;0.2828 | 401;236;571 | (1.5217;78.0600;62.0192) | 110 | 7.85 | 62 | 92 | 60 | Varibar | [5,133] | [30,30] | 0 | 10 | 80 | normal | none | 6.037 | 4.1019 | 24.763 | 27.7704 | 18.8685 | 523.9859 | 1.7065e-13 | 0.0065943 | 0.49146 | 0.014613 | 0.00077124 | 1.9778 | 0.0067789 | 0.0020011 | 0.053961 | 0.0030388 | 0.38302 | 0.012735 | 0.11769 | 0.4895 | 12.6167 | 0.0041152 | 2.7376 | 0.0013295 | 0.0074405 | 0.0064812 | 0.42045 | 3.092 | 0.00013938 | 0.20114 | 0.23816 | 0.27911 | 0.13884 | 0.14172 | 0.00010292 | 1.3827 | 0.38683
1f37113 | MBS | 3 | 15f_161053_401x236x571.dat | 0.1200;0.1200;0.2828 | 401;236;571 | (1.5217;78.0600;62.0192) | 110 | 9.9905 | 69 | 92 | 60 | Varibar | [5,133] | [30,30] | 0 | 10 | 80 | normal | none | 6.037 | 4.1019 | 24.763 | 27.7704 | 18.8685 | 523.9859 | 1.6499e-13 | 0.0093198 | 0.56508 | 0.017307 | 0.0010023 | 2.1846 | 0.0084052 | 0.0025484 | 0.063457 | 0.0039012 | 0.45418 | 0.015548 | 0.1313 | 0.52802 | 14 | 0.0051154 | 2.8919 | 0.001661 | 0.0092095 | 0.0082797 | 0.45712 | 3.1913 | 0.00023409 | 0.22756 | 0.26923 | 0.29965 | 0.14778 | 0.14481 | 0.00017019 | 1.5302 | 0.41819
1f37113 | MBS | 3 | 15f_161053_401x236x571.dat | 0.1200;0.1200;0.2828 | 401;236;571 | (1.5217;78.0600;62.0192) | 60 | 2.5 | 38 | 92 | 60 | Varibar | [5,133] | [30,30] | 0 | 10 | 80 | normal | none | 6.037 | 4.1019 | 24.763 | 27.7704 | 18.8685 | 523.9859 | 2.6697e-13 | 0.00095917 | 0.16056 | 0.0048032 | 0.00018535 | 0.96992 | 0.00088774 | 0.00076012 | 0.015088 | 0.0004871 | 0.17449 | 0.0026475 | 0.045177 | 0.25705 | 4.8395 | 0.00047578 | 1.7329 | 0.00022377 | 0.0012264 | 0.0010288 | 0.19445 | 2.1122 | 2.253e-05 | 0.078934 | 0.089336 | 0.16728 | 0.084398 | 0.11826 | 9.0756e-06 | 0.57695 | 0.2008
1f37113 | MBS | 3 | 15f_161053_401x236x571.dat | 0.1200;0.1200;0.2828 | 401;236;571 | (1.5217;78.0600;62.0192) | 60 | 5.7448 | 47 | 92 | 60 | Varibar | [5,133] | [30,30] | 0 | 10 | 80 | normal | none | 6.037 | 4.1019 | 24.763 | 27.7704 | 18.8685 | 523.9859 | 1.7335e-13 | 0.0040132 | 0.37514 | 0.010327 | 0.00045448 | 1.7238 | 0.0027389 | 0.0020533 | 0.038596 | 0.0014622 | 0.31728 | 0.0076797 | 0.097114 | 0.44534 | 10.7238 | 0.0018226 | 2.5419 | 0.00064441 | 0.0039943 | 0.0030689 | 0.37651 | 3.0721 | 5.8182e-05 | 0.15946 | 0.18959 | 0.25773 | 0.12752 | 0.13858 | 9.5199e-05 | 1.1867 | 0.34848
1f37113 | MBS | 3 | 15f_161053_401x236x571.dat | 0.1200;0.1200;0.2828 | 401;236;571 | (1.5217;78.0600;62.0192) | 60 | 6.3535 | 49 | 92 | 60 | Varibar | [5,133] | [30,30] | 0 | 10 | 80 | normal | none | 6.037 | 4.1019 | 24.763 | 27.7704 | 18.8685 | 523.9859 | 1.6552e-13 | 0.0039495 | 0.41392 | 0.011262 | 0.00051899 | 1.8196 | 0.0038787 | 0.0017656 | 0.043206 | 0.0016679 | 0.35434 | 0.0088099 | 0.10594 | 0.46865 | 11.7975 | 0.0022147 | 2.6465 | 0.00075961 | 0.0045938 | 0.0038214 | 0.40027 | 3.1667 | 7.4523e-05 | 0.17287 | 0.20706 | 0.27013 | 0.13327 | 0.14113 | 9.1869e-05 | 1.2895 | 0.37007
1f37113 | MBS | 3 | 15f_161053_401x236x571.dat | 0.1200;0.1200;0.2828 | 401;236;571 | (1.5217;78.0600;62.0192) | 80 | 2.9 | 44 | 92 | 60 | Varibar | [5,133] | [30,30] | 0 | 10 | 80 | normal | none | 6.037 | 4.1019 | 24.763 | 27.7704 | 18.8685 | 523.9859 | 2.3903e-13 | 0.002565 | 0.22446 | 0.0066001 | 0.0002762 | 1.1589 | 0.0023131 | 0.001056 | 0.022877 | 0.00094922 | 0.18758 | 0.0045677 | 0.059516 | 0.30204 | 6.4687 | 0.0011126 | 1.9143 | 0.00041525 | 0.0022746 | 0.0019761 | 0.23886 | 2.2987 | 5.3186e-05 | 0.10187 | 0.11831 | 0.18809 | 0.094395 | 0.12268 | 4.3777e-05 | 0.74152 | 0.23751
1f37113 | MBS | 3 | 15f_161053_401x236x571.dat | 0.1200;0.1200;0.2828 | 401;236;571 | (1.5217;78.0600;62.0192) | 80 | 7.702 | 57 | 92 | 60 | Varibar | [5,133] | [30,30] | 0 | 10 | 80 | normal | none | 6.037 | 4.1019 | 24.763 | 27.7704 | 18.8685 | 523.9859 | 1.5977e-13 | 0.0062892 | 0.49385 | 0.014207 | 0.0007501 | 2.0096 | 0.0066629 | 0.0020987 | 0.054493 | 0.0027356 | 0.36661 | 0.012138 | 0.12118 | 0.50344 | 13.4628 | 0.0035493 | 2.7849 | 0.0011705 | 0.0069095 | 0.0057781 | 0.43814 | 3.2176 | 0.00014942 | 0.20085 | 0.24191 | 0.28626 | 0.14152 | 0.14352 | 7.7545e-05 | 1.4558 | 0.40197
1f37113 | MBS | 3 | 15f_161053_401x236x571.dat | 0.1200;0.1200;0.2828 | 401;236;571 | (1.5217;78.0600;62.0192) | 80 | 8.502 | 60 | 92 | 60 | Varibar | [5,133] | [30,30] | 0 | 10 | 80 | normal | none | 6.037 | 4.1019 | 24.763 | 27.7704 | 18.8685 | 523.9859 | 1.5581e-13 | 0.0080071 | 0.53019 | 0.015351 | 0.00078691 | 2.0964 | 0.0065599 | 0.0023601 | 0.059195 | 0.0030812 | 0.42005 | 0.013443 | 0.12833 | 0.52144 | 14.3244 | 0.0038188 | 2.8613 | 0.0013568 | 0.0076599 | 0.0068025 | 0.45843 | 3.2733 | 0.00012556 | 0.21358 | 0.25796 | 0.29534 | 0.14594 | 0.1451 | 8.8915e-05 | 1.5399 | 0.41904
1f37113 | MBS | 4 | 15f_161053_401x236x571.dat | 0.1200;0.1200;0.2828 | 401;236;571 | (1.5217;78.0600;62.0192) | 110 | 3.9 | 52 | 92 | 60 | Varibar | [5,133,110] | [30,30,100] | 0 | 20 | 80 | normal | none | 6.037 | 4.1019 | 24.763 | 27.7704 | 18.8685 | 523.9859 | 2.1367e-13 | 0.0042481 | 0.3135 | 0.0091354 | 0.00042998 | 1.4284 | 0.0034188 | 0.0013369 | 0.03072 | 0.0015926 | 0.2612 | 0.0070682 | 0.074164 | 3.2494 | 8.4203 | 0.0020307 | 2.172 | 0.00070982 | 0.0038437 | 0.0032689 | 0.28046 | 2.5063 | 8.5658e-05 | 0.13347 | 0.15633 | 0.21479 | 0.10821 | 0.12827 | 3.7719e-05 | 1.1671 | 0.42483
1f37113 | MBS | 4 | 15f_161053_401x236x571.dat | 0.1200;0.1200;0.2828 | 401;236;571 | (1.5217;78.0600;62.0192) | 110 | 7.85 | 62 | 92 | 60 | Varibar | [5,133,110] | [30,30,100] | 0 | 20 | 80 | normal | none | 6.037 | 4.1019 | 24.763 | 27.7704 | 18.8685 | 523.9859 | 1.7065e-13 | 0.0061103 | 0.49111 | 0.014183 | 0.00073907 | 1.976 | 0.0062644 | 0.0014519 | 0.049448 | 0.002798 | 0.38281 | 0.012055 | 0.11132 | 5.192 | 12.5915 | 0.0036935 | 2.7348 | 0.001252 | 0.0066834 | 0.0058841 | 0.3955 | 3.0508 | 0.00012193 | 0.19884 | 0.23581 | 0.27441 | 0.13814 | 0.14129 | 9.9281e-05 | 1.7394 | 0.61479
1f37113 | MBS | 4 | 15f_161053_401x236x571.dat | 0.1200;0.1200;0.2828 | 401;236;571 | (1.5217;78.0600;62.0192) | 110 | 9.9905 | 69 | 92 | 60 | Varibar | [5,133,110] | [30,30,100] | 0 | 20 | 80 | normal | none | 6.037 | 4.1019 | 24.763 | 27.7704 | 18.8685 | 523.9859 | 1.6499e-13 | 0.0082688 | 0.56463 | 0.016712 | 0.00095089 | 2.1821 | 0.0078506 | 0.002284 | 0.058 | 0.0035546 | 0.45418 | 0.014668 | 0.12417 | 6.0645 | 13.9721 | 0.00461 | 2.8888 | 0.0015615 | 0.0083797 | 0.0074342 | 0.42921 | 3.1534 | 0.0002278 | 0.22493 | 0.26653 | 0.29508 | 0.14699 | 0.14434 | 0.00016895 | 1.9504 | 0.68708
1f37113 | MBS | 4 | 15f_161053_401x236x571.dat | 0.1200;0.1200;0.2828 | 401;236;571 | (1.5217;78.0600;62.0192) | 60 | 2.5 | 38 | 92 | 60 | Varibar | [5,133,110] | [30,30,100] | 0 | 20 | 80 | normal | none | 6.037 | 4.1019 | 24.763 | 27.7704 | 18.8685 | 523.9859 | 2.6697e-13 | 0.00082845 | 0.16052 | 0.0047384 | 0.00018246 | 0.96914 | 0.00092789 | 0.00057044 | 0.014025 | 0.00045267 | 0.17449 | 0.0025554 | 0.042952 | 1.512 | 4.8339 | 0.00043263 | 1.732 | 0.00021725 | 0.0010776 | 0.00093378 | 0.18475 | 2.091 | 2.253e-05 | 0.078139 | 0.088586 | 0.16454 | 0.084135 | 0.1181 | 9.0756e-06 | 0.67187 | 0.26112
1f37113 | MBS | 4 | 15f_161053_401x236x571.dat | 0.1200;0.1200;0.2828 | 401;236;571 | (1.5217;78.0600;62.0192) | 60 | 5.7448 | 47 | 92 | 60 | Varibar | [5,133,110] | [30,30,100] | 0 | 20 | 80 | normal | none | 6.037 | 4.1019 | 24.763 | 27.7704 | 18.8685 | 523.9859 | 1.7335e-13 | 0.0034677 | 0.37498 | 0.010092 | 0.00044231 | 1.7225 | 0.0026506 | 0.0017324 | 0.035534 | 0.0013357 | 0.31728 | 0.0073601 | 0.091922 | 3.6121 | 10.707 | 0.0016301 | 2.5398 | 0.00062733 | 0.0036219 | 0.0027555 | 0.35549 | 3.0338 | 5.8182e-05 | 0.15767 | 0.1878 | 0.25355 | 0.12694 | 0.13825 | 9.5199e-05 | 1.4265 | 0.50141
1f37113 | MBS | 4 | 15f_161053_401x236x571.dat | 0.1200;0.1200;0.2828 | 401;236;571 | (1.5217;78.0600;62.0192) | 60 | 6.3535 | 49 | 92 | 60 | Varibar | [5,133,110] | [30,30,100] | 0 | 20 | 80 | normal | none | 6.037 | 4.1019 | 24.763 | 27.7704 | 18.8685 | 523.9859 | 1.6552e-13 | 0.003401 | 0.41372 | 0.011 | 0.00050146 | 1.8177 | 0.0036075 | 0.0015086 | 0.039701 | 0.0015209 | 0.35434 | 0.0084299 | 0.10022 | 4.0564 | 11.7794 | 0.0019449 | 2.6442 | 0.00072904 | 0.0041742 | 0.0034316 | 0.37714 | 3.1268 | 7.4523e-05 | 0.17089 | 0.20505 | 0.26555 | 0.13264 | 0.14075 | 9.1869e-05 | 1.5613 | 0.54351
1f37113 | MBS | 4 | 15f_161053_401x236x571.dat | 0.1200;0.1200;0.2828 | 401;236;571 | (1.5217;78.0600;62.0192) | 80 | 2.9 | 44 | 92 | 60 | Varibar | [5,133,110] | [30,30,100] | 0 | 20 | 80 | normal | none | 6.037 | 4.1019 | 24.763 | 27.7704 | 18.8685 | 523.9859 | 2.3903e-13 | 0.0022315 | 0.22436 | 0.0064562 | 0.00026582 | 1.1578 | 0.0021347 | 0.00083401 | 0.021033 | 0.00087329 | 0.18758 | 0.0043644 | 0.05645 | 2.2545 | 6.4587 | 0.0010031 | 1.9129 | 0.00039318 | 0.0020687 | 0.0017849 | 0.2257 | 2.2746 | 4.1532e-05 | 0.10077 | 0.11722 | 0.18531 | 0.094042 | 0.12248 | 4.3777e-05 | 0.88931 | 0.33178
1f37113 | MBS | 4 | 15f_161053_401x236x571.dat | 0.1200;0.1200;0.2828 | 401;236;571 | (1.5217;78.0600;62.0192) | 80 | 7.702 | 57 | 92 | 60 | Varibar | [5,133,110] | [30,30,100] | 0 | 20 | 80 | normal | none | 6.037 | 4.1019 | 24.763 | 27.7704 | 18.8685 | 523.9859 | 1.5977e-13 | 0.005285 | 0.49355 | 0.013808 | 0.00071761 | 2.0071 | 0.0061415 | 0.0020479 | 0.049672 | 0.0024846 | 0.36661 | 0.011506 | 0.11451 | 5.2379 | 13.4372 | 0.0031995 | 2.7821 | 0.001115 | 0.0062304 | 0.0051517 | 0.41 | 3.1723 | 0.00011927 | 0.19846 | 0.23944 | 0.28135 | 0.14077 | 0.14307 | 7.7545e-05 | 1.8145 | 0.63127
1f37113 | MBS | 4 | 15f_161053_401x236x571.dat | 0.1200;0.1200;0.2828 | 401;236;571 | (1.5217;78.0600;62.0192) | 80 | 8.502 | 60 | 92 | 60 | Varibar | [5,133,110] | [30,30,100] | 0 | 20 | 80 | normal | none | 6.037 | 4.1019 | 24.763 | 27.7704 | 18.8685 | 523.9859 | 1.5581e-13 | 0.0070611 | 0.52985 | 0.01488 | 0.0007554 | 2.0941 | 0.0061832 | 0.0021993 | 0.053952 | 0.0028436 | 0.41871 | 0.012717 | 0.12115 | 5.7201 | 14.2968 | 0.0034601 | 2.8581 | 0.001286 | 0.0069199 | 0.006182 | 0.42768 | 3.2255 | 0.00010028 | 0.211 | 0.25528 | 0.29037 | 0.14515 | 0.14463 | 8.8915e-05 | 1.934 | 0.67095
1f37113 | MBS | 5 | 15f_161053_401x236x571.dat | 0.1200;0.1200;0.2828 | 401;236;571 | (1.5217;78.0600;62.0192) | 110 | 3.9 | 52 | 92 | 60 | Varibar | [5,133] | [30,30] | 0 | 10 | 80 | normal | none | 6.037 | 4.1019 | 24.763 | 27.7704 | 18.8685 | 523.9859 | 2.1367e-13 | 0.004841 | 0.31366 | 0.0093684 | 0.00045994 | 1.4296 | 0.0036946 | 0.0013795 | 0.033459 | 0.001755 | 0.2612 | 0.007437 | 0.078334 | 0.36214 | 8.4334 | 0.0022738 | 2.1738 | 0.00075245 | 0.0041815 | 0.0035772 | 0.29834 | 2.5353 | 8.5658e-05 | 0.13496 | 0.15783 | 0.21834 | 0.10869 | 0.12854 | 3.7719e-05 | 0.94817 | 0.28503
1f37113 | MBS | 5 | 15f_161053_401x236x571.dat | 0.1200;0.1200;0.2828 | 401;236;571 | (1.5217;78.0600;62.0192) | 110 | 7.85 | 62 | 92 | 60 | Varibar | [5,133] | [30,30] | 0 | 10 | 80 | normal | none | 6.037 | 4.1019 | 24.763 | 27.7704 | 18.8685 | 523.9859 | 1.7065e-13 | 0.0065943 | 0.49146 | 0.014613 | 0.00077124 | 1.9778 | 0.0067789 | 0.0020011 | 0.053961 | 0.0030388 | 0.38302 | 0.012735 | 0.11769 | 0.4895 | 12.6167 | 0.0041152 | 2.7376 | 0.0013295 | 0.0074405 | 0.0064812 | 0.42045 | 3.092 | 0.00013938 | 0.20114 | 0.23816 | 0.27911 | 0.13884 | 0.14172 | 0.00010292 | 1.3827 | 0.38683
1f37113 | MBS | 5 | 15f_161053_401x236x571.dat | 0.1200;0.1200;0.2828 | 401;236;571 | (1.5217;78.0600;62.0192) | 110 | 9.9905 | 69 | 92 | 60 | Varibar | [5,133] | [30,30] | 0 | 10 | 80 | normal | none | 6.037 | 4.1019 | 24.763 | 27.7704 | 18.8685 | 523.9859 | 1.6499e-13 | 0.0093198 | 0.56508 | 0.017307 | 0.0010023 | 2.1846 | 0.0084052 | 0.0025484 | 0.063457 | 0.0039012 | 0.45418 | 0.015548 | 0.1313 | 0.52802 | 14 | 0.0051154 | 2.8919 | 0.001661 | 0.0092095 | 0.0082797 | 0.45712 | 3.1913 | 0.00023409 | 0.22756 | 0.26923 | 0.29965 | 0.14778 | 0.14481 | 0.00017019 | 1.5302 | 0.41819
1f37113 | MBS | 5 | 15f_161053_401x236x571.dat | 0.1200;0.1200;0.2828 | 401;236;571 | (1.5217;78.0600;62.0192) | 60 | 2.5 | 38 | 92 | 60 | Varibar | [5,133] | [30,30] | 0 | 10 | 80 | normal | none | 6.037 | 4.1019 | 24.763 | 27.7704 | 18.8685 | 523.9859 | 2.6697e-13 | 0.00095917 | 0.16056 | 0.0048032 | 0.00018535 | 0.96992 | 0.00088774 | 0.00076012 | 0.015088 | 0.0004871 | 0.17449 | 0.0026475 | 0.045177 | 0.25705 | 4.8395 | 0.00047578 | 1.7329 | 0.00022377 | 0.0012264 | 0.0010288 | 0.19445 | 2.1122 | 2.253e-05 | 0.078934 | 0.089336 | 0.16728 | 0.084398 | 0.11826 | 9.0756e-06 | 0.57695 | 0.2008
1f37113 | MBS | 5 | 15f_161053_401x236x571.dat | 0.1200;0.1200;0.2828 | 401;236;571 | (1.5217;78.0600;62.0192) | 60 | 5.7448 | 47 | 92 | 60 | Varibar | [5,133] | [30,30] | 0 | 10 | 80 | normal | none | 6.037 | 4.1019 | 24.763 | 27.7704 | 18.8685 | 523.9859 | 1.7335e-13 | 0.0040132 | 0.37514 | 0.010327 | 0.00045448 | 1.7238 | 0.0027389 | 0.0020533 | 0.038596 | 0.0014622 | 0.31728 | 0.0076797 | 0.097114 | 0.44534 | 10.7238 | 0.0018226 | 2.5419 | 0.00064441 | 0.0039943 | 0.0030689 | 0.37651 | 3.0721 | 5.8182e-05 | 0.15946 | 0.18959 | 0.25773 | 0.12752 | 0.13858 | 9.5199e-05 | 1.1867 | 0.34848
1f37113 | MBS | 5 | 15f_161053_401x236x571.dat | 0.1200;0.1200;0.2828 | 401;236;571 | (1.5217;78.0600;62.0192) | 60 | 6.3535 | 49 | 92 | 60 | Varibar | [5,133] | [30,30] | 0 | 10 | 80 | normal | none | 6.037 | 4.1019 | 24.763 | 27.7704 | 18.8685 | 523.9859 | 1.6552e-13 | 0.0039495 | 0.41392 | 0.011262 | 0.00051899 | 1.8196 | 0.0038787 | 0.0017656 | 0.043206 | 0.0016679 | 0.35434 | 0.0088099 | 0.10594 | 0.46865 | 11.7975 | 0.0022147 | 2.6465 | 0.00075961 | 0.0045938 | 0.0038214 | 0.40027 | 3.1667 | 7.4523e-05 | 0.17287 | 0.20706 | 0.27013 | 0.13327 | 0.14113 | 9.1869e-05 | 1.2895 | 0.37007
1f37113 | MBS | 5 | 15f_161053_401x236x571.dat | 0.1200;0.1200;0.2828 | 401;236;571 | (1.5217;78.0600;62.0192) | 80 | 2.9 | 44 | 92 | 60 | Varibar | [5,133] | [30,30] | 0 | 10 | 80 | normal | none | 6.037 | 4.1019 | 24.763 | 27.7704 | 18.8685 | 523.9859 | 2.3903e-13 | 0.002565 | 0.22446 | 0.0066001 | 0.0002762 | 1.1589 | 0.0023131 | 0.001056 | 0.022877 | 0.00094922 | 0.18758 | 0.0045677 | 0.059516 | 0.30204 | 6.4687 | 0.0011126 | 1.9143 | 0.00041525 | 0.0022746 | 0.0019761 | 0.23886 | 2.2987 | 5.3186e-05 | 0.10187 | 0.11831 | 0.18809 | 0.094395 | 0.12268 | 4.3777e-05 | 0.74152 | 0.23751
1f37113 | MBS | 5 | 15f_161053_401x236x571.dat | 0.1200;0.1200;0.2828 | 401;236;571 | (1.5217;78.0600;62.0192) | 80 | 7.702 | 57 | 92 | 60 | Varibar | [5,133] | [30,30] | 0 | 10 | 80 | normal | none | 6.037 | 4.1019 | 24.763 | 27.7704 | 18.8685 | 523.9859 | 1.5977e-13 | 0.0062892 | 0.49385 | 0.014207 | 0.0007501 | 2.0096 | 0.0066629 | 0.0020987 | 0.054493 | 0.0027356 | 0.36661 | 0.012138 | 0.12118 | 0.50344 | 13.4628 | 0.0035493 | 2.7849 | 0.0011711 | 0.0069095 | 0.0057781 | 0.43814 | 3.2176 | 0.00014942 | 0.20085 | 0.24191 | 0.28627 | 0.14152 | 0.14352 | 7.7545e-05 | 1.4558 | 0.40197
1f37113 | MBS | 5 | 15f_161053_401x236x571.dat | 0.1200;0.1200;0.2828 | 401;236;571 | (1.5217;78.0600;62.0192) | 80 | 8.502 | 60 | 92 | 60 | Varibar | [5,133] | [30,30] | 0 | 10 | 80 | normal | none | 6.037 | 4.1019 | 24.763 | 27.7704 | 18.8685 | 523.9859 | 1.5581e-13 | 0.0080071 | 0.53019 | 0.015351 | 0.00078691 | 2.0964 | 0.0065599 | 0.0023601 | 0.059195 | 0.0030812 | 0.42005 | 0.013444 | 0.12833 | 0.52144 | 14.3237 | 0.0038188 | 2.8613 | 0.0013568 | 0.0076599 | 0.0068025 | 0.45843 | 3.2733 | 0.00012556 | 0.21358 | 0.25796 | 0.29534 | 0.14594 | 0.1451 | 8.8915e-05 | 1.5399 | 0.41904
1f37113 | MBS | 6 | 15f_161053_401x236x571.dat | 0.1200;0.1200;0.2828 | 401;236;571 | (1.5217;78.0600;62.0192) | 110 | 3.9 | 52 | 92 | 60 | Varibar | [5,133,110] | [30,30,100] | 0 | 20 | 80 | normal | none | 6.037 | 4.1019 | 24.763 | 27.7704 | 18.8685 | 523.9859 | 2.1367e-13 | 0.0042481 | 0.3135 | 0.0091354 | 0.00042998 | 1.4284 | 0.0034188 | 0.0013369 | 0.03072 | 0.0015926 | 0.2612 | 0.0070682 | 0.074164 | 3.2494 | 8.4203 | 0.0020307 | 2.172 | 0.00070982 | 0.0038437 | 0.0032689 | 0.28046 | 2.5063 | 8.5658e-05 | 0.13347 | 0.15633 | 0.21479 | 0.10821 | 0.12827 | 3.7719e-05 | 1.1671 | 0.42483
1f37113 | MBS | 6 | 15f_161053_401x236x571.dat | 0.1200;0.1200;0.2828 | 401;236;571 | (1.5217;78.0600;62.0192) | 110 | 7.85 | 62 | 92 | 60 | Varibar | [5,133,110] | [30,30,100] | 0 | 20 | 80 | normal | none | 6.037 | 4.1019 | 24.763 | 27.7704 | 18.8685 | 523.9859 | 1.7065e-13 | 0.0061103 | 0.49111 | 0.014183 | 0.00073907 | 1.976 | 0.0062644 | 0.0014519 | 0.049448 | 0.002798 | 0.38281 | 0.012055 | 0.11132 | 5.192 | 12.5915 | 0.0036935 | 2.7348 | 0.001252 | 0.0066834 | 0.0058841 | 0.3955 | 3.0508 | 0.00012193 | 0.19884 | 0.23581 | 0.27441 | 0.13814 | 0.14129 | 9.9281e-05 | 1.7394 | 0.61479
1f37113 | MBS | 6 | 15f_161053_401x236x571.dat | 0.1200;0.1200;0.2828 | 401;236;571 | (1.5217;78.0600;62.0192) | 110 | 9.9905 | 69 | 92 | 60 | Varibar | [5,133,110] | [30,30,100] | 0 | 20 | 80 | normal | none | 6.037 | 4.1019 | 24.763 | 27.7704 | 18.8685 | 523.9859 | 1.6499e-13 | 0.0082688 | 0.56463 | 0.016712 | 0.00095089 | 2.1821 | 0.0078506 | 0.002284 | 0.058 | 0.0035546 | 0.45418 | 0.014668 | 0.12417 | 6.0645 | 13.9721 | 0.00461 | 2.8888 | 0.0015615 | 0.0083797 | 0.0074342 | 0.42921 | 3.1534 | 0.0002278 | 0.22493 | 0.26653 | 0.29508 | 0.14699 | 0.14434 | 0.00016895 | 1.9504 | 0.68708
1f37113 | MBS | 6 | 15f_161053_401x236x571.dat | 0.1200;0.1200;0.2828 | 401;236;571 | (1.5217;78.0600;62.0192) | 60 | 2.5 | 38 | 92 | 60 | Varibar | [5,133,110] | [30,30,100] | 0 | 20 | 80 | normal | none | 6.037 | 4.1019 | 24.763 | 27.7704 | 18.8685 | 523.9859 | 2.6697e-13 | 0.00082845 | 0.16052 | 0.0047384 | 0.00018246 | 0.96914 | 0.00092789 | 0.00057044 | 0.014025 | 0.00045267 | 0.17449 | 0.0025554 | 0.042952 | 1.512 | 4.8339 | 0.00043263 | 1.732 | 0.00021725 | 0.0010776 | 0.00093378 | 0.18475 | 2.091 | 2.253e-05 | 0.078139 | 0.088586 | 0.16454 | 0.084135 | 0.1181 | 9.0756e-06 | 0.67187 | 0.26112
1f37113 | MBS | 6 | 15f_161053_401x236x571.dat | 0.1200;0.1200;0.2828 | 401;236;571 | (1.5217;78.0600;62.0192) | 60 | 5.7448 | 47 | 92 | 60 | Varibar | [5,133,110] | [30,30,100] | 0 | 20 | 80 | normal | none | 6.037 | 4.1019 | 24.763 | 27.7704 | 18.8685 | 523.9859 | 1.7335e-13 | 0.0034677 | 0.37498 | 0.010092 | 0.00044231 | 1.7225 | 0.0026506 | 0.0017324 | 0.035534 | 0.0013357 | 0.31728 | 0.0073601 | 0.091922 | 3.6121 | 10.707 | 0.0016301 | 2.5398 | 0.00062733 | 0.0036219 | 0.0027555 | 0.35549 | 3.0338 | 5.8182e-05 | 0.15767 | 0.1878 | 0.25355 | 0.12694 | 0.13825 | 9.5199e-05 | 1.4265 | 0.50141
1f37113 | MBS | 6 | 15f_161053_401x236x571.dat | 0.1200;0.1200;0.2828 | 401;236;571 | (1.5217;78.0600;62.0192) | 60 | 6.3535 | 49 | 92 | 60 | Varibar | [5,133,110] | [30,30,100] | 0 | 20 | 80 | normal | none | 6.037 | 4.1019 | 24.763 | 27.7704 | 18.8685 | 523.9859 | 1.6552e-13 | 0.003401 | 0.41372 | 0.011 | 0.00050146 | 1.8177 | 0.0036075 | 0.0015086 | 0.039701 | 0.0015209 | 0.35434 | 0.0084299 | 0.10022 | 4.0564 | 11.7794 | 0.0019449 | 2.6442 | 0.00072904 | 0.0041742 | 0.0034316 | 0.37714 | 3.1268 | 7.4523e-05 | 0.17089 | 0.20505 | 0.26555 | 0.13264 | 0.14075 | 9.1869e-05 | 1.5613 | 0.54351
1f37113 | MBS | 6 | 15f_161053_401x236x571.dat | 0.1200;0.1200;0.2828 | 401;236;571 | (1.5217;78.0600;62.0192) | 80 | 2.9 | 44 | 92 | 60 | Varibar | [5,133,110] | [30,30,100] | 0 | 20 | 80 | normal | none | 6.037 | 4.1019 | 24.763 | 27.7704 | 18.8685 | 523.9859 | 2.3903e-13 | 0.0022315 | 0.22436 | 0.0064562 | 0.00026582 | 1.1578 | 0.0021347 | 0.00083401 | 0.021033 | 0.00087329 | 0.18758 | 0.0043644 | 0.05645 | 2.2545 | 6.4587 | 0.0010031 | 1.9129 | 0.00039318 | 0.0020687 | 0.0017849 | 0.2257 | 2.2746 | 4.1532e-05 | 0.10077 | 0.11722 | 0.18531 | 0.094042 | 0.12248 | 4.3777e-05 | 0.88931 | 0.33178
1f37113 | MBS | 6 | 15f_161053_401x236x571.dat | 0.1200;0.1200;0.2828 | 401;236;571 | (1.5217;78.0600;62.0192) | 80 | 7.702 | 57 | 92 | 60 | Varibar | [5,133,110] | [30,30,100] | 0 | 20 | 80 | normal | none | 6.037 | 4.1019 | 24.763 | 27.7704 | 18.8685 | 523.9859 | 1.5977e-13 | 0.005285 | 0.49355 | 0.013808 | 0.00071761 | 2.0071 | 0.0061415 | 0.0020479 | 0.049672 | 0.0024846 | 0.36661 | 0.011506 | 0.11451 | 5.2379 | 13.4372 | 0.0031995 | 2.7821 | 0.001115 | 0.0062304 | 0.0051517 | 0.41 | 3.1723 | 0.00011927 | 0.19846 | 0.23944 | 0.28135 | 0.14077 | 0.14307 | 7.7545e-05 | 1.8145 | 0.63127
1f37113 | MBS | 6 | 15f_161053_401x236x571.dat | 0.1200;0.1200;0.2828 | 401;236;571 | (1.5217;78.0600;62.0192) | 80 | 8.502 | 60 | 92 | 60 | Varibar | [5,133,110] | [30,30,100] | 0 | 20 | 80 | normal | none | 6.037 | 4.1019 | 24.763 | 27.7704 | 18.8685 | 523.9859 | 1.5581e-13 | 0.0070611 | 0.52985 | 0.01488 | 0.0007554 | 2.0941 | 0.0061832 | 0.0021993 | 0.053952 | 0.0028436 | 0.41871 | 0.012717 | 0.12115 | 5.7201 | 14.2968 | 0.0034601 | 2.8581 | 0.001286 | 0.0069199 | 0.006182 | 0.42768 | 3.2255 | 0.00010028 | 0.211 | 0.25528 | 0.29037 | 0.14515 | 0.14463 | 8.8915e-05 | 1.934 | 0.67095
1f37113 | MBS | 1 | 15m_167056_407x225x586.dat | 0.1250;0.1250;0.2832 | 407;225;586 | (2.0621;81.1875;58.2071) | 110 | 3.9 | 52 | 95.25 | 60 | Varibar | [5] | [0] | 0 | 10 | 80 | normal | none | 6.042 | 12.4684 | 75.3336 | 28.7748 | 59.3808 | 1708.6712 | 1.8844e-13 | 0.073902 | 0.46486 | 0.4756 | 0.0036345 | 0.53741 | 0.052985 | 0.00013349 | 0.26272 | 0.0215 | 0.65321 | 0.12841 | 0.51043 | 0.37371 | 0.69147 | 0.019988 | 0.69869 | 0.0069407 | 0.032629 | 0.044795 | 0.26249 | 0.48663 | 0.00046379 | 0.14405 | 0.15309 | 0.14415 | 0.086479 | 0.13665 | 3.9568e-05 | 0.23571 | 0.22382
1f37113 | MBS | 1 | 15m_167056_407x225x586.dat | 0.1250;0.1250;0.2832 | 407;225;586 | (2.0621;81.1875;58.2071) | 110 | 7.85 | 62 | 95.25 | 60 | Varibar | [5] | [0] | 0 | 10 | 80 | normal | none | 6.042 | 12.4684 | 75.3336 | 28.7748 | 59.3808 | 1708.6712 | 1.5054e-13 | 0.12017 | 0.69809 | 0.5699 | 0.0065726 | 0.75595 | 0.088176 | 0.00024206 | 0.4055 | 0.036829 | 0.7786 | 0.19858 | 0.70301 | 0.55291 | 0.88987 | 0.035682 | 0.90734 | 0.011967 | 0.055287 | 0.074725 | 0.41223 | 0.68128 | 0.00087552 | 0.21545 | 0.23139 | 0.18899 | 0.11456 | 0.1516 | 0.00053668 | 0.33518 | 0.30583
1f37113 | MBS | 1 | 15m_167056_407x225x586.dat | 0.1250;0.1250;0.2832 | 407;225;586 | (2.0621;81.1875;58.2071) | 110 | 9.9905 | 69 | 95.25 | 60 | Varibar | [5] | [0] | 0 | 10 | 80 | normal | none | 6.042 | 12.4684 | 75.3336 | 28.7748 | 59.3808 | 1708.6712 | 1.4558e-13 | 0.1408 | 0.78306 | 0.60297 | 0.008148 | 0.83781 | 0.1022 | 0.0002862 | 0.46118 | 0.044665 | 0.84873 | 0.22572 | 0.7593 | 0.62296 | 0.9596 | 0.04407 | 0.97993 | 0.014928 | 0.067757 | 0.09054 | 0.46973 | 0.73484 | 0.0010025 | 0.24534 | 0.26291 | 0.20483 | 0.12357 | 0.15567 | 0.00048675 | 0.37305 | 0.33474
1f37113 | MBS | 1 | 15m_167056_407x225x586.dat | 0.1250;0.1250;0.2832 | 407;225;586 | (2.0621;81.1875;58.2071) | 60 | 2.5 | 38 | 95.25 | 60 | Varibar | [5] | [0] | 0 | 10 | 80 | normal | none | 6.042 | 12.4684 | 75.3336 | 28.7748 | 59.3808 | 1708.6712 | 2.354e-13 | 0.033468 | 0.26849 | 0.39785 | 0.0010438 | 0.35512 | 0.020095 | 4.1782e-05 | 0.14008 | 0.007779 | 0.58385 | 0.068011 | 0.35407 | 0.21667 | 0.52642 | 0.0065288 | 0.52837 | 0.0022079 | 0.011595 | 0.017743 | 0.13604 | 0.34111 | 0.00012298 | 0.083033 | 0.085861 | 0.10688 | 0.063475 | 0.12467 | 5.7357e-05 | 0.15137 | 0.15573
1f37113 | MBS | 1 | 15m_167056_407x225x586.dat | 0.1250;0.1250;0.2832 | 407;225;586 | (2.0621;81.1875;58.2071) | 60 | 5.7448 | 47 | 95.25 | 60 | Varibar | [5] | [0] | 0 | 10 | 80 | normal | none | 6.042 | 12.4684 | 75.3336 | 28.7748 | 59.3808 | 1708.6712 | 1.5285e-13 | 0.086816 | 0.57472 | 0.51331 | 0.0032295 | 0.62583 | 0.057255 | 0.00011211 | 0.31971 | 0.022628 | 0.74719 | 0.1566 | 0.6369 | 0.45049 | 0.7943 | 0.019921 | 0.82322 | 0.006783 | 0.033867 | 0.04932 | 0.31877 | 0.61618 | 0.00033071 | 0.1669 | 0.18078 | 0.17004 | 0.10209 | 0.14711 | 0.00011461 | 0.27645 | 0.26374
1f37113 | MBS | 1 | 15m_167056_407x225x586.dat | 0.1250;0.1250;0.2832 | 407;225;586 | (2.0621;81.1875;58.2071) | 60 | 6.3535 | 49 | 95.25 | 60 | Varibar | [5] | [0] | 0 | 10 | 80 | normal | none | 6.042 | 12.4684 | 75.3336 | 28.7748 | 59.3808 | 1708.6712 | 1.4594e-13 | 0.095804 | 0.62437 | 0.53203 | 0.0037852 | 0.66754 | 0.065824 | 7.7516e-05 | 0.35016 | 0.026118 | 0.73391 | 0.17247 | 0.67479 | 0.48779 | 0.83902 | 0.023471 | 0.863 | 0.0077043 | 0.038855 | 0.055909 | 0.35161 | 0.64558 | 0.00027193 | 0.18135 | 0.19773 | 0.17902 | 0.10767 | 0.14978 | 0.0003764 | 0.29707 | 0.27999
1f37113 | MBS | 1 | 15m_167056_407x225x586.dat | 0.1250;0.1250;0.2832 | 407;225;586 | (2.0621;81.1875;58.2071) | 80 | 2.9 | 44 | 95.25 | 60 | Varibar | [5] | [0] | 0 | 10 | 80 | normal | none | 6.042 | 12.4684 | 75.3336 | 28.7748 | 59.3808 | 1708.6712 | 2.1076e-13 | 0.050451 | 0.3511 | 0.42505 | 0.0019246 | 0.42894 | 0.034781 | 6.8025e-05 | 0.19137 | 0.013346 | 0.59912 | 0.093737 | 0.42062 | 0.27957 | 0.59205 | 0.012045 | 0.59897 | 0.0040684 | 0.019896 | 0.028917 | 0.19031 | 0.40265 | 0.00013888 | 0.10784 | 0.11411 | 0.12258 | 0.073036 | 0.12962 | 0.00016571 | 0.18597 | 0.18342
1f37113 | MBS | 1 | 15m_167056_407x225x586.dat | 0.1250;0.1250;0.2832 | 407;225;586 | (2.0621;81.1875;58.2071) | 80 | 7.702 | 57 | 95.25 | 60 | Varibar | [5] | [0] | 0 | 10 | 80 | normal | none | 6.042 | 12.4684 | 75.3336 | 28.7748 | 59.3808 | 1708.6712 | 1.4089e-13 | 0.11813 | 0.71028 | 0.56728 | 0.0059329 | 0.75833 | 0.089155 | 0.00020669 | 0.41014 | 0.035206 | 0.78778 | 0.20238 | 0.72625 | 0.55696 | 0.90866 | 0.033379 | 0.9252 | 0.011135 | 0.052698 | 0.072007 | 0.41564 | 0.69904 | 0.00055521 | 0.21371 | 0.23371 | 0.19336 | 0.11666 | 0.15351 | 0.00025578 | 0.33802 | 0.30938
1f37113 | MBS | 1 | 15m_167056_407x225x586.dat | 0.1250;0.1250;0.2832 | 407;225;586 | (2.0621;81.1875;58.2071) | 80 | 8.502 | 60 | 95.25 | 60 | Varibar | [5] | [0] | 0 | 10 | 80 | normal | none | 6.042 | 12.4684 | 75.3336 | 28.7748 | 59.3808 | 1708.6712 | 1.3741e-13 | 0.12926 | 0.75199 | 0.58561 | 0.0067017 | 0.79653 | 0.096035 | 0.00031052 | 0.4376 | 0.038955 | 0.8073 | 0.21643 | 0.75381 | 0.59393 | 0.94164 | 0.03708 | 0.95969 | 0.012806 | 0.058547 | 0.07966 | 0.44283 | 0.73263 | 0.00064306 | 0.22793 | 0.24979 | 0.19909 | 0.12118 | 0.15558 | 0.00012913 | 0.35621 | 0.32413
1f37113 | MBS | 2 | 15m_167056_407x225x586.dat | 0.1250;0.1250;0.2832 | 407;225;586 | (2.0621;81.1875;64.1743) | 110 | 3.9 | 52 | 95.25 | 60 | Varibar | [5] | [0] | 0 | 10 | 80 | normal | none | 6.042 | 3.9851 | 24.0778 | 28.7748 | 18.979 | 546.1178 | 2.112e-13 | 0.0035449 | 0.26828 | 0.0067954 | 0.00033366 | 1.3478 | 0.0023379 | 4.6335e-05 | 0.026293 | 0.001209 | 0.19122 | 0.0041975 | 0.064677 | 0.30032 | 1.9941 | 0.0012193 | 1.9996 | 0.00048811 | 0.0025804 | 0.0025495 | 0.18033 | 1.5548 | 4.0774e-05 | 0.14139 | 0.16108 | 0.21677 | 0.079262 | 0.11777 | 0.00010463 | 0.42316 | 0.17651
1f37113 | MBS | 2 | 15m_167056_407x225x586.dat | 0.1250;0.1250;0.2832 | 407;225;586 | (2.0621;81.1875;64.1743) | 110 | 7.85 | 62 | 95.25 | 60 | Varibar | [5] | [0] | 0 | 10 | 80 | normal | none | 6.042 | 3.9851 | 24.0778 | 28.7748 | 18.979 | 546.1178 | 1.6867e-13 | 0.0062487 | 0.42923 | 0.0098349 | 0.00059701 | 1.8375 | 0.004353 | 6.8416e-05 | 0.043905 | 0.0022013 | 0.28091 | 0.0073888 | 0.099796 | 0.41835 | 2.5534 | 0.0023301 | 2.5743 | 0.00079585 | 0.0045332 | 0.0043946 | 0.27356 | 2.0212 | 0.0001101 | 0.21274 | 0.24508 | 0.28508 | 0.10332 | 0.13007 | 0.00011443 | 0.56676 | 0.23897
1f37113 | MBS | 2 | 15m_167056_407x225x586.dat | 0.1250;0.1250;0.2832 | 407;225;586 | (2.0621;81.1875;64.1743) | 110 | 9.9905 | 69 | 95.25 | 60 | Varibar | [5] | [0] | 0 | 10 | 80 | normal | none | 6.042 | 3.9851 | 24.0778 | 28.7748 | 18.979 | 546.1178 | 1.6308e-13 | 0.0074048 | 0.50031 | 0.012143 | 0.00070547 | 2.0242 | 0.0055191 | 7.1068e-05 | 0.052396 | 0.0027846 | 0.34323 | 0.0090953 | 0.11318 | 0.45968 | 2.7418 | 0.0030377 | 2.7535 | 0.0010191 | 0.0060075 | 0.0056191 | 0.30465 | 2.1233 | 0.00019512 | 0.24256 | 0.27917 | 0.30341 | 0.11084 | 0.13358 | 0 | 0.61845 | 0.25948
1f37113 | MBS | 2 | 15m_167056_407x225x586.dat | 0.1250;0.1250;0.2832 | 407;225;586 | (2.0621;81.1875;64.1743) | 60 | 2.5 | 38 | 95.25 | 60 | Varibar | [5] | [0] | 0 | 10 | 80 | normal | none | 6.042 | 3.9851 | 24.0778 | 28.7748 | 18.979 | 546.1178 | 2.6389e-13 | 0.0010994 | 0.12832 | 0.003819 | 0.00012624 | 0.93671 | 0.00055526 | 1.4621e-06 | 0.010618 | 0.00033912 | 0.10601 | 0.0012905 | 0.034799 | 0.20188 | 1.5377 | 0.00030391 | 1.5345 | 0.00013173 | 0.00067743 | 0.00064765 | 0.1011 | 1.1854 | 7.5913e-06 | 0.08043 | 0.088896 | 0.16471 | 0.059775 | 0.10779 | 0 | 0.30396 | 0.12499
1f37113 | MBS | 2 | 15m_167056_407x225x586.dat | 0.1250;0.1250;0.2832 | 407;225;586 | (2.0621;81.1875;64.1743) | 60 | 5.7448 | 47 | 95.25 | 60 | Varibar | [5] | [0] | 0 | 10 | 80 | normal | none | 6.042 | 3.9851 | 24.0778 | 28.7748 | 18.979 | 546.1178 | 1.7134e-13 | 0.0035758 | 0.31249 | 0.0068639 | 0.00029054 | 1.5541 | 0.0019212 | 3.9939e-05 | 0.028478 | 0.0010294 | 0.23676 | 0.0039573 | 0.079039 | 0.36865 | 2.2938 | 0.0010209 | 2.359 | 0.00037926 | 0.0022568 | 0.0021914 | 0.22489 | 1.9226 | 6.233e-05 | 0.16494 | 0.19075 | 0.2595 | 0.093168 | 0.12655 | 0.00011775 | 0.4911 | 0.21103
1f37113 | MBS | 2 | 15m_167056_407x225x586.dat | 0.1250;0.1250;0.2832 | 407;225;586 | (2.0621;81.1875;64.1743) | 60 | 6.3535 | 49 | 95.25 | 60 | Varibar | [5] | [0] | 0 | 10 | 80 | normal | none | 6.042 | 3.9851 | 24.0778 | 28.7748 | 18.979 | 546.1178 | 1.636e-13 | 0.0040192 | 0.34771 | 0.0073441 | 0.00035022 | 1.657 | 0.0026385 | 4.273e-05 | 0.032997 | 0.0012168 | 0.23663 | 0.0046391 | 0.086723 | 0.39397 | 2.397 | 0.0011375 | 2.4697 | 0.00042891 | 0.0026345 | 0.0024858 | 0.24568 | 2.0049 | 8.8453e-05 | 0.17943 | 0.20896 | 0.27169 | 0.09783 | 0.12876 | 1.2485e-05 | 0.52017 | 0.22328
1f37113 | MBS | 2 | 15m_167056_407x225x586.dat | 0.1250;0.1250;0.2832 | 407;225;586 | (2.0621;81.1875;64.1743) | 80 | 2.9 | 44 | 95.25 | 60 | Varibar | [5] | [0] | 0 | 10 | 80 | normal | none | 6.042 | 3.9851 | 24.0778 | 28.7748 | 18.979 | 546.1178 | 2.3626e-13 | 0.0017815 | 0.18634 | 0.0047625 | 0.00020389 | 1.1 | 0.0013099 | 1.4237e-05 | 0.017031 | 0.00060911 | 0.15072 | 0.0024114 | 0.047773 | 0.24391 | 1.7082 | 0.00061317 | 1.727 | 0.00026385 | 0.0014571 | 0.0013275 | 0.13637 | 1.3423 | 3.1911e-05 | 0.10532 | 0.11926 | 0.18524 | 0.067822 | 0.11207 | 0 | 0.35098 | 0.14624
1f37113 | MBS | 2 | 15m_167056_407x225x586.dat | 0.1250;0.1250;0.2832 | 407;225;586 | (2.0621;81.1875;64.1743) | 80 | 7.702 | 57 | 95.25 | 60 | Varibar | [5] | [0] | 0 | 10 | 80 | normal | none | 6.042 | 3.9851 | 24.0778 | 28.7748 | 18.979 | 546.1178 | 1.5792e-13 | 0.0055338 | 0.42624 | 0.0093757 | 0.00055743 | 1.8464 | 0.0034523 | 6.2422e-05 | 0.043051 | 0.0019758 | 0.26914 | 0.0067934 | 0.10181 | 0.43102 | 2.5908 | 0.0019651 | 2.6315 | 0.00072088 | 0.0041931 | 0.004057 | 0.28077 | 2.0997 | 0.00012733 | 0.21141 | 0.24749 | 0.29122 | 0.1052 | 0.13173 | 0 | 0.5729 | 0.24389
1f37113 | MBS | 2 | 15m_167056_407x225x586.dat | 0.1250;0.1250;0.2832 | 407;225;586 | (2.0621;81.1875;64.1743) | 80 | 8.502 | 60 | 95.25 | 60 | Varibar | [5] | [0] | 0 | 10 | 80 | normal | none | 6.042 | 3.9851 | 24.0778 | 28.7748 | 18.979 | 546.1178 | 1.5401e-13 | 0.006734 | 0.46092 | 0.010516 | 0.00055203 | 1.9219 | 0.0047955 | 6.0638e-05 | 0.047432 | 0.0022331 | 0.30053 | 0.0076314 | 0.10888 | 0.44912 | 2.6856 | 0.0021615 | 2.7162 | 0.00081489 | 0.0045295 | 0.0047207 | 0.2984 | 2.1443 | 9.6585e-05 | 0.22569 | 0.26487 | 0.30048 | 0.10896 | 0.13329 | 1.9846e-05 | 0.59614 | 0.25338
1f37113 | MBS | 3 | 15m_167056_407x225x586.dat | 0.1250;0.1250;0.2832 | 407;225;586 | (2.0621;81.1875;64.1743) | 110 | 3.9 | 52 | 95.25 | 60 | Varibar | [5,133] | [30,30] | 0 | 10 | 80 | normal | none | 6.042 | 3.9851 | 24.0778 | 28.7748 | 18.979 | 546.1178 | 2.112e-13 | 0.0035969 | 0.26473 | 0.0062366 | 0.00032669 | 1.3265 | 0.0023113 | 4.6335e-05 | 0.025408 | 0.0011836 | 0.18773 | 0.004104 | 0.063332 | 0.29663 | 7.2371 | 0.0011723 | 1.8978 | 0.00047367 | 0.0024662 | 0.0024576 | 0.17592 | 1.5381 | 3.4245e-05 | 0.13871 | 0.15761 | 0.21064 | 0.077461 | 0.11679 | 0.00010463 | 0.82189 | 0.22188
1f37113 | MBS | 3 | 15m_167056_407x225x586.dat | 0.1250;0.1250;0.2832 | 407;225;586 | (2.0621;81.1875;64.1743) | 110 | 7.85 | 62 | 95.25 | 60 | Varibar | [5,133] | [30,30] | 0 | 10 | 80 | normal | none | 6.042 | 3.9851 | 24.0778 | 28.7748 | 18.979 | 546.1178 | 1.6867e-13 | 0.0059873 | 0.42287 | 0.0093505 | 0.00057949 | 1.8025 | 0.0043145 | 7.1368e-05 | 0.042474 | 0.00216 | 0.27517 | 0.0072174 | 0.097448 | 0.41228 | 10.6584 | 0.0022651 | 2.4345 | 0.00077718 | 0.0043325 | 0.0041958 | 0.26603 | 1.9963 | 0.00010855 | 0.20834 | 0.23931 | 0.27676 | 0.10077 | 0.12855 | 0.00011443 | 1.1828 | 0.30922
1f37113 | MBS | 3 | 15m_167056_407x225x586.dat | 0.1250;0.1250;0.2832 | 407;225;586 | (2.0621;81.1875;64.1743) | 110 | 9.9905 | 69 | 95.25 | 60 | Varibar | [5,133] | [30,30] | 0 | 10 | 80 | normal | none | 6.042 | 3.9851 | 24.0778 | 28.7748 | 18.979 | 546.1178 | 1.6308e-13 | 0.0071258 | 0.49253 | 0.011572 | 0.00067419 | 1.9887 | 0.0052528 | 7.211e-05 | 0.050698 | 0.0027131 | 0.33341 | 0.0088844 | 0.1104 | 0.45234 | 11.824 | 0.0029663 | 2.6058 | 0.00098532 | 0.0057375 | 0.005426 | 0.29633 | 2.0949 | 0.0001817 | 0.2374 | 0.27242 | 0.29479 | 0.10808 | 0.1318 | 0 | 1.3094 | 0.33827
1f37113 | MBS | 3 | 15m_167056_407x225x586.dat | 0.1250;0.1250;0.2832 | 407;225;586 | (2.0621;81.1875;64.1743) | 60 | 2.5 | 38 | 95.25 | 60 | Varibar | [5,133] | [30,30] | 0 | 10 | 80 | normal | none | 6.042 | 3.9851 | 24.0778 | 28.7748 | 18.979 | 546.1178 | 2.6389e-13 | 0.0010525 | 0.12734 | 0.0035807 | 0.00012423 | 0.92034 | 0.00055526 | 1.4621e-06 | 0.010411 | 0.00033364 | 0.10558 | 0.0012737 | 0.034314 | 0.20012 | 4.2555 | 0.00029955 | 1.4636 | 0.00013169 | 0.00066258 | 0.00062294 | 0.099544 | 1.1766 | 7.5913e-06 | 0.079313 | 0.087491 | 0.1598 | 0.058606 | 0.10721 | 0 | 0.50976 | 0.1483
1f37113 | MBS | 3 | 15m_167056_407x225x586.dat | 0.1250;0.1250;0.2832 | 407;225;586 | (2.0621;81.1875;64.1743) | 60 | 5.7448 | 47 | 95.25 | 60 | Varibar | [5,133] | [30,30] | 0 | 10 | 80 | normal | none | 6.042 | 3.9851 | 24.0778 | 28.7748 | 18.979 | 546.1178 | 1.7134e-13 | 0.0033849 | 0.30908 | 0.0064712 | 0.00028955 | 1.5248 | 0.0019499 | 3.9939e-05 | 0.027737 | 0.0010076 | 0.2322 | 0.0038788 | 0.077586 | 0.36458 | 9.0817 | 0.00099063 | 2.2201 | 0.00036955 | 0.0021647 | 0.0021249 | 0.22045 | 1.9055 | 6.233e-05 | 0.16188 | 0.18672 | 0.25152 | 0.0909 | 0.12532 | 0.00011775 | 1.0072 | 0.27005
1f37113 | MBS | 3 | 15m_167056_407x225x586.dat | 0.1250;0.1250;0.2832 | 407;225;586 | (2.0621;81.1875;64.1743) | 60 | 6.3535 | 49 | 95.25 | 60 | Varibar | [5,133] | [30,30] | 0 | 10 | 80 | normal | none | 6.042 | 3.9851 | 24.0778 | 28.7748 | 18.979 | 546.1178 | 1.636e-13 | 0.003909 | 0.3436 | 0.0069773 | 0.00034954 | 1.6291 | 0.0027008 | 4.273e-05 | 0.032035 | 0.0011999 | 0.23165 | 0.0045472 | 0.08506 | 0.38896 | 9.9657 | 0.0011218 | 2.3207 | 0.00042036 | 0.0025184 | 0.0024466 | 0.24009 | 1.9864 | 8.8453e-05 | 0.17593 | 0.20433 | 0.26299 | 0.095378 | 0.12745 | 1.2485e-05 | 1.0963 | 0.28921
1f37113 | MBS | 3 | 15m_167056_407x225x586.dat | 0.1250;0.1250;0.2832 | 407;225;586 | (2.0621;81.1875;64.1743) | 80 | 2.9 | 44 | 95.25 | 60 | Varibar | [5,133] | [30,30] | 0 | 10 | 80 | normal | none | 6.042 | 3.9851 | 24.0778 | 28.7748 | 18.979 | 546.1178 | 2.3626e-13 | 0.0017624 | 0.18425 | 0.0045229 | 0.00020391 | 1.0807 | 0.0013025 | 1.4237e-05 | 0.016532 | 0.00059146 | 0.14798 | 0.0023555 | 0.046939 | 0.24089 | 5.6098 | 0.00059019 | 1.6414 | 0.00025953 | 0.0013841 | 0.0012743 | 0.13325 | 1.3302 | 2.2563e-05 | 0.10352 | 0.11693 | 0.17992 | 0.066369 | 0.11133 | 0 | 0.64711 | 0.17991
1f37113 | MBS | 3 | 15m_167056_407x225x586.dat | 0.1250;0.1250;0.2832 | 407;225;586 | (2.0621;81.1875;64.1743) | 80 | 7.702 | 57 | 95.25 | 60 | Varibar | [5,133] | [30,30] | 0 | 10 | 80 | normal | none | 6.042 | 3.9851 | 24.0778 | 28.7748 | 18.979 | 546.1178 | 1.5792e-13 | 0.0054001 | 0.41999 | 0.0086361 | 0.00055076 | 1.8127 | 0.0034699 | 6.2422e-05 | 0.041546 | 0.0019432 | 0.26237 | 0.0066192 | 0.099412 | 0.42383 | 11.3501 | 0.0018528 | 2.4749 | 0.00069852 | 0.0040178 | 0.0039125 | 0.27265 | 2.0743 | 0.00012733 | 0.20686 | 0.24145 | 0.2819 | 0.10249 | 0.13014 | 0 | 1.2393 | 0.3199
1f37113 | MBS | 3 | 15m_167056_407x225x586.dat | 0.1250;0.1250;0.2832 | 407;225;586 | (2.0621;81.1875;64.1743) | 80 | 8.502 | 60 | 95.25 | 60 | Varibar | [5,133] | [30,30] | 0 | 10 | 80 | normal | none | 6.042 | 3.9851 | 24.0778 | 28.7748 | 18.979 | 546.1178 | 1.5401e-13 | 0.0065022 | 0.45385 | 0.010022 | 0.00054699 | 1.8885 | 0.0047177 | 6.0638e-05 | 0.045744 | 0.0021753 | 0.29092 | 0.0074385 | 0.10626 | 0.44091 | 12.0539 | 0.0020759 | 2.5559 | 0.00079002 | 0.0043388 | 0.004546 | 0.29049 | 2.1162 | 9.4897e-05 | 0.22066 | 0.25821 | 0.29142 | 0.10609 | 0.13155 | 1.9846e-05 | 1.3093 | 0.33475
1f37113 | MBS | 4 | 15m_167056_407x225x586.dat | 0.1250;0.1250;0.2832 | 407;225;586 | (2.0621;81.1875;64.1743) | 110 | 3.9 | 52 | 95.25 | 60 | Varibar | [5,133,110] | [30,30,100] | 0 | 20 | 80 | normal | none | 6.042 | 3.9851 | 24.0778 | 28.7748 | 18.979 | 546.1178 | 2.112e-13 | 0.003181 | 0.2646 | 0.0062068 | 0.00030909 | 1.3255 | 0.0021177 | 4.6335e-05 | 0.023092 | 0.0010918 | 0.18773 | 0.00392 | 0.059999 | 2.6663 | 7.2238 | 0.0010635 | 1.8965 | 0.00045005 | 0.0022425 | 0.0021896 | 0.16202 | 1.517 | 3.4245e-05 | 0.13764 | 0.15662 | 0.20715 | 0.076962 | 0.11659 | 0.00010463 | 1.0014 | 0.33676
1f37113 | MBS | 4 | 15m_167056_407x225x586.dat | 0.1250;0.1250;0.2832 | 407;225;586 | (2.0621;81.1875;64.1743) | 110 | 7.85 | 62 | 95.25 | 60 | Varibar | [5,133,110] | [30,30,100] | 0 | 20 | 80 | normal | none | 6.042 | 3.9851 | 24.0778 | 28.7748 | 18.979 | 546.1178 | 1.6867e-13 | 0.0055965 | 0.42261 | 0.0091466 | 0.00055342 | 1.8011 | 0.0039454 | 7.1368e-05 | 0.038423 | 0.0019638 | 0.275 | 0.0068997 | 0.092142 | 4.3295 | 10.6376 | 0.0020276 | 2.4323 | 0.00073295 | 0.0038984 | 0.0037754 | 0.24435 | 1.9675 | 9.9736e-05 | 0.20666 | 0.23775 | 0.27219 | 0.10002 | 0.12824 | 0.00011443 | 1.4798 | 0.49943
1f37113 | MBS | 4 | 15m_167056_407x225x586.dat | 0.1250;0.1250;0.2832 | 407;225;586 | (2.0621;81.1875;64.1743) | 110 | 9.9905 | 69 | 95.25 | 60 | Varibar | [5,133,110] | [30,30,100] | 0 | 20 | 80 | normal | none | 6.042 | 3.9851 | 24.0778 | 28.7748 | 18.979 | 546.1178 | 1.6308e-13 | 0.0068916 | 0.4922 | 0.011237 | 0.00063661 | 1.9871 | 0.0049659 | 7.211e-05 | 0.046001 | 0.002475 | 0.33326 | 0.0084607 | 0.10444 | 5.1008 | 11.7988 | 0.0026816 | 2.6031 | 0.00092431 | 0.0052124 | 0.0049187 | 0.27206 | 2.0626 | 0.00016637 | 0.23544 | 0.27059 | 0.2903 | 0.10723 | 0.13143 | 0 | 1.662 | 0.5641
1f37113 | MBS | 4 | 15m_167056_407x225x586.dat | 0.1250;0.1250;0.2832 | 407;225;586 | (2.0621;81.1875;64.1743) | 60 | 2.5 | 38 | 95.25 | 60 | Varibar | [5,133,110] | [30,30,100] | 0 | 20 | 80 | normal | none | 6.042 | 3.9851 | 24.0778 | 28.7748 | 18.979 | 546.1178 | 2.6389e-13 | 0.00096429 | 0.12731 | 0.0035146 | 0.00012342 | 0.91996 | 0.00049903 | 1.4621e-06 | 0.0095167 | 0.00031039 | 0.10558 | 0.0012296 | 0.032655 | 1.1875 | 4.2506 | 0.00027121 | 1.4631 | 0.00012685 | 0.0006043 | 0.0005716 | 0.092492 | 1.1625 | 7.5913e-06 | 0.078797 | 0.087045 | 0.15715 | 0.058334 | 0.10711 | 0 | 0.58442 | 0.1959
1f37113 | MBS | 4 | 15m_167056_407x225x586.dat | 0.1250;0.1250;0.2832 | 407;225;586 | (2.0621;81.1875;64.1743) | 60 | 5.7448 | 47 | 95.25 | 60 | Varibar | [5,133,110] | [30,30,100] | 0 | 20 | 80 | normal | none | 6.042 | 3.9851 | 24.0778 | 28.7748 | 18.979 | 546.1178 | 1.7134e-13 | 0.0031848 | 0.30897 | 0.0063183 | 0.00027698 | 1.5242 | 0.0018108 | 3.9939e-05 | 0.025218 | 0.00093204 | 0.2322 | 0.0037289 | 0.073431 | 2.9213 | 9.0694 | 0.00091272 | 2.2187 | 0.00035499 | 0.0019555 | 0.0019001 | 0.20325 | 1.8753 | 6.233e-05 | 0.16064 | 0.1856 | 0.24685 | 0.090295 | 0.12508 | 0.00011775 | 1.2009 | 0.39362
1f37113 | MBS | 4 | 15m_167056_407x225x586.dat | 0.1250;0.1250;0.2832 | 407;225;586 | (2.0621;81.1875;64.1743) | 60 | 6.3535 | 49 | 95.25 | 60 | Varibar | [5,133,110] | [30,30,100] | 0 | 20 | 80 | normal | none | 6.042 | 3.9851 | 24.0778 | 28.7748 | 18.979 | 546.1178 | 1.636e-13 | 0.0034471 | 0.34347 | 0.0068404 | 0.00034278 | 1.6277 | 0.0025973 | 4.273e-05 | 0.028969 | 0.0011122 | 0.23165 | 0.0043784 | 0.080501 | 3.3003 | 9.9492 | 0.001006 | 2.3192 | 0.00040659 | 0.0022562 | 0.0022077 | 0.21997 | 1.9543 | 8.8453e-05 | 0.17454 | 0.20304 | 0.25819 | 0.094713 | 0.12718 | 1.2485e-05 | 1.3165 | 0.43001
1f37113 | MBS | 4 | 15m_167056_407x225x586.dat | 0.1250;0.1250;0.2832 | 407;225;586 | (2.0621;81.1875;64.1743) | 80 | 2.9 | 44 | 95.25 | 60 | Varibar | [5,133,110] | [30,30,100] | 0 | 20 | 80 | normal | none | 6.042 | 3.9851 | 24.0778 | 28.7748 | 18.979 | 546.1178 | 2.3626e-13 | 0.0016194 | 0.18418 | 0.0044785 | 0.00019883 | 1.0799 | 0.0011417 | 1.4237e-05 | 0.015045 | 0.00054308 | 0.14851 | 0.0022601 | 0.044505 | 1.8145 | 5.6014 | 0.00054422 | 1.6405 | 0.00024523 | 0.0012049 | 0.0011348 | 0.12277 | 1.3128 | 2.2563e-05 | 0.10275 | 0.11624 | 0.17689 | 0.065995 | 0.11119 | 0 | 0.76618 | 0.25602
1f37113 | MBS | 4 | 15m_167056_407x225x586.dat | 0.1250;0.1250;0.2832 | 407;225;586 | (2.0621;81.1875;64.1743) | 80 | 7.702 | 57 | 95.25 | 60 | Varibar | [5,133,110] | [30,30,100] | 0 | 20 | 80 | normal | none | 6.042 | 3.9851 | 24.0778 | 28.7748 | 18.979 | 546.1178 | 1.5792e-13 | 0.0048306 | 0.41975 | 0.0084106 | 0.00051865 | 1.8108 | 0.0030859 | 6.2422e-05 | 0.037596 | 0.0017839 | 0.26237 | 0.0063197 | 0.093903 | 4.3298 | 11.3286 | 0.0016769 | 2.4726 | 0.00066806 | 0.0035483 | 0.0035583 | 0.25001 | 2.0381 | 0.00012715 | 0.20512 | 0.23982 | 0.2769 | 0.10169 | 0.12984 | 0 | 1.5352 | 0.50921
1f37113 | MBS | 4 | 15m_167056_407x225x586.dat | 0.1250;0.1250;0.2832 | 407;225;586 | (2.0621;81.1875;64.1743) | 80 | 8.502 | 60 | 95.25 | 60 | Varibar | [5,133,110] | [30,30,100] | 0 | 20 | 80 | normal | none | 6.042 | 3.9851 | 24.0778 | 28.7748 | 18.979 | 546.1178 | 1.5401e-13 | 0.0058428 | 0.45359 | 0.0098371 | 0.00052387 | 1.8872 | 0.004311 | 6.0638e-05 | 0.04117 | 0.0019894 | 0.28999 | 0.0070808 | 0.10036 | 4.7501 | 12.0311 | 0.001897 | 2.5531 | 0.00074307 | 0.0038731 | 0.0040377 | 0.26621 | 2.0805 | 9.4897e-05 | 0.21876 | 0.25642 | 0.28624 | 0.10524 | 0.1312 | 1.9846e-05 | 1.636 | 0.54381
1f37113 | MBS | 5 | 15m_167056_407x225x586.dat | 0.1250;0.1250;0.2832 | 407;225;586 | (2.0621;81.1875;64.1743) | 110 | 3.9 | 52 | 95.25 | 60 | Varibar | [5,133] | [30,30] | 0 | 10 | 80 | normal | none | 6.042 | 3.9851 | 24.0778 | 28.7748 | 18.979 | 546.1178 | 2.112e-13 | 0.0035969 | 0.26473 | 0.0062366 | 0.00032669 | 1.3265 | 0.0023113 | 4.6335e-05 | 0.025408 | 0.0011836 | 0.18773 | 0.004104 | 0.063332 | 0.29663 | 7.2371 | 0.0011723 | 1.8978 | 0.00047367 | 0.0024662 | 0.0024576 | 0.17592 | 1.5381 | 3.4245e-05 | 0.13871 | 0.15761 | 0.21064 | 0.077461 | 0.11679 | 0.00010463 | 0.82189 | 0.22188
1f37113 | MBS | 5 | 15m_167056_407x225x586.dat | 0.1250;0.1250;0.2832 | 407;225;586 | (2.0621;81.1875;64.1743) | 110 | 7.85 | 62 | 95.25 | 60 | Varibar | [5,133] | [30,30] | 0 | 10 | 80 | normal | none | 6.042 | 3.9851 | 24.0778 | 28.7748 | 18.979 | 546.1178 | 1.6867e-13 | 0.0059873 | 0.42286 | 0.0093505 | 0.00057949 | 1.8025 | 0.0043145 | 7.1368e-05 | 0.042474 | 0.00216 | 0.27517 | 0.0072174 | 0.097448 | 0.41228 | 10.6584 | 0.0022651 | 2.4345 | 0.00077718 | 0.0043325 | 0.0041958 | 0.26602 | 1.9963 | 0.00010855 | 0.20834 | 0.23931 | 0.27676 | 0.10077 | 0.12855 | 0.00011443 | 1.1828 | 0.30922
1f37113 | MBS | 5 | 15m_167056_407x225x586.dat | 0.1250;0.1250;0.2832 | 407;225;586 | (2.0621;81.1875;64.1743) | 110 | 9.9905 | 69 | 95.25 | 60 | Varibar | [5,133] | [30,30] | 0 | 10 | 80 | normal | none | 6.042 | 3.9851 | 24.0778 | 28.7748 | 18.979 | 546.1178 | 1.6308e-13 | 0.0071258 | 0.49253 | 0.011572 | 0.00067419 | 1.9887 | 0.0052528 | 7.211e-05 | 0.0507 | 0.0027131 | 0.33341 | 0.0088838 | 0.1104 | 0.45234 | 11.824 | 0.0029663 | 2.6058 | 0.00098532 | 0.0057375 | 0.005426 | 0.29633 | 2.0949 | 0.0001817 | 0.2374 | 0.27242 | 0.29479 | 0.10808 | 0.1318 | 0 | 1.3094 | 0.33826
1f37113 | MBS | 5 | 15m_167056_407x225x586.dat | 0.1250;0.1250;0.2832 | 407;225;586 | (2.0621;81.1875;64.1743) | 60 | 2.5 | 38 | 95.25 | 60 | Varibar | [5,133] | [30,30] | 0 | 10 | 80 | normal | none | 6.042 | 3.9851 | 24.0778 | 28.7748 | 18.979 | 546.1178 | 2.6389e-13 | 0.0010525 | 0.12734 | 0.0035807 | 0.00012423 | 0.92034 | 0.00055526 | 1.4621e-06 | 0.010411 | 0.00033364 | 0.10558 | 0.0012737 | 0.034314 | 0.20012 | 4.2555 | 0.00029955 | 1.4636 | 0.00013169 | 0.00066258 | 0.00062294 | 0.099544 | 1.1766 | 7.5913e-06 | 0.079313 | 0.087491 | 0.1598 | 0.058606 | 0.10721 | 0 | 0.50976 | 0.1483
1f37113 | MBS | 5 | 15m_167056_407x225x586.dat | 0.1250;0.1250;0.2832 | 407;225;586 | (2.0621;81.1875;64.1743) | 60 | 5.7448 | 47 | 95.25 | 60 | Varibar | [5,133] | [30,30] | 0 | 10 | 80 | normal | none | 6.042 | 3.9851 | 24.0778 | 28.7748 | 18.979 | 546.1178 | 1.7134e-13 | 0.0033849 | 0.30908 | 0.0064712 | 0.00028955 | 1.5248 | 0.0019499 | 3.9939e-05 | 0.027737 | 0.0010076 | 0.2322 | 0.0038788 | 0.077586 | 0.36458 | 9.0817 | 0.00099063 | 2.2201 | 0.00036955 | 0.0021647 | 0.0021249 | 0.22045 | 1.9055 | 6.233e-05 | 0.16188 | 0.18672 | 0.25152 | 0.0909 | 0.12532 | 0.00011775 | 1.0072 | 0.27005
1f37113 | MBS | 5 | 15m_167056_407x225x586.dat | 0.1250;0.1250;0.2832 | 407;225;586 | (2.0621;81.1875;64.1743) | 60 | 6.3535 | 49 | 95.25 | 60 | Varibar | [5,133] | [30,30] | 0 | 10 | 80 | normal | none | 6.042 | 3.9851 | 24.0778 | 28.7748 | 18.979 | 546.1178 | 1.636e-13 | 0.003909 | 0.3436 | 0.0069773 | 0.00034954 | 1.6291 | 0.0027008 | 4.273e-05 | 0.032035 | 0.0011999 | 0.23165 | 0.0045475 | 0.08506 | 0.38896 | 9.9657 | 0.0011218 | 2.3207 | 0.00042036 | 0.0025184 | 0.0024466 | 0.24009 | 1.9864 | 8.8453e-05 | 0.17593 | 0.20433 | 0.26299 | 0.095378 | 0.12745 | 1.2485e-05 | 1.0963 | 0.28921
1f37113 | MBS | 5 | 15m_167056_407x225x586.dat | 0.1250;0.1250;0.2832 | 407;225;586 | (2.0621;81.1875;64.1743) | 80 | 2.9 | 44 | 95.25 | 60 | Varibar | [5,133] | [30,30] | 0 | 10 | 80 | normal | none | 6.042 | 3.9851 | 24.0778 | 28.7748 | 18.979 | 546.1178 | 2.3626e-13 | 0.0017624 | 0.18425 | 0.0045229 | 0.00020391 | 1.0807 | 0.0013025 | 1.4237e-05 | 0.016532 | 0.00059146 | 0.14798 | 0.0023555 | 0.046939 | 0.24089 | 5.6098 | 0.00059019 | 1.6414 | 0.00025953 | 0.0013841 | 0.0012743 | 0.13325 | 1.3302 | 2.2563e-05 | 0.10352 | 0.11693 | 0.17992 | 0.066369 | 0.11133 | 0 | 0.64711 | 0.17991
1f37113 | MBS | 5 | 15m_167056_407x225x586.dat | 0.1250;0.1250;0.2832 | 407;225;586 | (2.0621;81.1875;64.1743) | 80 | 7.702 | 57 | 95.25 | 60 | Varibar | [5,133] | [30,30] | 0 | 10 | 80 | normal | none | 6.042 | 3.9851 | 24.0778 | 28.7748 | 18.979 | 546.1178 | 1.5792e-13 | 0.0054001 | 0.41999 | 0.0086361 | 0.00055076 | 1.8127 | 0.0034699 | 6.2422e-05 | 0.041548 | 0.001943 | 0.26237 | 0.0066192 | 0.099412 | 0.42383 | 11.3501 | 0.0018528 | 2.4749 | 0.00069852 | 0.0040178 | 0.0039125 | 0.27265 | 2.0743 | 0.00012733 | 0.20686 | 0.24145 | 0.2819 | 0.10249 | 0.13014 | 0 | 1.2393 | 0.3199
1f37113 | MBS | 5 | 15m_167056_407x225x586.dat | 0.1250;0.1250;0.2832 | 407;225;586 | (2.0621;81.1875;64.1743) | 80 | 8.502 | 60 | 95.25 | 60 | Varibar | [5,133] | [30,30] | 0 | 10 | 80 | normal | none | 6.042 | 3.9851 | 24.0778 | 28.7748 | 18.979 | 546.1178 | 1.5401e-13 | 0.0065022 | 0.45385 | 0.010022 | 0.00054699 | 1.8885 | 0.0047177 | 6.0638e-05 | 0.045744 | 0.0021753 | 0.29092 | 0.0074392 | 0.10626 | 0.44091 | 12.0539 | 0.0020759 | 2.5559 | 0.00079002 | 0.0043388 | 0.004546 | 0.29049 | 2.1162 | 9.4897e-05 | 0.22066 | 0.25821 | 0.29142 | 0.10609 | 0.13155 | 1.9846e-05 | 1.3093 | 0.33475
1f37113 | MBS | 6 | 15m_167056_407x225x586.dat | 0.1250;0.1250;0.2832 | 407;225;586 | (2.0621;81.1875;64.1743) | 110 | 3.9 | 52 | 95.25 | 60 | Varibar | [5,133,110] | [30,30,100] | 0 | 20 | 80 | normal | none | 6.042 | 3.9851 | 24.0778 | 28.7748 | 18.979 | 546.1178 | 2.112e-13 | 0.003181 | 0.2646 | 0.0062068 | 0.00030909 | 1.3255 | 0.0021177 | 4.6335e-05 | 0.023092 | 0.0010918 | 0.18773 | 0.00392 | 0.059994 | 2.6663 | 7.2243 | 0.0010635 | 1.8965 | 0.00045005 | 0.0022425 | 0.0021896 | 0.16202 | 1.517 | 3.4245e-05 | 0.13764 | 0.15662 | 0.20715 | 0.076962 | 0.11659 | 0.00010463 | 1.0014 | 0.33677
1f37113 | MBS | 6 | 15m_167056_407x225x586.dat | 0.1250;0.1250;0.2832 | 407;225;586 | (2.0621;81.1875;64.1743) | 110 | 7.85 | 62 | 95.25 | 60 | Varibar | [5,133,110] | [30,30,100] | 0 | 20 | 80 | normal | none | 6.042 | 3.9851 | 24.0778 | 28.7748 | 18.979 | 546.1178 | 1.6867e-13 | 0.0055965 | 0.42261 | 0.0091466 | 0.00055342 | 1.8011 | 0.0039454 | 7.1368e-05 | 0.038423 | 0.0019638 | 0.275 | 0.0068997 | 0.092142 | 4.3295 | 10.6376 | 0.0020276 | 2.4323 | 0.00073295 | 0.0038984 | 0.0037754 | 0.24433 | 1.9675 | 9.9736e-05 | 0.20666 | 0.23775 | 0.27219 | 0.10002 | 0.12824 | 0.00011443 | 1.4798 | 0.49943
1f37113 | MBS | 6 | 15m_167056_407x225x586.dat | 0.1250;0.1250;0.2832 | 407;225;586 | (2.0621;81.1875;64.1743) | 110 | 9.9905 | 69 | 95.25 | 60 | Varibar | [5,133,110] | [30,30,100] | 0 | 20 | 80 | normal | none | 6.042 | 3.9851 | 24.0778 | 28.7748 | 18.979 | 546.1178 | 1.6308e-13 | 0.0068916 | 0.4922 | 0.011237 | 0.00063661 | 1.9871 | 0.0049659 | 7.211e-05 | 0.046003 | 0.002475 | 0.33326 | 0.0084601 | 0.10444 | 5.1008 | 11.7988 | 0.0026816 | 2.6031 | 0.00092431 | 0.0052124 | 0.0049187 | 0.27207 | 2.0626 | 0.00016637 | 0.23544 | 0.27059 | 0.2903 | 0.10723 | 0.13143 | 0 | 1.662 | 0.5641
1f37113 | MBS | 6 | 15m_167056_407x225x586.dat | 0.1250;0.1250;0.2832 | 407;225;586 | (2.0621;81.1875;64.1743) | 60 | 2.5 | 38 | 95.25 | 60 | Varibar | [5,133,110] | [30,30,100] | 0 | 20 | 80 | normal | none | 6.042 | 3.9851 | 24.0778 | 28.7748 | 18.979 | 546.1178 | 2.6389e-13 | 0.00096429 | 0.12731 | 0.0035146 | 0.00012342 | 0.91996 | 0.00049903 | 1.4621e-06 | 0.0095167 | 0.00031039 | 0.10558 | 0.0012296 | 0.032655 | 1.1875 | 4.2506 | 0.00027121 | 1.4631 | 0.00012685 | 0.0006043 | 0.0005716 | 0.092492 | 1.1625 | 7.5913e-06 | 0.078797 | 0.087045 | 0.15715 | 0.058334 | 0.10711 | 0 | 0.58442 | 0.1959
1f37113 | MBS | 6 | 15m_167056_407x225x586.dat | 0.1250;0.1250;0.2832 | 407;225;586 | (2.0621;81.1875;64.1743) | 60 | 5.7448 | 47 | 95.25 | 60 | Varibar | [5,133,110] | [30,30,100] | 0 | 20 | 80 | normal | none | 6.042 | 3.9851 | 24.0778 | 28.7748 | 18.979 | 546.1178 | 1.7134e-13 | 0.0031848 | 0.30897 | 0.0063183 | 0.00027698 | 1.5242 | 0.0018108 | 3.9939e-05 | 0.025218 | 0.00093204 | 0.2322 | 0.0037289 | 0.073431 | 2.9213 | 9.0694 | 0.00091272 | 2.2187 | 0.00035499 | 0.0019555 | 0.0019001 | 0.20325 | 1.8753 | 6.233e-05 | 0.16064 | 0.1856 | 0.24685 | 0.090295 | 0.12508 | 0.00011775 | 1.2009 | 0.39362
1f37113 | MBS | 6 | 15m_167056_407x225x586.dat | 0.1250;0.1250;0.2832 | 407;225;586 | (2.0621;81.1875;64.1743) | 60 | 6.3535 | 49 | 95.25 | 60 | Varibar | [5,133,110] | [30,30,100] | 0 | 20 | 80 | normal | none | 6.042 | 3.9851 | 24.0778 | 28.7748 | 18.979 | 546.1178 | 1.636e-13 | 0.0034471 | 0.34347 | 0.0068404 | 0.00034278 | 1.6277 | 0.0025973 | 4.273e-05 | 0.028969 | 0.0011122 | 0.23165 | 0.0043784 | 0.080501 | 3.3003 | 9.9492 | 0.001006 | 2.3192 | 0.00040659 | 0.0022562 | 0.0022077 | 0.21997 | 1.9543 | 8.8453e-05 | 0.17454 | 0.20304 | 0.25819 | 0.094713 | 0.12718 | 1.2485e-05 | 1.3165 | 0.43001
1f37113 | MBS | 6 | 15m_167056_407x225x586.dat | 0.1250;0.1250;0.2832 | 407;225;586 | (2.0621;81.1875;64.1743) | 80 | 2.9 | 44 | 95.25 | 60 | Varibar | [5,133,110] | [30,30,100] | 0 | 20 | 80 | normal | none | 6.042 | 3.9851 | 24.0778 | 28.7748 | 18.979 | 546.1178 | 2.3626e-13 | 0.0016194 | 0.18418 | 0.0044785 | 0.00019883 | 1.0799 | 0.0011417 | 1.4237e-05 | 0.015045 | 0.00054308 | 0.14851 | 0.0022601 | 0.044505 | 1.8145 | 5.6014 | 0.00054422 | 1.6405 | 0.00024523 | 0.0012049 | 0.0011348 | 0.12277 | 1.3128 | 2.2563e-05 | 0.10275 | 0.11624 | 0.17689 | 0.065995 | 0.11119 | 0 | 0.76618 | 0.25602
1f37113 | MBS | 6 | 15m_167056_407x225x586.dat | 0.1250;0.1250;0.2832 | 407;225;586 | (2.0621;81.1875;64.1743) | 80 | 7.702 | 57 | 95.25 | 60 | Varibar | [5,133,110] | [30,30,100] | 0 | 20 | 80 | normal | none | 6.042 | 3.9851 | 24.0778 | 28.7748 | 18.979 | 546.1178 | 1.5792e-13 | 0.0048306 | 0.41975 | 0.0084106 | 0.00051865 | 1.8108 | 0.0030859 | 6.2422e-05 | 0.037596 | 0.0017839 | 0.26237 | 0.0063197 | 0.093903 | 4.3298 | 11.3286 | 0.0016769 | 2.4726 | 0.00066806 | 0.0035483 | 0.0035583 | 0.25001 | 2.0381 | 0.00012715 | 0.20512 | 0.23982 | 0.2769 | 0.10169 | 0.12984 | 0 | 1.5352 | 0.50921
1f37113 | MBS | 6 | 15m_167056_407x225x586.dat | 0.1250;0.1250;0.2832 | 407;225;586 | (2.0621;81.1875;64.1743) | 80 | 8.502 | 60 | 95.25 | 60 | Varibar | [5,133,110] | [30,30,100] | 0 | 20 | 80 | normal | none | 6.042 | 3.9851 | 24.0778 | 28.7748 | 18.979 | 546.1178 | 1.5401e-13 | 0.0058428 | 0.45359 | 0.0098371 | 0.00052387 | 1.8872 | 0.004311 | 6.0638e-05 | 0.04117 | 0.0019894 | 0.28999 | 0.0070808 | 0.10036 | 4.7501 | 12.0311 | 0.001897 | 2.5531 | 0.00074307 | 0.0038731 | 0.0040377 | 0.26621 | 2.0805 | 9.4897e-05 | 0.21876 | 0.25642 | 0.28624 | 0.10524 | 0.1312 | 1.9846e-05 | 1.636 | 0.54381

## Abnormal KAP
Git Commit | Procedure | Field # | Phantom | Voxel Size | Voxel Array | Source Coordinate | Peak Potential | HVL | Average Energy | FDD | SSD | Contrast Material | Contrast Location | Contrast Percentage | # of Radigraphs | Field Time | Total Procedure Time | Disease State | Disease | Field Width @ 20cm | Field Height @ 20cm | Field Area @ 20cm | Field Width @ Image | Field Height @ Image | Field Area @ Image | KAP | Adrenals | Brain | Breast | Colon | ET | GB-wall | Gonads | Ht-wall | Kidneys | Eye-lens | Liver | Lungs | Oesophagus | O-mucosa | Pancreas | S-glands | SI-wall | Spleen | St-wall | Thymus | Thyroid | UB-wall | R-marrow | Endost-BS | Lymph | Muscle | Skin | Prostate / Uterus | Remainder | Effective Dose
- | - | - | - | - | - | - | kVp | mm Al | keV | cm | cm | - | - | - | - | s | s | - | - | cm | cm | cm2 | cm | cm | cm2 | Gy-cm2 | mGy/Gy-cm2 | mGy/Gy-cm2 | mGy/Gy-cm2 | mGy/Gy-cm2 | mGy/Gy-cm2 | mGy/Gy-cm2 | mGy/Gy-cm2 | mGy/Gy-cm2 | mGy/Gy-cm2 | mGy/Gy-cm2 | mGy/Gy-cm2 | mGy/Gy-cm2 | mGy/Gy-cm2 | mGy/Gy-cm2 | mGy/Gy-cm2 | mGy/Gy-cm2 | mGy/Gy-cm2 | mGy/Gy-cm2 | mGy/Gy-cm2 | mGy/Gy-cm2 | mGy/Gy-cm2 | mGy/Gy-cm2 | mGy/Gy-cm2 | mGy/Gy-cm2 | mGy/Gy-cm2 | mGy/Gy-cm2 | mGy/Gy-cm2 | mGy/Gy-cm2 | mGy/Gy-cm2 | mSv/Gy-cm2
1f37113 | MBS_a | 1 | 00f_051004_345x211x716.dat | 0.0663;0.0663;0.0663 | 345;211;716 | (1.1750;68.1881;14.0831) | 110 | 3.9 | 52 | 78.0611 | 60 | Varibar | [5] | [0] | 0 | 10 | 125 | abnormal | tracheal aspiration | 4.0118 | 5.7542 | 23.085 | 15.6583 | 22.4591 | 351.6724 | 2.1524e-13 | 0.21735 | 3.3672 | 3.0602 | 0.073245 | 3.3979 | 0.21774 | 0.025969 | 2.5573 | 0.10128 | 3.6639 | 0.78212 | 3.1068 | 2.4238 | 4.0898 | 0.13774 | 4.0779 | 0.066681 | 0.31775 | 0.26164 | 2.5661 | 4.3169 | 0.016274 | 1.7956 | 2.4606 | 0.79209 | 1.2298 | 1.2881 | 0.018028 | 1.6267 | 1.6065
1f37113 | MBS_a | 1 | 00f_051004_345x211x716.dat | 0.0663;0.0663;0.0663 | 345;211;716 | (1.1750;68.1881;14.0831) | 110 | 7.85 | 62 | 78.0611 | 60 | Varibar | [5] | [0] | 0 | 10 | 125 | abnormal | tracheal aspiration | 4.0118 | 5.7542 | 23.085 | 15.6583 | 22.4591 | 351.6724 | 1.719e-13 | 0.32298 | 4.2995 | 3.565 | 0.11523 | 4.3254 | 0.27781 | 0.036235 | 3.3785 | 0.15586 | 4.1098 | 1.036 | 3.8647 | 3.1477 | 4.8393 | 0.21208 | 4.8564 | 0.10527 | 0.46827 | 0.37849 | 3.3721 | 5.361 | 0.024668 | 2.4114 | 3.3082 | 1.0048 | 1.5029 | 1.4014 | 0.031978 | 2.069 | 2.0128
1f37113 | MBS_a | 1 | 00f_051004_345x211x716.dat | 0.0663;0.0663;0.0663 | 345;211;716 | (1.1750;68.1881;14.0831) | 110 | 9.9905 | 69 | 78.0611 | 60 | Varibar | [5] | [0] | 0 | 10 | 125 | abnormal | tracheal aspiration | 4.0118 | 5.7542 | 23.085 | 15.6583 | 22.4591 | 351.6724 | 1.662e-13 | 0.36192 | 4.4774 | 3.628 | 0.12758 | 4.5592 | 0.3284 | 0.044951 | 3.5411 | 0.17525 | 4.4551 | 1.0858 | 4.0015 | 3.3243 | 4.9907 | 0.24331 | 4.9801 | 0.11842 | 0.51403 | 0.41629 | 3.5571 | 5.5132 | 0.030674 | 2.584 | 3.5264 | 1.0525 | 1.5603 | 1.4151 | 0.03694 | 2.1762 | 2.0978
1f37113 | MBS_a | 1 | 00f_051004_345x211x716.dat | 0.0663;0.0663;0.0663 | 345;211;716 | (1.1750;68.1881;14.0831) | 60 | 2.5 | 38 | 78.0611 | 60 | Varibar | [5] | [0] | 0 | 10 | 125 | abnormal | tracheal aspiration | 4.0118 | 5.7542 | 23.085 | 15.6583 | 22.4591 | 351.6724 | 2.6892e-13 | 0.1267 | 2.6555 | 2.7417 | 0.041031 | 2.7299 | 0.12137 | 0.0087153 | 1.9409 | 0.05402 | 3.1525 | 0.58271 | 2.5378 | 1.8128 | 3.55 | 0.075454 | 3.4945 | 0.034659 | 0.19246 | 0.1526 | 1.93 | 3.5174 | 0.006467 | 1.2962 | 1.7742 | 0.63197 | 1.0205 | 1.204 | 0.0076414 | 1.287 | 1.2955
1f37113 | MBS_a | 1 | 00f_051004_345x211x716.dat | 0.0663;0.0663;0.0663 | 345;211;716 | (1.1750;68.1881;14.0831) | 60 | 5.7448 | 47 | 78.0611 | 60 | Varibar | [5] | [0] | 0 | 10 | 125 | abnormal | tracheal aspiration | 4.0118 | 5.7542 | 23.085 | 15.6583 | 22.4591 | 351.6724 | 1.7463e-13 | 0.28231 | 4.1938 | 3.3997 | 0.095999 | 4.119 | 0.27308 | 0.024371 | 3.2361 | 0.12819 | 4.2289 | 1.0029 | 3.7984 | 2.9923 | 4.7858 | 0.18262 | 4.7478 | 0.0843 | 0.41132 | 0.32866 | 3.2022 | 5.3682 | 0.016853 | 2.2059 | 3.0727 | 0.94561 | 1.4609 | 1.4105 | 0.021813 | 1.9807 | 1.9285
1f37113 | MBS_a | 1 | 00f_051004_345x211x716.dat | 0.0663;0.0663;0.0663 | 345;211;716 | (1.1750;68.1881;14.0831) | 60 | 6.3535 | 49 | 78.0611 | 60 | Varibar | [5] | [0] | 0 | 10 | 125 | abnormal | tracheal aspiration | 4.0118 | 5.7542 | 23.085 | 15.6583 | 22.4591 | 351.6724 | 1.6674e-13 | 0.30662 | 4.36 | 3.4531 | 0.1024 | 4.244 | 0.28155 | 0.02451 | 3.3823 | 0.13863 | 4.1912 | 1.0541 | 3.9198 | 3.1332 | 4.8905 | 0.19754 | 4.8762 | 0.093771 | 0.44501 | 0.36666 | 3.3457 | 5.5631 | 0.022296 | 2.3303 | 3.2524 | 0.98199 | 1.5107 | 1.4318 | 0.02454 | 2.0524 | 1.999
1f37113 | MBS_a | 1 | 00f_051004_345x211x716.dat | 0.0663;0.0663;0.0663 | 345;211;716 | (1.1750;68.1881;14.0831) | 80 | 2.9 | 44 | 78.0611 | 60 | Varibar | [5] | [0] | 0 | 10 | 125 | abnormal | tracheal aspiration | 4.0118 | 5.7542 | 23.085 | 15.6583 | 22.4591 | 351.6724 | 2.4078e-13 | 0.167 | 2.9531 | 2.8825 | 0.05481 | 3.0417 | 0.16163 | 0.020269 | 2.2035 | 0.073483 | 3.4122 | 0.66954 | 2.771 | 2.0759 | 3.7498 | 0.1029 | 3.73 | 0.047891 | 0.25068 | 0.19992 | 2.192 | 3.8661 | 0.0095491 | 1.5102 | 2.0762 | 0.69835 | 1.1079 | 1.2396 | 0.012766 | 1.433 | 1.4286
1f37113 | MBS_a | 1 | 00f_051004_345x211x716.dat | 0.0663;0.0663;0.0663 | 345;211;716 | (1.1750;68.1881;14.0831) | 80 | 7.702 | 57 | 78.0611 | 60 | Varibar | [5] | [0] | 0 | 10 | 125 | abnormal | tracheal aspiration | 4.0118 | 5.7542 | 23.085 | 15.6583 | 22.4591 | 351.6724 | 1.6094e-13 | 0.3434 | 4.4675 | 3.5761 | 0.11904 | 4.4385 | 0.31366 | 0.055575 | 3.4983 | 0.16223 | 4.1591 | 1.0911 | 4.0005 | 3.3043 | 4.9725 | 0.22334 | 4.9813 | 0.1069 | 0.49319 | 0.40221 | 3.4819 | 5.5726 | 0.028339 | 2.4977 | 3.4678 | 1.0319 | 1.5503 | 1.4339 | 0.03037 | 2.1376 | 2.0758
1f37113 | MBS_a | 1 | 00f_051004_345x211x716.dat | 0.0663;0.0663;0.0663 | 345;211;716 | (1.1750;68.1881;14.0831) | 80 | 8.502 | 60 | 78.0611 | 60 | Varibar | [5] | [0] | 0 | 10 | 125 | abnormal | tracheal aspiration | 4.0118 | 5.7542 | 23.085 | 15.6583 | 22.4591 | 351.6724 | 1.5695e-13 | 0.35257 | 4.558 | 3.6667 | 0.12676 | 4.542 | 0.31219 | 0.04889 | 3.5795 | 0.1742 | 4.3488 | 1.1191 | 4.0693 | 3.3631 | 5.0227 | 0.23837 | 5.0562 | 0.11596 | 0.52057 | 0.42531 | 3.5759 | 5.6695 | 0.028926 | 2.5902 | 3.5936 | 1.0621 | 1.5786 | 1.4431 | 0.034158 | 2.1829 | 2.125
1f37113 | MBS_a | 2 | 00f_051004_345x211x716.dat | 0.0663;0.0663;0.0663 | 345;211;716 | (1.1750;68.1881;12.8954) | 110 | 3.9 | 52 | 78.0611 | 60 | Varibar | [5] | [0] | 0 | 10 | 125 | abnormal | tracheal aspiration | 4.0118 | 1.7034 | 6.8339 | 15.6583 | 6.6486 | 104.1068 | 1.6176e-13 | 0.079328 | 0.5098 | 0.22469 | 0.031074 | 7.2435 | 0.077282 | 0.011965 | 0.56571 | 0.042646 | 0.84892 | 0.16177 | 0.71242 | 2.4413 | 12.6194 | 0.056984 | 12.3709 | 0.02914 | 0.11364 | 0.095086 | 3.0703 | 12.4865 | 0.0069128 | 2.0111 | 2.5806 | 1.3797 | 1.8192 | 1.2791 | 0.0089022 | 2.8191 | 1.4794
1f37113 | MBS_a | 2 | 00f_051004_345x211x716.dat | 0.0663;0.0663;0.0663 | 345;211;716 | (1.1750;68.1881;12.8954) | 110 | 7.85 | 62 | 78.0611 | 60 | Varibar | [5] | [0] | 0 | 10 | 125 | abnormal | tracheal aspiration | 4.0118 | 1.7034 | 6.8339 | 15.6583 | 6.6486 | 104.1068 | 1.2919e-13 | 0.12816 | 0.75114 | 0.33009 | 0.050638 | 8.8716 | 0.12809 | 0.022028 | 0.7986 | 0.068231 | 1.1123 | 0.24083 | 0.98121 | 3.2564 | 14.6128 | 0.094003 | 14.3558 | 0.04629 | 0.18095 | 0.14518 | 3.9749 | 15.2607 | 0.011733 | 2.7333 | 3.5292 | 1.7119 | 2.187 | 1.3863 | 0.016645 | 3.44 | 1.8744
1f37113 | MBS_a | 2 | 00f_051004_345x211x716.dat | 0.0663;0.0663;0.0663 | 345;211;716 | (1.1750;68.1881;12.8954) | 110 | 9.9905 | 69 | 78.0611 | 60 | Varibar | [5] | [0] | 0 | 10 | 125 | abnormal | tracheal aspiration | 4.0118 | 1.7034 | 6.8339 | 15.6583 | 6.6486 | 104.1068 | 1.249e-13 | 0.14968 | 0.82296 | 0.33057 | 0.056331 | 9.2255 | 0.11731 | 0.022364 | 0.85106 | 0.078671 | 1.1715 | 0.26532 | 1.0416 | 3.4378 | 14.7794 | 0.10165 | 14.6818 | 0.053433 | 0.20047 | 0.16587 | 4.1785 | 15.697 | 0.015693 | 2.9356 | 3.778 | 1.7929 | 2.2549 | 1.3929 | 0.018446 | 3.5547 | 1.9553
1f37113 | MBS_a | 2 | 00f_051004_345x211x716.dat | 0.0663;0.0663;0.0663 | 345;211;716 | (1.1750;68.1881;12.8954) | 60 | 2.5 | 38 | 78.0611 | 60 | Varibar | [5] | [0] | 0 | 10 | 125 | abnormal | tracheal aspiration | 4.0118 | 1.7034 | 6.8339 | 15.6583 | 6.6486 | 104.1068 | 2.021e-13 | 0.040686 | 0.31078 | 0.15055 | 0.013908 | 6.0456 | 0.039527 | 0.0068021 | 0.37343 | 0.018664 | 0.5429 | 0.092959 | 0.50164 | 1.7856 | 11.2643 | 0.026754 | 10.9367 | 0.013077 | 0.059946 | 0.047098 | 2.3611 | 10.5745 | 0.0029398 | 1.4267 | 1.8118 | 1.1192 | 1.5434 | 1.1998 | 0.0035657 | 2.359 | 1.1812
1f37113 | MBS_a | 2 | 00f_051004_345x211x716.dat | 0.0663;0.0663;0.0663 | 345;211;716 | (1.1750;68.1881;12.8954) | 60 | 5.7448 | 47 | 78.0611 | 60 | Varibar | [5] | [0] | 0 | 10 | 125 | abnormal | tracheal aspiration | 4.0118 | 1.7034 | 6.8339 | 15.6583 | 6.6486 | 104.1068 | 1.3124e-13 | 0.10258 | 0.66256 | 0.33607 | 0.036147 | 8.4876 | 0.090682 | 0.014359 | 0.74537 | 0.050705 | 1.0505 | 0.21095 | 0.94256 | 3.075 | 14.6581 | 0.072115 | 14.2489 | 0.032993 | 0.14241 | 0.11209 | 3.8224 | 15.4787 | 0.0076525 | 2.4921 | 3.2551 | 1.6468 | 2.1508 | 1.4036 | 0.011132 | 3.3385 | 1.8186
1f37113 | MBS_a | 2 | 00f_051004_345x211x716.dat | 0.0663;0.0663;0.0663 | 345;211;716 | (1.1750;68.1881;12.8954) | 60 | 6.3535 | 49 | 78.0611 | 60 | Varibar | [5] | [0] | 0 | 10 | 125 | abnormal | tracheal aspiration | 4.0118 | 1.7034 | 6.8339 | 15.6583 | 6.6486 | 104.1068 | 1.2531e-13 | 0.11146 | 0.7177 | 0.32668 | 0.043247 | 8.6452 | 0.099891 | 0.016269 | 0.7994 | 0.056095 | 1.2268 | 0.2302 | 1.0003 | 3.2093 | 14.9705 | 0.07575 | 14.5412 | 0.036682 | 0.16167 | 0.13069 | 3.9853 | 15.8827 | 0.0098949 | 2.6383 | 3.4575 | 1.71 | 2.213 | 1.4199 | 0.012114 | 3.4256 | 1.8837
1f37113 | MBS_a | 2 | 00f_051004_345x211x716.dat | 0.0663;0.0663;0.0663 | 345;211;716 | (1.1750;68.1881;12.8954) | 80 | 2.9 | 44 | 78.0611 | 60 | Varibar | [5] | [0] | 0 | 10 | 125 | abnormal | tracheal aspiration | 4.0118 | 1.7034 | 6.8339 | 15.6583 | 6.6486 | 104.1068 | 1.8095e-13 | 0.061791 | 0.39958 | 0.17996 | 0.021561 | 6.5323 | 0.053134 | 0.006152 | 0.46497 | 0.028188 | 0.71568 | 0.12427 | 0.59724 | 2.0776 | 11.7835 | 0.040291 | 11.5376 | 0.018841 | 0.079774 | 0.067091 | 2.6493 | 11.3933 | 0.0044076 | 1.6761 | 2.1487 | 1.2313 | 1.6558 | 1.2338 | 0.0048993 | 2.5473 | 1.3084
1f37113 | MBS_a | 2 | 00f_051004_345x211x716.dat | 0.0663;0.0663;0.0663 | 345;211;716 | (1.1750;68.1881;12.8954) | 80 | 7.702 | 57 | 78.0611 | 60 | Varibar | [5] | [0] | 0 | 10 | 125 | abnormal | tracheal aspiration | 4.0118 | 1.7034 | 6.8339 | 15.6583 | 6.6486 | 104.1068 | 1.2095e-13 | 0.13184 | 0.79022 | 0.34417 | 0.049706 | 8.9803 | 0.10686 | 0.029434 | 0.85421 | 0.070928 | 1.1128 | 0.25576 | 1.0455 | 3.3594 | 15.0075 | 0.095434 | 14.704 | 0.045838 | 0.18543 | 0.15762 | 4.1109 | 15.8747 | 0.012793 | 2.8324 | 3.7016 | 1.7434 | 2.253 | 1.4166 | 0.015559 | 3.5161 | 1.9421
1f37113 | MBS_a | 2 | 00f_051004_345x211x716.dat | 0.0663;0.0663;0.0663 | 345;211;716 | (1.1750;68.1881;12.8954) | 80 | 8.502 | 60 | 78.0611 | 60 | Varibar | [5] | [0] | 0 | 10 | 125 | abnormal | tracheal aspiration | 4.0118 | 1.7034 | 6.8339 | 15.6583 | 6.6486 | 104.1068 | 1.1796e-13 | 0.14051 | 0.82954 | 0.35498 | 0.054039 | 9.2048 | 0.14463 | 0.018095 | 0.88284 | 0.077322 | 1.1243 | 0.26909 | 1.0829 | 3.4337 | 15.1255 | 0.10204 | 14.8601 | 0.049235 | 0.19578 | 0.16424 | 4.2198 | 16.1156 | 0.015025 | 2.94 | 3.8432 | 1.7865 | 2.2876 | 1.4224 | 0.016589 | 3.5867 | 1.9863
1f37113 | MBS_a | 3 | 00f_051004_345x211x716.dat | 0.0663;0.0663;0.0663 | 345;211;716 | (1.1750;68.1881;12.8954) | 110 | 3.9 | 52 | 78.0611 | 60 | Varibar | [5,133] | [30,30] | 0 | 10 | 125 | abnormal | tracheal aspiration | 4.0118 | 1.7034 | 6.8339 | 15.6583 | 6.6486 | 104.1068 | 1.6176e-13 | 0.078048 | 0.50299 | 0.23942 | 0.030428 | 7.2429 | 0.074846 | 0.0092879 | 0.56085 | 0.042175 | 0.82401 | 0.16009 | 0.70686 | 2.4383 | 34.3803 | 0.05598 | 11.9308 | 0.028479 | 0.11133 | 0.092484 | 3.0662 | 12.4995 | 0.00728 | 1.984 | 2.547 | 1.3763 | 1.8011 | 1.2726 | 0.0088614 | 4.4899 | 1.6727
1f37113 | MBS_a | 3 | 00f_051004_345x211x716.dat | 0.0663;0.0663;0.0663 | 345;211;716 | (1.1750;68.1881;12.8954) | 110 | 7.85 | 62 | 78.0611 | 60 | Varibar | [5,133] | [30,30] | 0 | 10 | 125 | abnormal | tracheal aspiration | 4.0118 | 1.7034 | 6.8339 | 15.6583 | 6.6486 | 104.1068 | 1.2919e-13 | 0.12678 | 0.74096 | 0.31859 | 0.049755 | 8.9257 | 0.12939 | 0.019302 | 0.79373 | 0.067369 | 1.0974 | 0.23799 | 0.97586 | 3.2457 | 45.9346 | 0.091603 | 13.9355 | 0.045664 | 0.17724 | 0.14335 | 3.9844 | 15.3528 | 0.011711 | 2.7003 | 3.4875 | 1.7174 | 2.1723 | 1.3798 | 0.015947 | 5.8562 | 2.1562
1f37113 | MBS_a | 3 | 00f_051004_345x211x716.dat | 0.0663;0.0663;0.0663 | 345;211;716 | (1.1750;68.1881;12.8954) | 110 | 9.9905 | 69 | 78.0611 | 60 | Varibar | [5,133] | [30,30] | 0 | 10 | 125 | abnormal | tracheal aspiration | 4.0118 | 1.7034 | 6.8339 | 15.6583 | 6.6486 | 104.1068 | 1.249e-13 | 0.14805 | 0.81199 | 0.33295 | 0.05514 | 9.2792 | 0.11793 | 0.018426 | 0.84561 | 0.077197 | 1.1319 | 0.26231 | 1.0364 | 3.4392 | 48.3254 | 0.10109 | 14.3167 | 0.052865 | 0.19644 | 0.16283 | 4.1882 | 15.8106 | 0.015707 | 2.9037 | 3.7377 | 1.8012 | 2.2438 | 1.3863 | 0.018148 | 6.1434 | 2.2612
1f37113 | MBS_a | 3 | 00f_051004_345x211x716.dat | 0.0663;0.0663;0.0663 | 345;211;716 | (1.1750;68.1881;12.8954) | 60 | 2.5 | 38 | 78.0611 | 60 | Varibar | [5,133] | [30,30] | 0 | 10 | 125 | abnormal | tracheal aspiration | 4.0118 | 1.7034 | 6.8339 | 15.6583 | 6.6486 | 104.1068 | 2.021e-13 | 0.040768 | 0.3069 | 0.14041 | 0.013771 | 6.0159 | 0.03839 | 0.0068021 | 0.36925 | 0.018258 | 0.54157 | 0.092197 | 0.49783 | 1.7776 | 25.0165 | 0.026847 | 10.437 | 0.012742 | 0.058951 | 0.046173 | 2.3502 | 10.484 | 0.002726 | 1.4037 | 1.784 | 1.1081 | 1.5204 | 1.1935 | 0.0034901 | 3.4078 | 1.2932
1f37113 | MBS_a | 3 | 00f_051004_345x211x716.dat | 0.0663;0.0663;0.0663 | 345;211;716 | (1.1750;68.1881;12.8954) | 60 | 5.7448 | 47 | 78.0611 | 60 | Varibar | [5,133] | [30,30] | 0 | 10 | 125 | abnormal | tracheal aspiration | 4.0118 | 1.7034 | 6.8339 | 15.6583 | 6.6486 | 104.1068 | 1.3124e-13 | 0.10053 | 0.65335 | 0.3227 | 0.03541 | 8.5097 | 0.09245 | 0.014301 | 0.73937 | 0.049608 | 1.033 | 0.20848 | 0.93707 | 3.0715 | 45.1797 | 0.071831 | 13.6652 | 0.032423 | 0.13879 | 0.10937 | 3.8275 | 15.5343 | 0.0077668 | 2.4535 | 3.2067 | 1.6555 | 2.1279 | 1.3951 | 0.010924 | 5.6882 | 2.0888
1f37113 | MBS_a | 3 | 00f_051004_345x211x716.dat | 0.0663;0.0663;0.0663 | 345;211;716 | (1.1750;68.1881;12.8954) | 60 | 6.3535 | 49 | 78.0611 | 60 | Varibar | [5,133] | [30,30] | 0 | 10 | 125 | abnormal | tracheal aspiration | 4.0118 | 1.7034 | 6.8339 | 15.6583 | 6.6486 | 104.1068 | 1.2531e-13 | 0.10932 | 0.70763 | 0.30465 | 0.042292 | 8.6779 | 0.096659 | 0.016269 | 0.79247 | 0.054764 | 1.1837 | 0.22768 | 0.9946 | 3.214 | 48.3136 | 0.074342 | 13.973 | 0.036131 | 0.15812 | 0.1268 | 3.9927 | 15.9768 | 0.0091887 | 2.598 | 3.4067 | 1.7167 | 2.1918 | 1.4109 | 0.011649 | 5.9941 | 2.1807
1f37113 | MBS_a | 3 | 00f_051004_345x211x716.dat | 0.0663;0.0663;0.0663 | 345;211;716 | (1.1750;68.1881;12.8954) | 80 | 2.9 | 44 | 78.0611 | 60 | Varibar | [5,133] | [30,30] | 0 | 10 | 125 | abnormal | tracheal aspiration | 4.0118 | 1.7034 | 6.8339 | 15.6583 | 6.6486 | 104.1068 | 1.8095e-13 | 0.06005 | 0.39441 | 0.1725 | 0.021304 | 6.5201 | 0.052067 | 0.006199 | 0.45978 | 0.027786 | 0.71114 | 0.12292 | 0.59293 | 2.0694 | 29.6897 | 0.0409 | 11.0523 | 0.018359 | 0.07815 | 0.065461 | 2.6404 | 11.3276 | 0.0042963 | 1.6509 | 2.1178 | 1.2259 | 1.6347 | 1.2269 | 0.0048732 | 3.9189 | 1.46
1f37113 | MBS_a | 3 | 00f_051004_345x211x716.dat | 0.0663;0.0663;0.0663 | 345;211;716 | (1.1750;68.1881;12.8954) | 80 | 7.702 | 57 | 78.0611 | 60 | Varibar | [5,133] | [30,30] | 0 | 10 | 125 | abnormal | tracheal aspiration | 4.0118 | 1.7034 | 6.8339 | 15.6583 | 6.6486 | 104.1068 | 1.2095e-13 | 0.12954 | 0.77901 | 0.34365 | 0.048596 | 9.0605 | 0.096426 | 0.029236 | 0.84818 | 0.069899 | 1.1206 | 0.25263 | 1.038 | 3.3601 | 50.5452 | 0.093565 | 14.2427 | 0.045045 | 0.18205 | 0.15473 | 4.1254 | 15.9954 | 0.012874 | 2.7946 | 3.6535 | 1.7516 | 2.237 | 1.4093 | 0.01583 | 6.2611 | 2.2649
1f37113 | MBS_a | 3 | 00f_051004_345x211x716.dat | 0.0663;0.0663;0.0663 | 345;211;716 | (1.1750;68.1881;12.8954) | 80 | 8.502 | 60 | 78.0611 | 60 | Varibar | [5,133] | [30,30] | 0 | 10 | 125 | abnormal | tracheal aspiration | 4.0118 | 1.7034 | 6.8339 | 15.6583 | 6.6486 | 104.1068 | 1.1796e-13 | 0.13823 | 0.81716 | 0.35543 | 0.052904 | 9.2633 | 0.14779 | 0.018426 | 0.87538 | 0.076072 | 1.1328 | 0.26567 | 1.0759 | 3.4326 | 52.261 | 0.10092 | 14.4286 | 0.048188 | 0.1923 | 0.16174 | 4.234 | 16.2598 | 0.015266 | 2.9022 | 3.7949 | 1.7949 | 2.2736 | 1.415 | 0.016077 | 6.4521 | 2.325
1f37113 | MBS_a | 4 | 00f_051004_345x211x716.dat | 0.0663;0.0663;0.0663 | 345;211;716 | (1.1750;68.1881;12.8954) | 110 | 3.9 | 52 | 78.0611 | 60 | Varibar | [5,133,110] | [30,30,100] | 0 | 20 | 125 | abnormal | tracheal aspiration | 4.0118 | 1.7034 | 6.8339 | 15.6583 | 6.6486 | 104.1068 | 1.6176e-13 | 0.071545 | 0.50187 | 0.24183 | 0.029163 | 7.2448 | 0.071526 | 0.0091328 | 0.55098 | 0.039731 | 0.82061 | 0.15625 | 0.68825 | 35.8096 | 34.3562 | 0.051991 | 11.924 | 0.027445 | 0.10398 | 0.08713 | 3.0594 | 12.4995 | 0.0072967 | 1.9751 | 2.5368 | 1.3576 | 1.7959 | 1.2707 | 0.0082963 | 7.0509 | 3.3107
1f37113 | MBS_a | 4 | 00f_051004_345x211x716.dat | 0.0663;0.0663;0.0663 | 345;211;716 | (1.1750;68.1881;12.8954) | 110 | 7.85 | 62 | 78.0611 | 60 | Varibar | [5,133,110] | [30,30,100] | 0 | 20 | 125 | abnormal | tracheal aspiration | 4.0118 | 1.7034 | 6.8339 | 15.6583 | 6.6486 | 104.1068 | 1.2919e-13 | 0.11739 | 0.73909 | 0.32154 | 0.048254 | 8.9257 | 0.1224 | 0.018645 | 0.78196 | 0.063992 | 1.0893 | 0.23233 | 0.95195 | 54.7334 | 45.9129 | 0.086045 | 13.9301 | 0.043476 | 0.1677 | 0.13844 | 3.9814 | 15.3753 | 0.011341 | 2.6882 | 3.4735 | 1.6995 | 2.1661 | 1.377 | 0.015346 | 9.8101 | 4.6858
1f37113 | MBS_a | 4 | 00f_051004_345x211x716.dat | 0.0663;0.0663;0.0663 | 345;211;716 | (1.1750;68.1881;12.8954) | 110 | 9.9905 | 69 | 78.0611 | 60 | Varibar | [5,133,110] | [30,30,100] | 0 | 20 | 125 | abnormal | tracheal aspiration | 4.0118 | 1.7034 | 6.8339 | 15.6583 | 6.6486 | 104.1068 | 1.249e-13 | 0.13607 | 0.80999 | 0.32768 | 0.053417 | 9.2704 | 0.11656 | 0.017604 | 0.83369 | 0.073771 | 1.1271 | 0.25589 | 1.0133 | 60.9168 | 48.2886 | 0.095474 | 14.3119 | 0.050808 | 0.18501 | 0.15683 | 4.1892 | 15.8243 | 0.015048 | 2.8913 | 3.7233 | 1.7799 | 2.2382 | 1.3837 | 0.017112 | 10.5559 | 5.084
1f37113 | MBS_a | 4 | 00f_051004_345x211x716.dat | 0.0663;0.0663;0.0663 | 345;211;716 | (1.1750;68.1881;12.8954) | 60 | 2.5 | 38 | 78.0611 | 60 | Varibar | [5,133,110] | [30,30,100] | 0 | 20 | 125 | abnormal | tracheal aspiration | 4.0118 | 1.7034 | 6.8339 | 15.6583 | 6.6486 | 104.1068 | 2.021e-13 | 0.037112 | 0.3063 | 0.13762 | 0.013486 | 6.0134 | 0.036529 | 0.0067472 | 0.36122 | 0.017016 | 0.53959 | 0.090075 | 0.48102 | 19.4959 | 25.0026 | 0.024963 | 10.43 | 0.012215 | 0.054206 | 0.043413 | 2.3369 | 10.4479 | 0.0028143 | 1.3972 | 1.7767 | 1.0931 | 1.5157 | 1.1921 | 0.0032928 | 4.7655 | 2.1596
1f37113 | MBS_a | 4 | 00f_051004_345x211x716.dat | 0.0663;0.0663;0.0663 | 345;211;716 | (1.1750;68.1881;12.8954) | 60 | 5.7448 | 47 | 78.0611 | 60 | Varibar | [5,133,110] | [30,30,100] | 0 | 20 | 125 | abnormal | tracheal aspiration | 4.0118 | 1.7034 | 6.8339 | 15.6583 | 6.6486 | 104.1068 | 1.3124e-13 | 0.089821 | 0.65178 | 0.32123 | 0.034018 | 8.509 | 0.087619 | 0.011706 | 0.72589 | 0.046564 | 1.0314 | 0.20271 | 0.90858 | 45.8936 | 45.1469 | 0.068169 | 13.6622 | 0.031233 | 0.12733 | 0.1054 | 3.8225 | 15.5267 | 0.0073709 | 2.4407 | 3.1921 | 1.6286 | 2.1206 | 1.3921 | 0.010105 | 8.9737 | 4.1892
1f37113 | MBS_a | 4 | 00f_051004_345x211x716.dat | 0.0663;0.0663;0.0663 | 345;211;716 | (1.1750;68.1881;12.8954) | 60 | 6.3535 | 49 | 78.0611 | 60 | Varibar | [5,133,110] | [30,30,100] | 0 | 20 | 125 | abnormal | tracheal aspiration | 4.0118 | 1.7034 | 6.8339 | 15.6583 | 6.6486 | 104.1068 | 1.2531e-13 | 0.098024 | 0.70598 | 0.2969 | 0.040475 | 8.6763 | 0.096507 | 0.014927 | 0.77752 | 0.050912 | 1.1841 | 0.22171 | 0.96587 | 51.0118 | 48.2809 | 0.069706 | 13.9658 | 0.034275 | 0.14662 | 0.1187 | 3.9905 | 15.9968 | 0.0090865 | 2.5844 | 3.3911 | 1.6887 | 2.1843 | 1.4079 | 0.010842 | 9.6625 | 4.5257
1f37113 | MBS_a | 4 | 00f_051004_345x211x716.dat | 0.0663;0.0663;0.0663 | 345;211;716 | (1.1750;68.1881;12.8954) | 80 | 2.9 | 44 | 78.0611 | 60 | Varibar | [5,133,110] | [30,30,100] | 0 | 20 | 125 | abnormal | tracheal aspiration | 4.0118 | 1.7034 | 6.8339 | 15.6583 | 6.6486 | 104.1068 | 1.8095e-13 | 0.055191 | 0.39361 | 0.1734 | 0.020366 | 6.5173 | 0.046452 | 0.003938 | 0.45096 | 0.026167 | 0.70998 | 0.12 | 0.57508 | 27.1437 | 29.6732 | 0.038188 | 11.0452 | 0.01748 | 0.072513 | 0.062278 | 2.6305 | 11.3165 | 0.0041141 | 1.6431 | 2.109 | 1.2075 | 1.6299 | 1.2252 | 0.00469 | 5.8416 | 2.6893
1f37113 | MBS_a | 4 | 00f_051004_345x211x716.dat | 0.0663;0.0663;0.0663 | 345;211;716 | (1.1750;68.1881;12.8954) | 80 | 7.702 | 57 | 78.0611 | 60 | Varibar | [5,133,110] | [30,30,100] | 0 | 20 | 125 | abnormal | tracheal aspiration | 4.0118 | 1.7034 | 6.8339 | 15.6583 | 6.6486 | 104.1068 | 1.2095e-13 | 0.11902 | 0.77685 | 0.32985 | 0.046945 | 9.0671 | 0.094417 | 0.025885 | 0.83288 | 0.065527 | 1.1256 | 0.24677 | 1.0112 | 59.2585 | 50.5146 | 0.088042 | 14.2336 | 0.043255 | 0.16908 | 0.14671 | 4.1279 | 16.0351 | 0.012395 | 2.7808 | 3.6375 | 1.7283 | 2.2302 | 1.406 | 0.015693 | 10.5546 | 5.0091
1f37113 | MBS_a | 4 | 00f_051004_345x211x716.dat | 0.0663;0.0663;0.0663 | 345;211;716 | (1.1750;68.1881;12.8954) | 80 | 8.502 | 60 | 78.0611 | 60 | Varibar | [5,133,110] | [30,30,100] | 0 | 20 | 125 | abnormal | tracheal aspiration | 4.0118 | 1.7034 | 6.8339 | 15.6583 | 6.6486 | 104.1068 | 1.1796e-13 | 0.12602 | 0.81481 | 0.34658 | 0.050887 | 9.2574 | 0.14732 | 0.018186 | 0.86173 | 0.071535 | 1.1322 | 0.25952 | 1.0502 | 63.2698 | 52.2203 | 0.095337 | 14.4269 | 0.046325 | 0.17994 | 0.15414 | 4.2345 | 16.2979 | 0.014329 | 2.888 | 3.7784 | 1.7721 | 2.2669 | 1.4118 | 0.015555 | 11.0458 | 5.2637
1f37113 | MBS_a | 5 | 00f_051004_345x211x716.dat | 0.0663;0.0663;0.0663 | 345;211;716 | (1.1750;68.1881;12.8954) | 110 | 3.9 | 52 | 78.0611 | 60 | Varibar | [5,133] | [30,30] | 0 | 10 | 125 | abnormal | tracheal aspiration | 4.0118 | 1.7034 | 6.8339 | 15.6583 | 6.6486 | 104.1068 | 1.6176e-13 | 0.078048 | 0.50299 | 0.23942 | 0.030428 | 7.2429 | 0.074846 | 0.0092879 | 0.56085 | 0.042175 | 0.82401 | 0.16009 | 0.70686 | 2.4383 | 34.3803 | 0.05598 | 11.9308 | 0.028479 | 0.11133 | 0.092539 | 3.0662 | 12.4995 | 0.00728 | 1.984 | 2.547 | 1.3763 | 1.8011 | 1.2726 | 0.0088614 | 4.4899 | 1.6727
1f37113 | MBS_a | 5 | 00f_051004_345x211x716.dat | 0.0663;0.0663;0.0663 | 345;211;716 | (1.1750;68.1881;12.8954) | 110 | 7.85 | 62 | 78.0611 | 60 | Varibar | [5,133] | [30,30] | 0 | 10 | 125 | abnormal | tracheal aspiration | 4.0118 | 1.7034 | 6.8339 | 15.6583 | 6.6486 | 104.1068 | 1.2919e-13 | 0.12678 | 0.74096 | 0.31859 | 0.049755 | 8.9257 | 0.12939 | 0.019302 | 0.79373 | 0.067369 | 1.0974 | 0.23799 | 0.97586 | 3.2457 | 45.9346 | 0.091603 | 13.9355 | 0.045664 | 0.17724 | 0.14335 | 3.9844 | 15.3528 | 0.011711 | 2.7003 | 3.4875 | 1.7174 | 2.1723 | 1.3798 | 0.015947 | 5.8562 | 2.1562
1f37113 | MBS_a | 5 | 00f_051004_345x211x716.dat | 0.0663;0.0663;0.0663 | 345;211;716 | (1.1750;68.1881;12.8954) | 110 | 9.9905 | 69 | 78.0611 | 60 | Varibar | [5,133] | [30,30] | 0 | 10 | 125 | abnormal | tracheal aspiration | 4.0118 | 1.7034 | 6.8339 | 15.6583 | 6.6486 | 104.1068 | 1.249e-13 | 0.14805 | 0.81199 | 0.33295 | 0.05514 | 9.2792 | 0.11793 | 0.018426 | 0.84561 | 0.077197 | 1.1319 | 0.26231 | 1.0364 | 3.4392 | 48.3254 | 0.10109 | 14.3167 | 0.052865 | 0.19644 | 0.16283 | 4.1882 | 15.8106 | 0.015707 | 2.9037 | 3.7377 | 1.8012 | 2.2438 | 1.3863 | 0.018148 | 6.1434 | 2.2612
1f37113 | MBS_a | 5 | 00f_051004_345x211x716.dat | 0.0663;0.0663;0.0663 | 345;211;716 | (1.1750;68.1881;12.8954) | 60 | 2.5 | 38 | 78.0611 | 60 | Varibar | [5,133] | [30,30] | 0 | 10 | 125 | abnormal | tracheal aspiration | 4.0118 | 1.7034 | 6.8339 | 15.6583 | 6.6486 | 104.1068 | 2.021e-13 | 0.040768 | 0.3069 | 0.14041 | 0.013771 | 6.0159 | 0.03839 | 0.0068021 | 0.36925 | 0.018258 | 0.54157 | 0.092197 | 0.49783 | 1.7776 | 25.0165 | 0.026847 | 10.437 | 0.012742 | 0.058951 | 0.046173 | 2.3502 | 10.484 | 0.002726 | 1.4037 | 1.784 | 1.1081 | 1.5204 | 1.1935 | 0.0034901 | 3.4078 | 1.2932
1f37113 | MBS_a | 5 | 00f_051004_345x211x716.dat | 0.0663;0.0663;0.0663 | 345;211;716 | (1.1750;68.1881;12.8954) | 60 | 5.7448 | 47 | 78.0611 | 60 | Varibar | [5,133] | [30,30] | 0 | 10 | 125 | abnormal | tracheal aspiration | 4.0118 | 1.7034 | 6.8339 | 15.6583 | 6.6486 | 104.1068 | 1.3124e-13 | 0.10053 | 0.65335 | 0.3227 | 0.03541 | 8.5097 | 0.09245 | 0.014301 | 0.73937 | 0.049608 | 1.033 | 0.20848 | 0.93707 | 3.0715 | 45.1797 | 0.071831 | 13.6652 | 0.032423 | 0.13879 | 0.10931 | 3.8275 | 15.5343 | 0.0077668 | 2.4535 | 3.2067 | 1.6554 | 2.1279 | 1.3951 | 0.010924 | 5.6882 | 2.0888
1f37113 | MBS_a | 5 | 00f_051004_345x211x716.dat | 0.0663;0.0663;0.0663 | 345;211;716 | (1.1750;68.1881;12.8954) | 60 | 6.3535 | 49 | 78.0611 | 60 | Varibar | [5,133] | [30,30] | 0 | 10 | 125 | abnormal | tracheal aspiration | 4.0118 | 1.7034 | 6.8339 | 15.6583 | 6.6486 | 104.1068 | 1.2531e-13 | 0.10932 | 0.70763 | 0.30465 | 0.042292 | 8.6779 | 0.096659 | 0.016269 | 0.79247 | 0.054764 | 1.1837 | 0.22768 | 0.9946 | 3.214 | 48.3136 | 0.074342 | 13.973 | 0.036131 | 0.15812 | 0.1268 | 3.9927 | 15.9768 | 0.0091887 | 2.598 | 3.4067 | 1.7167 | 2.1918 | 1.4109 | 0.011649 | 5.9941 | 2.1807
1f37113 | MBS_a | 5 | 00f_051004_345x211x716.dat | 0.0663;0.0663;0.0663 | 345;211;716 | (1.1750;68.1881;12.8954) | 80 | 2.9 | 44 | 78.0611 | 60 | Varibar | [5,133] | [30,30] | 0 | 10 | 125 | abnormal | tracheal aspiration | 4.0118 | 1.7034 | 6.8339 | 15.6583 | 6.6486 | 104.1068 | 1.8095e-13 | 0.06005 | 0.39441 | 0.1725 | 0.021304 | 6.5201 | 0.052067 | 0.006199 | 0.45978 | 0.027786 | 0.71114 | 0.12292 | 0.59293 | 2.0694 | 29.6897 | 0.0409 | 11.0523 | 0.018359 | 0.07815 | 0.065461 | 2.6404 | 11.3276 | 0.0042963 | 1.6509 | 2.1178 | 1.2259 | 1.6347 | 1.2269 | 0.0048732 | 3.9189 | 1.46
1f37113 | MBS_a | 5 | 00f_051004_345x211x716.dat | 0.0663;0.0663;0.0663 | 345;211;716 | (1.1750;68.1881;12.8954) | 80 | 7.702 | 57 | 78.0611 | 60 | Varibar | [5,133] | [30,30] | 0 | 10 | 125 | abnormal | tracheal aspiration | 4.0118 | 1.7034 | 6.8339 | 15.6583 | 6.6486 | 104.1068 | 1.2095e-13 | 0.12954 | 0.77901 | 0.34365 | 0.048596 | 9.0605 | 0.096426 | 0.029236 | 0.84818 | 0.069899 | 1.1206 | 0.25263 | 1.038 | 3.3601 | 50.5452 | 0.093565 | 14.2427 | 0.045045 | 0.18205 | 0.15473 | 4.1254 | 15.9954 | 0.012874 | 2.7946 | 3.6535 | 1.7516 | 2.237 | 1.4093 | 0.01583 | 6.2611 | 2.2649
1f37113 | MBS_a | 5 | 00f_051004_345x211x716.dat | 0.0663;0.0663;0.0663 | 345;211;716 | (1.1750;68.1881;12.8954) | 80 | 8.502 | 60 | 78.0611 | 60 | Varibar | [5,133] | [30,30] | 0 | 10 | 125 | abnormal | tracheal aspiration | 4.0118 | 1.7034 | 6.8339 | 15.6583 | 6.6486 | 104.1068 | 1.1796e-13 | 0.13823 | 0.81716 | 0.35543 | 0.052904 | 9.2633 | 0.14779 | 0.018426 | 0.87538 | 0.076072 | 1.1328 | 0.26567 | 1.0759 | 3.4326 | 52.261 | 0.10092 | 14.4286 | 0.048188 | 0.1923 | 0.16174 | 4.234 | 16.2598 | 0.015266 | 2.9022 | 3.7949 | 1.7949 | 2.2736 | 1.415 | 0.016077 | 6.4521 | 2.325
1f37113 | MBS_a | 6 | 00f_051004_345x211x716.dat | 0.0663;0.0663;0.0663 | 345;211;716 | (1.1750;68.1881;12.8954) | 110 | 3.9 | 52 | 78.0611 | 60 | Varibar | [5,133,110] | [30,30,100] | 0 | 20 | 125 | abnormal | tracheal aspiration | 4.0118 | 1.7034 | 6.8339 | 15.6583 | 6.6486 | 104.1068 | 1.6176e-13 | 0.071545 | 0.50187 | 0.24183 | 0.029163 | 7.2448 | 0.071526 | 0.0091328 | 0.55098 | 0.039731 | 0.82061 | 0.15625 | 0.68825 | 35.8096 | 34.3562 | 0.051991 | 11.924 | 0.027445 | 0.10398 | 0.08713 | 3.0594 | 12.4995 | 0.0072967 | 1.9751 | 2.5368 | 1.3576 | 1.7959 | 1.2707 | 0.0082963 | 7.0509 | 3.3107
1f37113 | MBS_a | 6 | 00f_051004_345x211x716.dat | 0.0663;0.0663;0.0663 | 345;211;716 | (1.1750;68.1881;12.8954) | 110 | 7.85 | 62 | 78.0611 | 60 | Varibar | [5,133,110] | [30,30,100] | 0 | 20 | 125 | abnormal | tracheal aspiration | 4.0118 | 1.7034 | 6.8339 | 15.6583 | 6.6486 | 104.1068 | 1.2919e-13 | 0.11739 | 0.73909 | 0.32154 | 0.048254 | 8.9257 | 0.1224 | 0.018645 | 0.78196 | 0.063992 | 1.0893 | 0.23233 | 0.95195 | 54.7334 | 45.9129 | 0.086045 | 13.9301 | 0.043476 | 0.1677 | 0.13844 | 3.9814 | 15.3753 | 0.011341 | 2.6882 | 3.4735 | 1.6995 | 2.1661 | 1.377 | 0.015346 | 9.8101 | 4.6858
1f37113 | MBS_a | 6 | 00f_051004_345x211x716.dat | 0.0663;0.0663;0.0663 | 345;211;716 | (1.1750;68.1881;12.8954) | 110 | 9.9905 | 69 | 78.0611 | 60 | Varibar | [5,133,110] | [30,30,100] | 0 | 20 | 125 | abnormal | tracheal aspiration | 4.0118 | 1.7034 | 6.8339 | 15.6583 | 6.6486 | 104.1068 | 1.249e-13 | 0.13607 | 0.80999 | 0.32768 | 0.053417 | 9.2704 | 0.11656 | 0.017604 | 0.83369 | 0.073771 | 1.1271 | 0.25588 | 1.0133 | 60.9168 | 48.2886 | 0.095474 | 14.3119 | 0.050808 | 0.18501 | 0.15682 | 4.1892 | 15.8243 | 0.015048 | 2.8913 | 3.7233 | 1.7799 | 2.2382 | 1.3837 | 0.017112 | 10.5559 | 5.084
1f37113 | MBS_a | 6 | 00f_051004_345x211x716.dat | 0.0663;0.0663;0.0663 | 345;211;716 | (1.1750;68.1881;12.8954) | 60 | 2.5 | 38 | 78.0611 | 60 | Varibar | [5,133,110] | [30,30,100] | 0 | 20 | 125 | abnormal | tracheal aspiration | 4.0118 | 1.7034 | 6.8339 | 15.6583 | 6.6486 | 104.1068 | 2.021e-13 | 0.037112 | 0.3063 | 0.13762 | 0.013486 | 6.0134 | 0.036529 | 0.0067472 | 0.36122 | 0.017016 | 0.53959 | 0.090075 | 0.48102 | 19.4959 | 25.0026 | 0.024963 | 10.43 | 0.012215 | 0.054206 | 0.043413 | 2.3369 | 10.4479 | 0.0028143 | 1.3972 | 1.7767 | 1.0931 | 1.5157 | 1.1921 | 0.0032928 | 4.7655 | 2.1596
1f37113 | MBS_a | 6 | 00f_051004_345x211x716.dat | 0.0663;0.0663;0.0663 | 345;211;716 | (1.1750;68.1881;12.8954) | 60 | 5.7448 | 47 | 78.0611 | 60 | Varibar | [5,133,110] | [30,30,100] | 0 | 20 | 125 | abnormal | tracheal aspiration | 4.0118 | 1.7034 | 6.8339 | 15.6583 | 6.6486 | 104.1068 | 1.3124e-13 | 0.089821 | 0.65178 | 0.32123 | 0.034018 | 8.509 | 0.087619 | 0.011706 | 0.72589 | 0.046564 | 1.0314 | 0.20271 | 0.90858 | 45.8936 | 45.1469 | 0.068169 | 13.6622 | 0.031233 | 0.12733 | 0.1054 | 3.8225 | 15.5267 | 0.0073709 | 2.4407 | 3.1921 | 1.6286 | 2.1206 | 1.3921 | 0.010105 | 8.9737 | 4.1892
1f37113 | MBS_a | 6 | 00f_051004_345x211x716.dat | 0.0663;0.0663;0.0663 | 345;211;716 | (1.1750;68.1881;12.8954) | 60 | 6.3535 | 49 | 78.0611 | 60 | Varibar | [5,133,110] | [30,30,100] | 0 | 20 | 125 | abnormal | tracheal aspiration | 4.0118 | 1.7034 | 6.8339 | 15.6583 | 6.6486 | 104.1068 | 1.2531e-13 | 0.098024 | 0.70598 | 0.2969 | 0.040475 | 8.6763 | 0.096507 | 0.014927 | 0.77752 | 0.050912 | 1.1841 | 0.22171 | 0.96587 | 51.0118 | 48.2809 | 0.069706 | 13.9658 | 0.034275 | 0.14662 | 0.1187 | 3.9905 | 15.9968 | 0.0090865 | 2.5844 | 3.3911 | 1.6887 | 2.1843 | 1.4079 | 0.010842 | 9.6625 | 4.5257
1f37113 | MBS_a | 6 | 00f_051004_345x211x716.dat | 0.0663;0.0663;0.0663 | 345;211;716 | (1.1750;68.1881;12.8954) | 80 | 2.9 | 44 | 78.0611 | 60 | Varibar | [5,133,110] | [30,30,100] | 0 | 20 | 125 | abnormal | tracheal aspiration | 4.0118 | 1.7034 | 6.8339 | 15.6583 | 6.6486 | 104.1068 | 1.8095e-13 | 0.055191 | 0.39361 | 0.1734 | 0.020366 | 6.5173 | 0.046452 | 0.003938 | 0.45096 | 0.026167 | 0.70998 | 0.12 | 0.57508 | 27.1437 | 29.6732 | 0.038188 | 11.0452 | 0.01748 | 0.072513 | 0.062278 | 2.6305 | 11.3165 | 0.0041141 | 1.6431 | 2.109 | 1.2075 | 1.6299 | 1.2252 | 0.00469 | 5.8416 | 2.6893
1f37113 | MBS_a | 6 | 00f_051004_345x211x716.dat | 0.0663;0.0663;0.0663 | 345;211;716 | (1.1750;68.1881;12.8954) | 80 | 7.702 | 57 | 78.0611 | 60 | Varibar | [5,133,110] | [30,30,100] | 0 | 20 | 125 | abnormal | tracheal aspiration | 4.0118 | 1.7034 | 6.8339 | 15.6583 | 6.6486 | 104.1068 | 1.2095e-13 | 0.11902 | 0.77685 | 0.32985 | 0.046945 | 9.0671 | 0.094417 | 0.025885 | 0.83288 | 0.065527 | 1.1256 | 0.24677 | 1.0112 | 59.2585 | 50.5146 | 0.088042 | 14.2336 | 0.043255 | 0.16908 | 0.14671 | 4.1279 | 16.0351 | 0.012395 | 2.7808 | 3.6375 | 1.7283 | 2.2302 | 1.406 | 0.015693 | 10.5546 | 5.0091
1f37113 | MBS_a | 6 | 00f_051004_345x211x716.dat | 0.0663;0.0663;0.0663 | 345;211;716 | (1.1750;68.1881;12.8954) | 80 | 8.502 | 60 | 78.0611 | 60 | Varibar | [5,133,110] | [30,30,100] | 0 | 20 | 125 | abnormal | tracheal aspiration | 4.0118 | 1.7034 | 6.8339 | 15.6583 | 6.6486 | 104.1068 | 1.1796e-13 | 0.12602 | 0.81481 | 0.34658 | 0.050887 | 9.2574 | 0.14732 | 0.018186 | 0.86173 | 0.071535 | 1.1322 | 0.25952 | 1.0502 | 63.2698 | 52.2203 | 0.095337 | 14.4269 | 0.046325 | 0.17994 | 0.15414 | 4.2345 | 16.2979 | 0.014329 | 2.888 | 3.7784 | 1.7721 | 2.2669 | 1.4118 | 0.015555 | 11.0458 | 5.2637
1f37113 | MBS_a | 7 | 00f_051004_345x211x716.dat | 0.0663;0.0663;0.0663 | 345;211;716 | (1.1750;68.1881;12.8954) | 110 | 3.9 | 52 | 78.0611 | 60 | Varibar | [5,133] | [30,30] | 0 | 10 | 125 | abnormal | tracheal aspiration | 4.0118 | 1.7034 | 6.8339 | 15.6583 | 6.6486 | 104.1068 | 1.6176e-13 | 0.078048 | 0.50299 | 0.23942 | 0.030428 | 7.2429 | 0.074846 | 0.0092879 | 0.56085 | 0.042175 | 0.82401 | 0.16009 | 0.70686 | 2.4383 | 34.3803 | 0.05598 | 11.9308 | 0.028479 | 0.11133 | 0.092539 | 3.0662 | 12.4995 | 0.00728 | 1.984 | 2.547 | 1.3763 | 1.8011 | 1.2726 | 0.0088614 | 4.4899 | 1.6727
1f37113 | MBS_a | 7 | 00f_051004_345x211x716.dat | 0.0663;0.0663;0.0663 | 345;211;716 | (1.1750;68.1881;12.8954) | 110 | 7.85 | 62 | 78.0611 | 60 | Varibar | [5,133] | [30,30] | 0 | 10 | 125 | abnormal | tracheal aspiration | 4.0118 | 1.7034 | 6.8339 | 15.6583 | 6.6486 | 104.1068 | 1.2919e-13 | 0.12678 | 0.74096 | 0.31859 | 0.049755 | 8.9257 | 0.12939 | 0.019302 | 0.79373 | 0.067369 | 1.0974 | 0.23799 | 0.97586 | 3.2457 | 45.9346 | 0.091603 | 13.9355 | 0.045664 | 0.17724 | 0.14335 | 3.9844 | 15.3528 | 0.011711 | 2.7003 | 3.4875 | 1.7174 | 2.1723 | 1.3798 | 0.015947 | 5.8562 | 2.1562
1f37113 | MBS_a | 7 | 00f_051004_345x211x716.dat | 0.0663;0.0663;0.0663 | 345;211;716 | (1.1750;68.1881;12.8954) | 110 | 9.9905 | 69 | 78.0611 | 60 | Varibar | [5,133] | [30,30] | 0 | 10 | 125 | abnormal | tracheal aspiration | 4.0118 | 1.7034 | 6.8339 | 15.6583 | 6.6486 | 104.1068 | 1.249e-13 | 0.14805 | 0.81199 | 0.33295 | 0.05514 | 9.2792 | 0.11793 | 0.018426 | 0.84561 | 0.077197 | 1.1319 | 0.26231 | 1.0364 | 3.4392 | 48.3254 | 0.10109 | 14.3167 | 0.052865 | 0.19644 | 0.16283 | 4.1882 | 15.8106 | 0.015707 | 2.9037 | 3.7377 | 1.8012 | 2.2438 | 1.3863 | 0.018148 | 6.1434 | 2.2612
1f37113 | MBS_a | 7 | 00f_051004_345x211x716.dat | 0.0663;0.0663;0.0663 | 345;211;716 | (1.1750;68.1881;12.8954) | 60 | 2.5 | 38 | 78.0611 | 60 | Varibar | [5,133] | [30,30] | 0 | 10 | 125 | abnormal | tracheal aspiration | 4.0118 | 1.7034 | 6.8339 | 15.6583 | 6.6486 | 104.1068 | 2.021e-13 | 0.040768 | 0.3069 | 0.14041 | 0.013771 | 6.0159 | 0.03839 | 0.0068021 | 0.36925 | 0.018258 | 0.54157 | 0.092197 | 0.49783 | 1.7776 | 25.0165 | 0.026847 | 10.437 | 0.012742 | 0.058951 | 0.046173 | 2.3502 | 10.484 | 0.002726 | 1.4037 | 1.784 | 1.1081 | 1.5204 | 1.1935 | 0.0034901 | 3.4078 | 1.2932
1f37113 | MBS_a | 7 | 00f_051004_345x211x716.dat | 0.0663;0.0663;0.0663 | 345;211;716 | (1.1750;68.1881;12.8954) | 60 | 5.7448 | 47 | 78.0611 | 60 | Varibar | [5,133] | [30,30] | 0 | 10 | 125 | abnormal | tracheal aspiration | 4.0118 | 1.7034 | 6.8339 | 15.6583 | 6.6486 | 104.1068 | 1.3124e-13 | 0.10053 | 0.65335 | 0.3227 | 0.03541 | 8.5097 | 0.09245 | 0.014301 | 0.73937 | 0.049608 | 1.033 | 0.20848 | 0.93707 | 3.0715 | 45.1797 | 0.071831 | 13.6652 | 0.032423 | 0.13879 | 0.10937 | 3.8275 | 15.5343 | 0.0077668 | 2.4535 | 3.2067 | 1.6555 | 2.1279 | 1.3951 | 0.010924 | 5.6882 | 2.0888
1f37113 | MBS_a | 7 | 00f_051004_345x211x716.dat | 0.0663;0.0663;0.0663 | 345;211;716 | (1.1750;68.1881;12.8954) | 60 | 6.3535 | 49 | 78.0611 | 60 | Varibar | [5,133] | [30,30] | 0 | 10 | 125 | abnormal | tracheal aspiration | 4.0118 | 1.7034 | 6.8339 | 15.6583 | 6.6486 | 104.1068 | 1.2531e-13 | 0.10932 | 0.70763 | 0.30465 | 0.042292 | 8.6779 | 0.096659 | 0.016269 | 0.79247 | 0.054764 | 1.1837 | 0.22768 | 0.9946 | 3.214 | 48.3136 | 0.074342 | 13.973 | 0.036131 | 0.15812 | 0.1268 | 3.9927 | 15.9768 | 0.0091887 | 2.598 | 3.4067 | 1.7167 | 2.1918 | 1.4109 | 0.011649 | 5.9941 | 2.1807
1f37113 | MBS_a | 7 | 00f_051004_345x211x716.dat | 0.0663;0.0663;0.0663 | 345;211;716 | (1.1750;68.1881;12.8954) | 80 | 2.9 | 44 | 78.0611 | 60 | Varibar | [5,133] | [30,30] | 0 | 10 | 125 | abnormal | tracheal aspiration | 4.0118 | 1.7034 | 6.8339 | 15.6583 | 6.6486 | 104.1068 | 1.8095e-13 | 0.06005 | 0.39441 | 0.1725 | 0.021304 | 6.5201 | 0.052067 | 0.006199 | 0.45978 | 0.027786 | 0.71114 | 0.12292 | 0.59293 | 2.0694 | 29.6897 | 0.0409 | 11.0523 | 0.018359 | 0.07815 | 0.065461 | 2.6404 | 11.3276 | 0.0042963 | 1.6509 | 2.1178 | 1.2259 | 1.6347 | 1.2269 | 0.0048732 | 3.9189 | 1.46
1f37113 | MBS_a | 7 | 00f_051004_345x211x716.dat | 0.0663;0.0663;0.0663 | 345;211;716 | (1.1750;68.1881;12.8954) | 80 | 7.702 | 57 | 78.0611 | 60 | Varibar | [5,133] | [30,30] | 0 | 10 | 125 | abnormal | tracheal aspiration | 4.0118 | 1.7034 | 6.8339 | 15.6583 | 6.6486 | 104.1068 | 1.2095e-13 | 0.12954 | 0.77901 | 0.34365 | 0.048596 | 9.0605 | 0.096426 | 0.029236 | 0.84818 | 0.069899 | 1.1206 | 0.25263 | 1.038 | 3.3601 | 50.5452 | 0.093565 | 14.2427 | 0.045045 | 0.18205 | 0.15473 | 4.1254 | 15.9954 | 0.012874 | 2.7946 | 3.6535 | 1.7516 | 2.237 | 1.4093 | 0.01583 | 6.2611 | 2.2649
1f37113 | MBS_a | 7 | 00f_051004_345x211x716.dat | 0.0663;0.0663;0.0663 | 345;211;716 | (1.1750;68.1881;12.8954) | 80 | 8.502 | 60 | 78.0611 | 60 | Varibar | [5,133] | [30,30] | 0 | 10 | 125 | abnormal | tracheal aspiration | 4.0118 | 1.7034 | 6.8339 | 15.6583 | 6.6486 | 104.1068 | 1.1796e-13 | 0.13823 | 0.81716 | 0.35543 | 0.052904 | 9.2633 | 0.14779 | 0.018426 | 0.87538 | 0.076072 | 1.1328 | 0.26567 | 1.0759 | 3.4326 | 52.261 | 0.10092 | 14.4286 | 0.048188 | 0.1923 | 0.16174 | 4.234 | 16.2598 | 0.015266 | 2.9022 | 3.7949 | 1.7949 | 2.2736 | 1.415 | 0.016077 | 6.4521 | 2.325
1f37113 | MBS_a | 8 | 00f_051004_345x211x716.dat | 0.0663;0.0663;0.0663 | 345;211;716 | (1.1750;68.1881;12.8954) | 110 | 3.9 | 52 | 78.0611 | 60 | Varibar | [5,133,110] | [30,30,100] | 0 | 20 | 125 | abnormal | tracheal aspiration | 4.0118 | 1.7034 | 6.8339 | 15.6583 | 6.6486 | 104.1068 | 1.6176e-13 | 0.071545 | 0.50187 | 0.24183 | 0.029163 | 7.2448 | 0.071526 | 0.0091328 | 0.55098 | 0.039731 | 0.82061 | 0.15625 | 0.68825 | 35.8096 | 34.3562 | 0.051991 | 11.924 | 0.027445 | 0.10398 | 0.08713 | 3.0594 | 12.4995 | 0.0072967 | 1.9751 | 2.5368 | 1.3576 | 1.7959 | 1.2707 | 0.0082963 | 7.0509 | 3.3107
1f37113 | MBS_a | 8 | 00f_051004_345x211x716.dat | 0.0663;0.0663;0.0663 | 345;211;716 | (1.1750;68.1881;12.8954) | 110 | 7.85 | 62 | 78.0611 | 60 | Varibar | [5,133,110] | [30,30,100] | 0 | 20 | 125 | abnormal | tracheal aspiration | 4.0118 | 1.7034 | 6.8339 | 15.6583 | 6.6486 | 104.1068 | 1.2919e-13 | 0.11739 | 0.73909 | 0.32154 | 0.048254 | 8.9257 | 0.1224 | 0.018645 | 0.78196 | 0.063992 | 1.0893 | 0.23233 | 0.95195 | 54.7334 | 45.9129 | 0.086045 | 13.9301 | 0.043476 | 0.1677 | 0.13844 | 3.9814 | 15.3753 | 0.011341 | 2.6882 | 3.4735 | 1.6995 | 2.1661 | 1.377 | 0.015346 | 9.8101 | 4.6858
1f37113 | MBS_a | 8 | 00f_051004_345x211x716.dat | 0.0663;0.0663;0.0663 | 345;211;716 | (1.1750;68.1881;12.8954) | 110 | 9.9905 | 69 | 78.0611 | 60 | Varibar | [5,133,110] | [30,30,100] | 0 | 20 | 125 | abnormal | tracheal aspiration | 4.0118 | 1.7034 | 6.8339 | 15.6583 | 6.6486 | 104.1068 | 1.249e-13 | 0.13607 | 0.80999 | 0.32768 | 0.053417 | 9.2704 | 0.11656 | 0.017604 | 0.83369 | 0.073771 | 1.1271 | 0.25588 | 1.0133 | 60.9168 | 48.2886 | 0.095474 | 14.3119 | 0.050808 | 0.18501 | 0.15682 | 4.1892 | 15.8243 | 0.015048 | 2.8913 | 3.7233 | 1.7799 | 2.2382 | 1.3837 | 0.017112 | 10.5559 | 5.084
1f37113 | MBS_a | 8 | 00f_051004_345x211x716.dat | 0.0663;0.0663;0.0663 | 345;211;716 | (1.1750;68.1881;12.8954) | 60 | 2.5 | 38 | 78.0611 | 60 | Varibar | [5,133,110] | [30,30,100] | 0 | 20 | 125 | abnormal | tracheal aspiration | 4.0118 | 1.7034 | 6.8339 | 15.6583 | 6.6486 | 104.1068 | 2.021e-13 | 0.037112 | 0.3063 | 0.13762 | 0.013486 | 6.0134 | 0.036529 | 0.0067472 | 0.36122 | 0.017016 | 0.53959 | 0.090075 | 0.48102 | 19.4959 | 25.0026 | 0.024963 | 10.43 | 0.012215 | 0.054206 | 0.043413 | 2.3369 | 10.4479 | 0.0028143 | 1.3972 | 1.7767 | 1.0931 | 1.5157 | 1.1921 | 0.0032928 | 4.7655 | 2.1596
1f37113 | MBS_a | 8 | 00f_051004_345x211x716.dat | 0.0663;0.0663;0.0663 | 345;211;716 | (1.1750;68.1881;12.8954) | 60 | 5.7448 | 47 | 78.0611 | 60 | Varibar | [5,133,110] | [30,30,100] | 0 | 20 | 125 | abnormal | tracheal aspiration | 4.0118 | 1.7034 | 6.8339 | 15.6583 | 6.6486 | 104.1068 | 1.3124e-13 | 0.089821 | 0.65178 | 0.32123 | 0.034018 | 8.509 | 0.087619 | 0.011706 | 0.72589 | 0.046564 | 1.0314 | 0.20271 | 0.90858 | 45.8936 | 45.1469 | 0.068169 | 13.6622 | 0.031233 | 0.12733 | 0.1054 | 3.8225 | 15.5267 | 0.0073709 | 2.4407 | 3.1921 | 1.6286 | 2.1206 | 1.3921 | 0.010105 | 8.9737 | 4.1892
1f37113 | MBS_a | 8 | 00f_051004_345x211x716.dat | 0.0663;0.0663;0.0663 | 345;211;716 | (1.1750;68.1881;12.8954) | 60 | 6.3535 | 49 | 78.0611 | 60 | Varibar | [5,133,110] | [30,30,100] | 0 | 20 | 125 | abnormal | tracheal aspiration | 4.0118 | 1.7034 | 6.8339 | 15.6583 | 6.6486 | 104.1068 | 1.2531e-13 | 0.098024 | 0.70598 | 0.2969 | 0.040475 | 8.6763 | 0.096507 | 0.014927 | 0.77752 | 0.050912 | 1.1841 | 0.22172 | 0.96587 | 51.0118 | 48.2809 | 0.069706 | 13.9658 | 0.034275 | 0.14662 | 0.11864 | 3.9905 | 15.9968 | 0.0090865 | 2.5844 | 3.3911 | 1.6887 | 2.1843 | 1.4079 | 0.010842 | 9.6625 | 4.5257
1f37113 | MBS_a | 8 | 00f_051004_345x211x716.dat | 0.0663;0.0663;0.0663 | 345;211;716 | (1.1750;68.1881;12.8954) | 80 | 2.9 | 44 | 78.0611 | 60 | Varibar | [5,133,110] | [30,30,100] | 0 | 20 | 125 | abnormal | tracheal aspiration | 4.0118 | 1.7034 | 6.8339 | 15.6583 | 6.6486 | 104.1068 | 1.8095e-13 | 0.055191 | 0.39361 | 0.1734 | 0.020366 | 6.5173 | 0.046452 | 0.003938 | 0.45096 | 0.026167 | 0.70998 | 0.12 | 0.57508 | 27.1437 | 29.6732 | 0.038188 | 11.0452 | 0.01748 | 0.072513 | 0.062278 | 2.6305 | 11.3165 | 0.0041141 | 1.6431 | 2.109 | 1.2075 | 1.6299 | 1.2252 | 0.00469 | 5.8416 | 2.6893
1f37113 | MBS_a | 8 | 00f_051004_345x211x716.dat | 0.0663;0.0663;0.0663 | 345;211;716 | (1.1750;68.1881;12.8954) | 80 | 7.702 | 57 | 78.0611 | 60 | Varibar | [5,133,110] | [30,30,100] | 0 | 20 | 125 | abnormal | tracheal aspiration | 4.0118 | 1.7034 | 6.8339 | 15.6583 | 6.6486 | 104.1068 | 1.2095e-13 | 0.11902 | 0.77685 | 0.32985 | 0.046945 | 9.0671 | 0.094417 | 0.025885 | 0.83288 | 0.065527 | 1.1256 | 0.24677 | 1.0112 | 59.2585 | 50.5146 | 0.088042 | 14.2336 | 0.043255 | 0.16908 | 0.14671 | 4.1279 | 16.0351 | 0.012395 | 2.7808 | 3.6375 | 1.7283 | 2.2302 | 1.406 | 0.015693 | 10.5546 | 5.0091
1f37113 | MBS_a | 8 | 00f_051004_345x211x716.dat | 0.0663;0.0663;0.0663 | 345;211;716 | (1.1750;68.1881;12.8954) | 80 | 8.502 | 60 | 78.0611 | 60 | Varibar | [5,133,110] | [30,30,100] | 0 | 20 | 125 | abnormal | tracheal aspiration | 4.0118 | 1.7034 | 6.8339 | 15.6583 | 6.6486 | 104.1068 | 1.1796e-13 | 0.12602 | 0.81481 | 0.34658 | 0.050887 | 9.2574 | 0.14732 | 0.018186 | 0.86173 | 0.071535 | 1.1322 | 0.25952 | 1.0502 | 63.2698 | 52.2203 | 0.095337 | 14.4269 | 0.046325 | 0.17994 | 0.15414 | 4.2345 | 16.2979 | 0.014329 | 2.888 | 3.7784 | 1.7721 | 2.2669 | 1.4118 | 0.015555 | 11.0458 | 5.2637
1f37113 | MBS_a | 9 | 00f_051004_345x211x716.dat | 0.0663;0.0663;0.0663 | 345;211;716 | (1.1750;68.1881;12.8954) | 110 | 3.9 | 52 | 78.0611 | 60 | Varibar | [5,133,110] | [30,30,100] | 0 | 15 | 125 | abnormal | tracheal aspiration | 4.0118 | 1.7034 | 6.8339 | 15.6583 | 6.6486 | 104.1068 | 1.6176e-13 | 0.071545 | 0.50187 | 0.24183 | 0.029163 | 7.2448 | 0.071526 | 0.0091328 | 0.55098 | 0.039731 | 0.82061 | 0.15625 | 0.68825 | 35.8096 | 34.3562 | 0.051991 | 11.924 | 0.027445 | 0.10398 | 0.08713 | 3.0594 | 12.4995 | 0.0072967 | 1.9751 | 2.5368 | 1.3576 | 1.7959 | 1.2707 | 0.0082963 | 7.0509 | 3.3107
1f37113 | MBS_a | 9 | 00f_051004_345x211x716.dat | 0.0663;0.0663;0.0663 | 345;211;716 | (1.1750;68.1881;12.8954) | 110 | 7.85 | 62 | 78.0611 | 60 | Varibar | [5,133,110] | [30,30,100] | 0 | 15 | 125 | abnormal | tracheal aspiration | 4.0118 | 1.7034 | 6.8339 | 15.6583 | 6.6486 | 104.1068 | 1.2919e-13 | 0.11739 | 0.73909 | 0.32154 | 0.048254 | 8.9257 | 0.1224 | 0.018645 | 0.78196 | 0.063992 | 1.0893 | 0.23233 | 0.95195 | 54.7334 | 45.9129 | 0.086045 | 13.9301 | 0.043476 | 0.1677 | 0.13844 | 3.9814 | 15.3753 | 0.011341 | 2.6882 | 3.4735 | 1.6995 | 2.1661 | 1.377 | 0.015346 | 9.8101 | 4.6858
1f37113 | MBS_a | 9 | 00f_051004_345x211x716.dat | 0.0663;0.0663;0.0663 | 345;211;716 | (1.1750;68.1881;12.8954) | 110 | 9.9905 | 69 | 78.0611 | 60 | Varibar | [5,133,110] | [30,30,100] | 0 | 15 | 125 | abnormal | tracheal aspiration | 4.0118 | 1.7034 | 6.8339 | 15.6583 | 6.6486 | 104.1068 | 1.249e-13 | 0.13607 | 0.80999 | 0.32768 | 0.053417 | 9.2704 | 0.11656 | 0.017604 | 0.83369 | 0.073771 | 1.1271 | 0.25588 | 1.0133 | 60.9168 | 48.2886 | 0.095474 | 14.3119 | 0.050808 | 0.18501 | 0.15682 | 4.1892 | 15.8243 | 0.015048 | 2.8913 | 3.7233 | 1.7799 | 2.2382 | 1.3837 | 0.017112 | 10.5559 | 5.084
1f37113 | MBS_a | 9 | 00f_051004_345x211x716.dat | 0.0663;0.0663;0.0663 | 345;211;716 | (1.1750;68.1881;12.8954) | 60 | 2.5 | 38 | 78.0611 | 60 | Varibar | [5,133,110] | [30,30,100] | 0 | 15 | 125 | abnormal | tracheal aspiration | 4.0118 | 1.7034 | 6.8339 | 15.6583 | 6.6486 | 104.1068 | 2.021e-13 | 0.037112 | 0.3063 | 0.13762 | 0.013486 | 6.0134 | 0.036529 | 0.0067472 | 0.36122 | 0.017016 | 0.53959 | 0.090075 | 0.48102 | 19.4959 | 25.0026 | 0.024963 | 10.43 | 0.012215 | 0.054206 | 0.043413 | 2.3369 | 10.4479 | 0.0028143 | 1.3972 | 1.7767 | 1.0931 | 1.5157 | 1.1921 | 0.0032928 | 4.7655 | 2.1596
1f37113 | MBS_a | 9 | 00f_051004_345x211x716.dat | 0.0663;0.0663;0.0663 | 345;211;716 | (1.1750;68.1881;12.8954) | 60 | 5.7448 | 47 | 78.0611 | 60 | Varibar | [5,133,110] | [30,30,100] | 0 | 15 | 125 | abnormal | tracheal aspiration | 4.0118 | 1.7034 | 6.8339 | 15.6583 | 6.6486 | 104.1068 | 1.3124e-13 | 0.089821 | 0.65178 | 0.32123 | 0.034018 | 8.509 | 0.087619 | 0.011706 | 0.72589 | 0.046564 | 1.0314 | 0.20271 | 0.90858 | 45.8936 | 45.1469 | 0.068169 | 13.6622 | 0.031233 | 0.12733 | 0.1054 | 3.8225 | 15.5267 | 0.0073709 | 2.4407 | 3.1921 | 1.6286 | 2.1206 | 1.3921 | 0.010105 | 8.9737 | 4.1892
1f37113 | MBS_a | 9 | 00f_051004_345x211x716.dat | 0.0663;0.0663;0.0663 | 345;211;716 | (1.1750;68.1881;12.8954) | 60 | 6.3535 | 49 | 78.0611 | 60 | Varibar | [5,133,110] | [30,30,100] | 0 | 15 | 125 | abnormal | tracheal aspiration | 4.0118 | 1.7034 | 6.8339 | 15.6583 | 6.6486 | 104.1068 | 1.2531e-13 | 0.098024 | 0.70598 | 0.2969 | 0.040475 | 8.6763 | 0.096507 | 0.014927 | 0.77752 | 0.050912 | 1.1841 | 0.22171 | 0.96587 | 51.0118 | 48.2809 | 0.069706 | 13.9658 | 0.034275 | 0.14662 | 0.1187 | 3.9905 | 15.9968 | 0.0090865 | 2.5844 | 3.3911 | 1.6887 | 2.1843 | 1.4079 | 0.010842 | 9.6625 | 4.5257
1f37113 | MBS_a | 9 | 00f_051004_345x211x716.dat | 0.0663;0.0663;0.0663 | 345;211;716 | (1.1750;68.1881;12.8954) | 80 | 2.9 | 44 | 78.0611 | 60 | Varibar | [5,133,110] | [30,30,100] | 0 | 15 | 125 | abnormal | tracheal aspiration | 4.0118 | 1.7034 | 6.8339 | 15.6583 | 6.6486 | 104.1068 | 1.8095e-13 | 0.055191 | 0.39361 | 0.1734 | 0.020366 | 6.5173 | 0.046452 | 0.003938 | 0.45096 | 0.026167 | 0.70998 | 0.12 | 0.57508 | 27.1437 | 29.6732 | 0.038188 | 11.0452 | 0.01748 | 0.072513 | 0.062278 | 2.6305 | 11.3165 | 0.0041141 | 1.6431 | 2.109 | 1.2075 | 1.6299 | 1.2252 | 0.00469 | 5.8416 | 2.6893
1f37113 | MBS_a | 9 | 00f_051004_345x211x716.dat | 0.0663;0.0663;0.0663 | 345;211;716 | (1.1750;68.1881;12.8954) | 80 | 7.702 | 57 | 78.0611 | 60 | Varibar | [5,133,110] | [30,30,100] | 0 | 15 | 125 | abnormal | tracheal aspiration | 4.0118 | 1.7034 | 6.8339 | 15.6583 | 6.6486 | 104.1068 | 1.2095e-13 | 0.11902 | 0.77685 | 0.32985 | 0.046945 | 9.0671 | 0.094417 | 0.025885 | 0.83288 | 0.065527 | 1.1256 | 0.24677 | 1.0112 | 59.2585 | 50.5146 | 0.088042 | 14.2336 | 0.043255 | 0.16908 | 0.14671 | 4.1279 | 16.0351 | 0.012395 | 2.7808 | 3.6375 | 1.7283 | 2.2302 | 1.406 | 0.015693 | 10.5546 | 5.0091
1f37113 | MBS_a | 9 | 00f_051004_345x211x716.dat | 0.0663;0.0663;0.0663 | 345;211;716 | (1.1750;68.1881;12.8954) | 80 | 8.502 | 60 | 78.0611 | 60 | Varibar | [5,133,110] | [30,30,100] | 0 | 15 | 125 | abnormal | tracheal aspiration | 4.0118 | 1.7034 | 6.8339 | 15.6583 | 6.6486 | 104.1068 | 1.1796e-13 | 0.12602 | 0.81481 | 0.34658 | 0.050887 | 9.2574 | 0.14732 | 0.018186 | 0.86173 | 0.071535 | 1.1322 | 0.25952 | 1.0502 | 63.2698 | 52.2203 | 0.095337 | 14.4269 | 0.046325 | 0.17994 | 0.15414 | 4.2345 | 16.2979 | 0.014329 | 2.888 | 3.7784 | 1.7721 | 2.2669 | 1.4118 | 0.015555 | 11.0458 | 5.2637
1f37113 | MBS_a | 1 | 00m_051004_345x211x716.dat | 0.0663;0.0663;0.0663 | 345;211;716 | (1.1750;68.1881;14.0831) | 110 | 3.9 | 52 | 78.0611 | 60 | Varibar | [5] | [0] | 0 | 10 | 125 | abnormal | tracheal aspiration | 4.0118 | 5.7542 | 23.085 | 15.6583 | 22.4591 | 351.6724 | 2.1524e-13 | 0.21627 | 3.3674 | 3.0615 | 0.072762 | 3.4052 | 0.22138 | 0.0045846 | 2.557 | 0.10082 | 3.6842 | 0.78231 | 3.1078 | 2.4267 | 4.0901 | 0.1381 | 4.0783 | 0.066764 | 0.31715 | 0.26226 | 2.5667 | 4.3187 | 0.021672 | 1.7957 | 2.4607 | 0.79984 | 1.2239 | 1.2795 | 0.0080108 | 1.6276 | 1.6055
1f37113 | MBS_a | 1 | 00m_051004_345x211x716.dat | 0.0663;0.0663;0.0663 | 345;211;716 | (1.1750;68.1881;14.0831) | 110 | 7.85 | 62 | 78.0611 | 60 | Varibar | [5] | [0] | 0 | 10 | 125 | abnormal | tracheal aspiration | 4.0118 | 5.7542 | 23.085 | 15.6583 | 22.4591 | 351.6724 | 1.719e-13 | 0.32195 | 4.2996 | 3.5559 | 0.11503 | 4.3262 | 0.28607 | 0.009162 | 3.3773 | 0.15504 | 4.1135 | 1.0356 | 3.8657 | 3.1377 | 4.8418 | 0.21184 | 4.8559 | 0.1056 | 0.46874 | 0.37953 | 3.3733 | 5.3467 | 0.029362 | 2.4113 | 3.308 | 1.0011 | 1.4958 | 1.392 | 0.014789 | 2.0669 | 2.0086
1f37113 | MBS_a | 1 | 00m_051004_345x211x716.dat | 0.0663;0.0663;0.0663 | 345;211;716 | (1.1750;68.1881;14.0831) | 110 | 9.9905 | 69 | 78.0611 | 60 | Varibar | [5] | [0] | 0 | 10 | 125 | abnormal | tracheal aspiration | 4.0118 | 5.7542 | 23.085 | 15.6583 | 22.4591 | 351.6724 | 1.662e-13 | 0.3601 | 4.4775 | 3.6198 | 0.12705 | 4.5542 | 0.32848 | 0.007952 | 3.539 | 0.17454 | 4.4757 | 1.0856 | 4.0012 | 3.3178 | 4.9947 | 0.24224 | 4.979 | 0.11773 | 0.51138 | 0.41419 | 3.5591 | 5.5161 | 0.038 | 2.5836 | 3.526 | 1.0569 | 1.5528 | 1.406 | 0.022426 | 2.1736 | 2.0932
1f37113 | MBS_a | 1 | 00m_051004_345x211x716.dat | 0.0663;0.0663;0.0663 | 345;211;716 | (1.1750;68.1881;14.0831) | 60 | 2.5 | 38 | 78.0611 | 60 | Varibar | [5] | [0] | 0 | 10 | 125 | abnormal | tracheal aspiration | 4.0118 | 5.7542 | 23.085 | 15.6583 | 22.4591 | 351.6724 | 2.6892e-13 | 0.12621 | 2.6556 | 2.7347 | 0.040938 | 2.7309 | 0.12488 | 0.0018871 | 1.9418 | 0.053972 | 3.1404 | 0.58312 | 2.5396 | 1.8081 | 3.5558 | 0.075339 | 3.4952 | 0.034437 | 0.1918 | 0.15149 | 1.9296 | 3.5175 | 0.0075659 | 1.2964 | 1.7745 | 0.63523 | 1.0156 | 1.1959 | 0.0034547 | 1.2871 | 1.294
1f37113 | MBS_a | 1 | 00m_051004_345x211x716.dat | 0.0663;0.0663;0.0663 | 345;211;716 | (1.1750;68.1881;14.0831) | 60 | 5.7448 | 47 | 78.0611 | 60 | Varibar | [5] | [0] | 0 | 10 | 125 | abnormal | tracheal aspiration | 4.0118 | 5.7542 | 23.085 | 15.6583 | 22.4591 | 351.6724 | 1.7463e-13 | 0.27953 | 4.1938 | 3.411 | 0.095833 | 4.1106 | 0.26636 | 0.0068827 | 3.2363 | 0.12764 | 4.231 | 1.0028 | 3.7995 | 2.9903 | 4.7897 | 0.18088 | 4.7455 | 0.083527 | 0.40978 | 0.33017 | 3.2011 | 5.3651 | 0.021737 | 2.2058 | 3.0727 | 0.94799 | 1.4539 | 1.402 | 0.010238 | 1.9773 | 1.9282
1f37113 | MBS_a | 1 | 00m_051004_345x211x716.dat | 0.0663;0.0663;0.0663 | 345;211;716 | (1.1750;68.1881;14.0831) | 60 | 6.3535 | 49 | 78.0611 | 60 | Varibar | [5] | [0] | 0 | 10 | 125 | abnormal | tracheal aspiration | 4.0118 | 5.7542 | 23.085 | 15.6583 | 22.4591 | 351.6724 | 1.6674e-13 | 0.30492 | 4.36 | 3.4589 | 0.10255 | 4.2455 | 0.27847 | 0.0064653 | 3.3818 | 0.13887 | 4.1945 | 1.0541 | 3.9204 | 3.1236 | 4.8875 | 0.19777 | 4.8781 | 0.093477 | 0.44483 | 0.3662 | 3.3458 | 5.5656 | 0.02381 | 2.3302 | 3.2523 | 0.99358 | 1.5033 | 1.4225 | 0.011101 | 2.0506 | 1.9978
1f37113 | MBS_a | 1 | 00m_051004_345x211x716.dat | 0.0663;0.0663;0.0663 | 345;211;716 | (1.1750;68.1881;14.0831) | 80 | 2.9 | 44 | 78.0611 | 60 | Varibar | [5] | [0] | 0 | 10 | 125 | abnormal | tracheal aspiration | 4.0118 | 5.7542 | 23.085 | 15.6583 | 22.4591 | 351.6724 | 2.4078e-13 | 0.1663 | 2.9532 | 2.8823 | 0.054528 | 3.0437 | 0.16531 | 0.0035463 | 2.2038 | 0.07318 | 3.407 | 0.67004 | 2.7718 | 2.0715 | 3.751 | 0.10309 | 3.7295 | 0.04792 | 0.25005 | 0.20004 | 2.1921 | 3.8642 | 0.012587 | 1.5103 | 2.0763 | 0.70238 | 1.1026 | 1.2321 | 0.0037028 | 1.4325 | 1.4271
1f37113 | MBS_a | 1 | 00m_051004_345x211x716.dat | 0.0663;0.0663;0.0663 | 345;211;716 | (1.1750;68.1881;14.0831) | 80 | 7.702 | 57 | 78.0611 | 60 | Varibar | [5] | [0] | 0 | 10 | 125 | abnormal | tracheal aspiration | 4.0118 | 5.7542 | 23.085 | 15.6583 | 22.4591 | 351.6724 | 1.6094e-13 | 0.34166 | 4.4676 | 3.5465 | 0.1176 | 4.4347 | 0.30625 | 0.00819 | 3.497 | 0.16145 | 4.1587 | 1.0907 | 4 | 3.3049 | 4.9771 | 0.22176 | 4.9834 | 0.10662 | 0.49077 | 0.40279 | 3.4824 | 5.5674 | 0.032796 | 2.4976 | 3.4676 | 1.0316 | 1.5429 | 1.4253 | 0.013481 | 2.1346 | 2.0678
1f37113 | MBS_a | 1 | 00m_051004_345x211x716.dat | 0.0663;0.0663;0.0663 | 345;211;716 | (1.1750;68.1881;14.0831) | 80 | 8.502 | 60 | 78.0611 | 60 | Varibar | [5] | [0] | 0 | 10 | 125 | abnormal | tracheal aspiration | 4.0118 | 5.7542 | 23.085 | 15.6583 | 22.4591 | 351.6724 | 1.5695e-13 | 0.35068 | 4.5583 | 3.6649 | 0.12671 | 4.5437 | 0.30494 | 0.010536 | 3.5781 | 0.17416 | 4.3603 | 1.1188 | 4.068 | 3.364 | 5.0272 | 0.23906 | 5.0574 | 0.11538 | 0.51902 | 0.42529 | 3.5757 | 5.6683 | 0.034235 | 2.5899 | 3.5933 | 1.0619 | 1.5711 | 1.4332 | 0.018761 | 2.181 | 2.1214
1f37113 | MBS_a | 2 | 00m_051004_345x211x716.dat | 0.0663;0.0663;0.0663 | 345;211;716 | (1.1750;68.1881;12.8580) | 110 | 3.9 | 52 | 78.0611 | 60 | Varibar | [5] | [0] | 0 | 10 | 125 | abnormal | tracheal aspiration | 4.0118 | 1.6809 | 6.7434 | 15.6583 | 6.5606 | 102.7276 | 1.6024e-13 | 0.080733 | 0.49546 | 0.22742 | 0.030236 | 7.1441 | 0.079822 | 0.0023082 | 0.57253 | 0.042804 | 0.71354 | 0.1627 | 0.7209 | 2.4755 | 12.7506 | 0.055297 | 12.5266 | 0.028304 | 0.11659 | 0.094163 | 3.0979 | 12.632 | 0.00988 | 1.9859 | 2.5284 | 1.3401 | 1.8086 | 1.2716 | 0.0022091 | 2.8149 | 1.4844
1f37113 | MBS_a | 2 | 00m_051004_345x211x716.dat | 0.0663;0.0663;0.0663 | 345;211;716 | (1.1750;68.1881;12.8580) | 110 | 7.85 | 62 | 78.0611 | 60 | Varibar | [5] | [0] | 0 | 10 | 125 | abnormal | tracheal aspiration | 4.0118 | 1.6809 | 6.7434 | 15.6583 | 6.5606 | 102.7276 | 1.2798e-13 | 0.13049 | 0.72992 | 0.31594 | 0.049382 | 8.7079 | 0.12178 | 0.0024478 | 0.80452 | 0.069139 | 1.0418 | 0.24248 | 0.9912 | 3.2935 | 14.7707 | 0.093416 | 14.5113 | 0.046237 | 0.1842 | 0.144 | 4.0291 | 15.4427 | 0.016003 | 2.6964 | 3.4545 | 1.6574 | 2.1741 | 1.3778 | 0.0066129 | 3.4282 | 1.8757
1f37113 | MBS_a | 2 | 00m_051004_345x211x716.dat | 0.0663;0.0663;0.0663 | 345;211;716 | (1.1750;68.1881;12.8580) | 110 | 9.9905 | 69 | 78.0611 | 60 | Varibar | [5] | [0] | 0 | 10 | 125 | abnormal | tracheal aspiration | 4.0118 | 1.6809 | 6.7434 | 15.6583 | 6.5606 | 102.7276 | 1.2373e-13 | 0.15072 | 0.80026 | 0.36181 | 0.055908 | 8.9522 | 0.11881 | 0.0043953 | 0.86209 | 0.078954 | 1.2163 | 0.2671 | 1.0514 | 3.4787 | 14.974 | 0.10512 | 14.8439 | 0.054374 | 0.20139 | 0.16219 | 4.2275 | 15.8517 | 0.017882 | 2.8941 | 3.6957 | 1.7493 | 2.2412 | 1.3844 | 0.010301 | 3.5309 | 1.959
1f37113 | MBS_a | 2 | 00m_051004_345x211x716.dat | 0.0663;0.0663;0.0663 | 345;211;716 | (1.1750;68.1881;12.8580) | 60 | 2.5 | 38 | 78.0611 | 60 | Varibar | [5] | [0] | 0 | 10 | 125 | abnormal | tracheal aspiration | 4.0118 | 1.6809 | 6.7434 | 15.6583 | 6.5606 | 102.7276 | 2.002e-13 | 0.042358 | 0.30177 | 0.13869 | 0.013617 | 5.9584 | 0.042582 | 0.00083415 | 0.37728 | 0.018911 | 0.53066 | 0.094134 | 0.50608 | 1.8303 | 11.3818 | 0.026353 | 11.0607 | 0.012677 | 0.05842 | 0.045909 | 2.3878 | 10.6761 | 0.0038063 | 1.4115 | 1.7785 | 1.0823 | 1.5348 | 1.1938 | 0.001513 | 2.3571 | 1.1843
1f37113 | MBS_a | 2 | 00m_051004_345x211x716.dat | 0.0663;0.0663;0.0663 | 345;211;716 | (1.1750;68.1881;12.8580) | 60 | 5.7448 | 47 | 78.0611 | 60 | Varibar | [5] | [0] | 0 | 10 | 125 | abnormal | tracheal aspiration | 4.0118 | 1.6809 | 6.7434 | 15.6583 | 6.5606 | 102.7276 | 1.3001e-13 | 0.1009 | 0.64352 | 0.3184 | 0.036288 | 8.2996 | 0.091903 | 0.0040095 | 0.75444 | 0.050917 | 1.055 | 0.21278 | 0.95049 | 3.0828 | 14.7924 | 0.069391 | 14.3809 | 0.033845 | 0.14357 | 0.11025 | 3.8691 | 15.7024 | 0.011479 | 2.4623 | 3.1914 | 1.5972 | 2.1391 | 1.3916 | 0.0045936 | 3.3194 | 1.8204
1f37113 | MBS_a | 2 | 00m_051004_345x211x716.dat | 0.0663;0.0663;0.0663 | 345;211;716 | (1.1750;68.1881;12.8580) | 60 | 6.3535 | 49 | 78.0611 | 60 | Varibar | [5] | [0] | 0 | 10 | 125 | abnormal | tracheal aspiration | 4.0118 | 1.6809 | 6.7434 | 15.6583 | 6.5606 | 102.7276 | 1.2413e-13 | 0.11124 | 0.69766 | 0.33486 | 0.042267 | 8.5119 | 0.10523 | 0.0071046 | 0.80769 | 0.057633 | 1.2054 | 0.23149 | 1.0106 | 3.2336 | 15.1032 | 0.076767 | 14.698 | 0.036633 | 0.16282 | 0.13281 | 4.0318 | 16.0957 | 0.011761 | 2.6059 | 3.389 | 1.6486 | 2.2003 | 1.4103 | 0.0033123 | 3.4156 | 1.8905
1f37113 | MBS_a | 2 | 00m_051004_345x211x716.dat | 0.0663;0.0663;0.0663 | 345;211;716 | (1.1750;68.1881;12.8580) | 80 | 2.9 | 44 | 78.0611 | 60 | Varibar | [5] | [0] | 0 | 10 | 125 | abnormal | tracheal aspiration | 4.0118 | 1.6809 | 6.7434 | 15.6583 | 6.5606 | 102.7276 | 1.7925e-13 | 0.059452 | 0.38793 | 0.17832 | 0.022142 | 6.4574 | 0.04758 | 0.0005606 | 0.46838 | 0.02916 | 0.66872 | 0.12528 | 0.60501 | 2.084 | 11.9289 | 0.040251 | 11.6695 | 0.019004 | 0.081957 | 0.069645 | 2.6777 | 11.5273 | 0.0052486 | 1.6568 | 2.1073 | 1.1751 | 1.6469 | 1.2262 | 0.0010692 | 2.5441 | 1.3127
1f37113 | MBS_a | 2 | 00m_051004_345x211x716.dat | 0.0663;0.0663;0.0663 | 345;211;716 | (1.1750;68.1881;12.8580) | 80 | 7.702 | 57 | 78.0611 | 60 | Varibar | [5] | [0] | 0 | 10 | 125 | abnormal | tracheal aspiration | 4.0118 | 1.6809 | 6.7434 | 15.6583 | 6.5606 | 102.7276 | 1.1982e-13 | 0.1313 | 0.7686 | 0.34527 | 0.049418 | 8.9014 | 0.12488 | 0.0018961 | 0.85976 | 0.07151 | 1.1514 | 0.25709 | 1.0539 | 3.3931 | 15.1648 | 0.096542 | 14.8602 | 0.046211 | 0.18763 | 0.15454 | 4.1554 | 16.0002 | 0.015676 | 2.7948 | 3.6244 | 1.7097 | 2.239 | 1.4091 | 0.0066456 | 3.5197 | 1.9435
1f37113 | MBS_a | 2 | 00m_051004_345x211x716.dat | 0.0663;0.0663;0.0663 | 345;211;716 | (1.1750;68.1881;12.8580) | 80 | 8.502 | 60 | 78.0611 | 60 | Varibar | [5] | [0] | 0 | 10 | 125 | abnormal | tracheal aspiration | 4.0118 | 1.6809 | 6.7434 | 15.6583 | 6.5606 | 102.7276 | 1.1686e-13 | 0.14256 | 0.80732 | 0.3523 | 0.052606 | 8.9666 | 0.13783 | 0.0029871 | 0.89195 | 0.077212 | 1.155 | 0.27006 | 1.0918 | 3.4588 | 15.276 | 0.10169 | 15.0073 | 0.050303 | 0.19643 | 0.16401 | 4.2698 | 16.2541 | 0.017085 | 2.9006 | 3.7625 | 1.7446 | 2.2736 | 1.4142 | 0.0072259 | 3.5626 | 1.985
1f37113 | MBS_a | 3 | 00m_051004_345x211x716.dat | 0.0663;0.0663;0.0663 | 345;211;716 | (1.1750;68.1881;12.8580) | 110 | 3.9 | 52 | 78.0611 | 60 | Varibar | [5,133] | [30,30] | 0 | 10 | 125 | abnormal | tracheal aspiration | 4.0118 | 1.6809 | 6.7434 | 15.6583 | 6.5606 | 102.7276 | 1.6024e-13 | 0.078961 | 0.48869 | 0.24018 | 0.029669 | 7.1279 | 0.075491 | 0.002168 | 0.5682 | 0.042236 | 0.71853 | 0.16074 | 0.71504 | 2.4682 | 34.7097 | 0.054497 | 12.0854 | 0.027843 | 0.11382 | 0.092672 | 3.0941 | 12.6545 | 0.0094269 | 1.9584 | 2.4943 | 1.3324 | 1.7903 | 1.2652 | 0.0022091 | 4.4979 | 1.6793
1f37113 | MBS_a | 3 | 00m_051004_345x211x716.dat | 0.0663;0.0663;0.0663 | 345;211;716 | (1.1750;68.1881;12.8580) | 110 | 7.85 | 62 | 78.0611 | 60 | Varibar | [5,133] | [30,30] | 0 | 10 | 125 | abnormal | tracheal aspiration | 4.0118 | 1.6809 | 6.7434 | 15.6583 | 6.5606 | 102.7276 | 1.2798e-13 | 0.12941 | 0.71931 | 0.30399 | 0.04818 | 8.7594 | 0.11873 | 0.0021937 | 0.80054 | 0.068348 | 1.044 | 0.23956 | 0.98581 | 3.2799 | 46.4196 | 0.091767 | 14.087 | 0.045548 | 0.18008 | 0.14158 | 4.0364 | 15.5365 | 0.015827 | 2.663 | 3.4124 | 1.6688 | 2.1593 | 1.3712 | 0.0066175 | 5.8691 | 2.1603
1f37113 | MBS_a | 3 | 00m_051004_345x211x716.dat | 0.0663;0.0663;0.0663 | 345;211;716 | (1.1750;68.1881;12.8580) | 110 | 9.9905 | 69 | 78.0611 | 60 | Varibar | [5,133] | [30,30] | 0 | 10 | 125 | abnormal | tracheal aspiration | 4.0118 | 1.6809 | 6.7434 | 15.6583 | 6.5606 | 102.7276 | 1.2373e-13 | 0.14845 | 0.78932 | 0.36746 | 0.054336 | 9.0039 | 0.1209 | 0.0043969 | 0.85603 | 0.077385 | 1.135 | 0.26407 | 1.0464 | 3.4723 | 48.7236 | 0.10435 | 14.4802 | 0.053788 | 0.19865 | 0.15925 | 4.2364 | 15.9438 | 0.017094 | 2.8623 | 3.6555 | 1.757 | 2.2304 | 1.3776 | 0.010847 | 6.1343 | 2.2661
1f37113 | MBS_a | 3 | 00m_051004_345x211x716.dat | 0.0663;0.0663;0.0663 | 345;211;716 | (1.1750;68.1881;12.8580) | 60 | 2.5 | 38 | 78.0611 | 60 | Varibar | [5,133] | [30,30] | 0 | 10 | 125 | abnormal | tracheal aspiration | 4.0118 | 1.6809 | 6.7434 | 15.6583 | 6.5606 | 102.7276 | 2.002e-13 | 0.042408 | 0.29782 | 0.13682 | 0.013553 | 5.9354 | 0.042624 | 0.00083415 | 0.37325 | 0.018446 | 0.52656 | 0.093289 | 0.50264 | 1.8207 | 25.2871 | 0.026479 | 10.5542 | 0.012411 | 0.057436 | 0.044737 | 2.3785 | 10.5897 | 0.0036816 | 1.3883 | 1.7503 | 1.0697 | 1.5116 | 1.1872 | 0.0015095 | 3.4187 | 1.2988
1f37113 | MBS_a | 3 | 00m_051004_345x211x716.dat | 0.0663;0.0663;0.0663 | 345;211;716 | (1.1750;68.1881;12.8580) | 60 | 5.7448 | 47 | 78.0611 | 60 | Varibar | [5,133] | [30,30] | 0 | 10 | 125 | abnormal | tracheal aspiration | 4.0118 | 1.6809 | 6.7434 | 15.6583 | 6.5606 | 102.7276 | 1.3001e-13 | 0.099595 | 0.63411 | 0.31975 | 0.035346 | 8.3296 | 0.089411 | 0.0039555 | 0.74744 | 0.049825 | 1.0282 | 0.21051 | 0.9448 | 3.0829 | 45.6387 | 0.069028 | 13.814 | 0.033088 | 0.13994 | 0.10815 | 3.8752 | 15.7839 | 0.011252 | 2.4232 | 3.1425 | 1.596 | 2.1164 | 1.3833 | 0.0045936 | 5.6945 | 2.0967
1f37113 | MBS_a | 3 | 00m_051004_345x211x716.dat | 0.0663;0.0663;0.0663 | 345;211;716 | (1.1750;68.1881;12.8580) | 60 | 6.3535 | 49 | 78.0611 | 60 | Varibar | [5,133] | [30,30] | 0 | 10 | 125 | abnormal | tracheal aspiration | 4.0118 | 1.6809 | 6.7434 | 15.6583 | 6.5606 | 102.7276 | 1.2413e-13 | 0.10925 | 0.68752 | 0.31828 | 0.040892 | 8.5433 | 0.10328 | 0.0071046 | 0.80126 | 0.056115 | 1.176 | 0.22884 | 1.0049 | 3.2332 | 48.7817 | 0.075118 | 14.1397 | 0.036129 | 0.15888 | 0.12964 | 4.038 | 16.2149 | 0.011692 | 2.5652 | 3.3377 | 1.6537 | 2.1792 | 1.4008 | 0.0032788 | 6.0093 | 2.192
1f37113 | MBS_a | 3 | 00m_051004_345x211x716.dat | 0.0663;0.0663;0.0663 | 345;211;716 | (1.1750;68.1881;12.8580) | 80 | 2.9 | 44 | 78.0611 | 60 | Varibar | [5,133] | [30,30] | 0 | 10 | 125 | abnormal | tracheal aspiration | 4.0118 | 1.6809 | 6.7434 | 15.6583 | 6.5606 | 102.7276 | 1.7925e-13 | 0.057979 | 0.38263 | 0.17387 | 0.021683 | 6.4289 | 0.047458 | 0.0005606 | 0.46456 | 0.028612 | 0.66744 | 0.12392 | 0.59999 | 2.0787 | 29.9733 | 0.040419 | 11.1758 | 0.018622 | 0.080517 | 0.068099 | 2.6696 | 11.4732 | 0.0052109 | 1.6312 | 2.076 | 1.1655 | 1.6259 | 1.2189 | 0.0010692 | 3.9239 | 1.4661
1f37113 | MBS_a | 3 | 00m_051004_345x211x716.dat | 0.0663;0.0663;0.0663 | 345;211;716 | (1.1750;68.1881;12.8580) | 80 | 7.702 | 57 | 78.0611 | 60 | Varibar | [5,133] | [30,30] | 0 | 10 | 125 | abnormal | tracheal aspiration | 4.0118 | 1.6809 | 6.7434 | 15.6583 | 6.5606 | 102.7276 | 1.1982e-13 | 0.12984 | 0.75677 | 0.33124 | 0.048496 | 8.969 | 0.12096 | 0.002024 | 0.85442 | 0.070707 | 1.1621 | 0.25411 | 1.0467 | 3.4003 | 50.9408 | 0.095148 | 14.3928 | 0.045553 | 0.18459 | 0.15279 | 4.1701 | 16.1387 | 0.01592 | 2.7566 | 3.5758 | 1.7175 | 2.223 | 1.4013 | 0.0072392 | 6.2822 | 2.268
1f37113 | MBS_a | 3 | 00m_051004_345x211x716.dat | 0.0663;0.0663;0.0663 | 345;211;716 | (1.1750;68.1881;12.8580) | 80 | 8.502 | 60 | 78.0611 | 60 | Varibar | [5,133] | [30,30] | 0 | 10 | 125 | abnormal | tracheal aspiration | 4.0118 | 1.6809 | 6.7434 | 15.6583 | 6.5606 | 102.7276 | 1.1686e-13 | 0.1409 | 0.79483 | 0.35077 | 0.051628 | 9.0307 | 0.13544 | 0.002977 | 0.88579 | 0.075865 | 1.1481 | 0.26653 | 1.0854 | 3.4683 | 52.6758 | 0.10095 | 14.5734 | 0.049342 | 0.19319 | 0.16234 | 4.2852 | 16.4184 | 0.016903 | 2.8623 | 3.7137 | 1.7605 | 2.2594 | 1.4071 | 0.0071288 | 6.4505 | 2.3275
1f37113 | MBS_a | 4 | 00m_051004_345x211x716.dat | 0.0663;0.0663;0.0663 | 345;211;716 | (1.1750;68.1881;12.8580) | 110 | 3.9 | 52 | 78.0611 | 60 | Varibar | [5,133,110] | [30,30,100] | 0 | 20 | 125 | abnormal | tracheal aspiration | 4.0118 | 1.6809 | 6.7434 | 15.6583 | 6.5606 | 102.7276 | 1.6024e-13 | 0.072796 | 0.4876 | 0.24541 | 0.02874 | 7.1279 | 0.078243 | 0.0021476 | 0.5566 | 0.039565 | 0.7151 | 0.15676 | 0.69632 | 36.2149 | 34.6941 | 0.051894 | 12.081 | 0.026807 | 0.10569 | 0.088728 | 3.0857 | 12.6501 | 0.0088902 | 1.9495 | 2.4841 | 1.3184 | 1.785 | 1.2629 | 0.0022091 | 7.0889 | 3.3363
1f37113 | MBS_a | 4 | 00m_051004_345x211x716.dat | 0.0663;0.0663;0.0663 | 345;211;716 | (1.1750;68.1881;12.8580) | 110 | 7.85 | 62 | 78.0611 | 60 | Varibar | [5,133,110] | [30,30,100] | 0 | 20 | 125 | abnormal | tracheal aspiration | 4.0118 | 1.6809 | 6.7434 | 15.6583 | 6.5606 | 102.7276 | 1.2798e-13 | 0.11987 | 0.71768 | 0.30015 | 0.046799 | 8.7618 | 0.11418 | 0.002303 | 0.78757 | 0.064708 | 1.0418 | 0.23395 | 0.96268 | 55.2399 | 46.3883 | 0.086805 | 14.0807 | 0.043708 | 0.16979 | 0.13585 | 4.0318 | 15.5544 | 0.015239 | 2.6509 | 3.3983 | 1.6504 | 2.1532 | 1.3682 | 0.0059239 | 9.8589 | 4.7122
1f37113 | MBS_a | 4 | 00m_051004_345x211x716.dat | 0.0663;0.0663;0.0663 | 345;211;716 | (1.1750;68.1881;12.8580) | 110 | 9.9905 | 69 | 78.0611 | 60 | Varibar | [5,133,110] | [30,30,100] | 0 | 20 | 125 | abnormal | tracheal aspiration | 4.0118 | 1.6809 | 6.7434 | 15.6583 | 6.5606 | 102.7276 | 1.2373e-13 | 0.13703 | 0.78721 | 0.36169 | 0.052301 | 8.9967 | 0.11224 | 0.0051246 | 0.84366 | 0.074164 | 1.128 | 0.25773 | 1.023 | 61.5503 | 48.6897 | 0.09901 | 14.4737 | 0.051738 | 0.18895 | 0.15283 | 4.2403 | 15.9543 | 0.016513 | 2.85 | 3.6412 | 1.7374 | 2.2248 | 1.3753 | 0.010672 | 10.5933 | 5.1183
1f37113 | MBS_a | 4 | 00m_051004_345x211x716.dat | 0.0663;0.0663;0.0663 | 345;211;716 | (1.1750;68.1881;12.8580) | 60 | 2.5 | 38 | 78.0611 | 60 | Varibar | [5,133,110] | [30,30,100] | 0 | 20 | 125 | abnormal | tracheal aspiration | 4.0118 | 1.6809 | 6.7434 | 15.6583 | 6.5606 | 102.7276 | 2.002e-13 | 0.038553 | 0.29721 | 0.13421 | 0.013232 | 5.9354 | 0.04163 | 0.00083415 | 0.36604 | 0.017189 | 0.52656 | 0.091192 | 0.48643 | 19.7328 | 25.2791 | 0.025399 | 10.5477 | 0.011979 | 0.052981 | 0.042157 | 2.3658 | 10.5497 | 0.0033737 | 1.3817 | 1.743 | 1.0548 | 1.5069 | 1.1858 | 0.0015095 | 4.7924 | 2.1749
1f37113 | MBS_a | 4 | 00m_051004_345x211x716.dat | 0.0663;0.0663;0.0663 | 345;211;716 | (1.1750;68.1881;12.8580) | 60 | 5.7448 | 47 | 78.0611 | 60 | Varibar | [5,133,110] | [30,30,100] | 0 | 20 | 125 | abnormal | tracheal aspiration | 4.0118 | 1.6809 | 6.7434 | 15.6583 | 6.5606 | 102.7276 | 1.3001e-13 | 0.088942 | 0.63262 | 0.31337 | 0.034158 | 8.3265 | 0.09005 | 0.0027049 | 0.73438 | 0.046608 | 1.0246 | 0.2047 | 0.91565 | 46.4709 | 45.6217 | 0.06471 | 13.8094 | 0.031479 | 0.12821 | 0.10284 | 3.8682 | 15.7831 | 0.010653 | 2.4104 | 3.1278 | 1.5746 | 2.1089 | 1.3805 | 0.0044686 | 9.0251 | 4.2247
1f37113 | MBS_a | 4 | 00m_051004_345x211x716.dat | 0.0663;0.0663;0.0663 | 345;211;716 | (1.1750;68.1881;12.8580) | 60 | 6.3535 | 49 | 78.0611 | 60 | Varibar | [5,133,110] | [30,30,100] | 0 | 20 | 125 | abnormal | tracheal aspiration | 4.0118 | 1.6809 | 6.7434 | 15.6583 | 6.5606 | 102.7276 | 1.2413e-13 | 0.098822 | 0.68582 | 0.30618 | 0.039512 | 8.5401 | 0.10129 | 0.0063355 | 0.78477 | 0.052141 | 1.1684 | 0.22277 | 0.97581 | 51.7512 | 48.756 | 0.070497 | 14.1325 | 0.034399 | 0.14686 | 0.12236 | 4.0358 | 16.2182 | 0.011122 | 2.5515 | 3.3218 | 1.6313 | 2.1715 | 1.3978 | 0.0026675 | 9.7335 | 4.5715
1f37113 | MBS_a | 4 | 00m_051004_345x211x716.dat | 0.0663;0.0663;0.0663 | 345;211;716 | (1.1750;68.1881;12.8580) | 80 | 2.9 | 44 | 78.0611 | 60 | Varibar | [5,133,110] | [30,30,100] | 0 | 20 | 125 | abnormal | tracheal aspiration | 4.0118 | 1.6809 | 6.7434 | 15.6583 | 6.5606 | 102.7276 | 1.7925e-13 | 0.053307 | 0.38184 | 0.17342 | 0.02091 | 6.4306 | 0.047325 | 0.00047681 | 0.45599 | 0.026784 | 0.66442 | 0.12097 | 0.58191 | 27.4623 | 29.9632 | 0.037965 | 11.1691 | 0.018049 | 0.075697 | 0.06406 | 2.6619 | 11.4665 | 0.0049791 | 1.6234 | 2.0671 | 1.1509 | 1.6209 | 1.2174 | 0.0010692 | 5.8725 | 2.7109
1f37113 | MBS_a | 4 | 00m_051004_345x211x716.dat | 0.0663;0.0663;0.0663 | 345;211;716 | (1.1750;68.1881;12.8580) | 80 | 7.702 | 57 | 78.0611 | 60 | Varibar | [5,133,110] | [30,30,100] | 0 | 20 | 125 | abnormal | tracheal aspiration | 4.0118 | 1.6809 | 6.7434 | 15.6583 | 6.5606 | 102.7276 | 1.1982e-13 | 0.1194 | 0.75476 | 0.32252 | 0.046925 | 8.9674 | 0.115 | 0.002024 | 0.83815 | 0.066317 | 1.1611 | 0.24799 | 1.0208 | 59.8631 | 50.8965 | 0.089131 | 14.3853 | 0.043894 | 0.17271 | 0.14357 | 4.1703 | 16.1746 | 0.015516 | 2.7428 | 3.5596 | 1.6997 | 2.2162 | 1.3982 | 0.0067493 | 10.6166 | 5.0404
1f37113 | MBS_a | 4 | 00m_051004_345x211x716.dat | 0.0663;0.0663;0.0663 | 345;211;716 | (1.1750;68.1881;12.8580) | 80 | 8.502 | 60 | 78.0611 | 60 | Varibar | [5,133,110] | [30,30,100] | 0 | 20 | 125 | abnormal | tracheal aspiration | 4.0118 | 1.6809 | 6.7434 | 15.6583 | 6.5606 | 102.7276 | 1.1686e-13 | 0.129 | 0.79261 | 0.33253 | 0.050452 | 9.029 | 0.12842 | 0.002977 | 0.87193 | 0.071262 | 1.148 | 0.26017 | 1.0599 | 63.9563 | 52.6347 | 0.095493 | 14.57 | 0.047335 | 0.17974 | 0.15467 | 4.2815 | 16.4775 | 0.015819 | 2.8483 | 3.6973 | 1.7431 | 2.2527 | 1.4038 | 0.0077812 | 11.0946 | 5.2981
1f37113 | MBS_a | 5 | 00m_051004_345x211x716.dat | 0.0663;0.0663;0.0663 | 345;211;716 | (1.1750;68.1881;12.8580) | 110 | 3.9 | 52 | 78.0611 | 60 | Varibar | [5,133] | [30,30] | 0 | 10 | 125 | abnormal | tracheal aspiration | 4.0118 | 1.6809 | 6.7434 | 15.6583 | 6.5606 | 102.7276 | 1.6024e-13 | 0.078961 | 0.48869 | 0.24018 | 0.029669 | 7.1279 | 0.075491 | 0.002168 | 0.5682 | 0.042236 | 0.71853 | 0.16074 | 0.71504 | 2.4682 | 34.7097 | 0.054497 | 12.0854 | 0.027843 | 0.11382 | 0.092672 | 3.0941 | 12.6545 | 0.0094269 | 1.9584 | 2.4943 | 1.3324 | 1.7903 | 1.2652 | 0.0022091 | 4.4979 | 1.6793
1f37113 | MBS_a | 5 | 00m_051004_345x211x716.dat | 0.0663;0.0663;0.0663 | 345;211;716 | (1.1750;68.1881;12.8580) | 110 | 7.85 | 62 | 78.0611 | 60 | Varibar | [5,133] | [30,30] | 0 | 10 | 125 | abnormal | tracheal aspiration | 4.0118 | 1.6809 | 6.7434 | 15.6583 | 6.5606 | 102.7276 | 1.2798e-13 | 0.12941 | 0.71931 | 0.30399 | 0.04818 | 8.7594 | 0.11873 | 0.0021937 | 0.80054 | 0.068348 | 1.044 | 0.23956 | 0.98581 | 3.2799 | 46.4196 | 0.091767 | 14.087 | 0.045548 | 0.18008 | 0.14158 | 4.0364 | 15.5365 | 0.015827 | 2.663 | 3.4124 | 1.6688 | 2.1593 | 1.3712 | 0.0066175 | 5.8691 | 2.1603
1f37113 | MBS_a | 5 | 00m_051004_345x211x716.dat | 0.0663;0.0663;0.0663 | 345;211;716 | (1.1750;68.1881;12.8580) | 110 | 9.9905 | 69 | 78.0611 | 60 | Varibar | [5,133] | [30,30] | 0 | 10 | 125 | abnormal | tracheal aspiration | 4.0118 | 1.6809 | 6.7434 | 15.6583 | 6.5606 | 102.7276 | 1.2373e-13 | 0.14845 | 0.78932 | 0.36746 | 0.05434 | 9.0039 | 0.1209 | 0.0043969 | 0.85603 | 0.077385 | 1.135 | 0.26407 | 1.0464 | 3.4723 | 48.7236 | 0.10435 | 14.4802 | 0.053788 | 0.19865 | 0.15925 | 4.2364 | 15.9438 | 0.017094 | 2.8623 | 3.6555 | 1.757 | 2.2304 | 1.3776 | 0.010847 | 6.1343 | 2.2662
1f37113 | MBS_a | 5 | 00m_051004_345x211x716.dat | 0.0663;0.0663;0.0663 | 345;211;716 | (1.1750;68.1881;12.8580) | 60 | 2.5 | 38 | 78.0611 | 60 | Varibar | [5,133] | [30,30] | 0 | 10 | 125 | abnormal | tracheal aspiration | 4.0118 | 1.6809 | 6.7434 | 15.6583 | 6.5606 | 102.7276 | 2.002e-13 | 0.042408 | 0.29782 | 0.13682 | 0.013553 | 5.9354 | 0.042624 | 0.00083415 | 0.37325 | 0.018446 | 0.52656 | 0.093289 | 0.50264 | 1.8208 | 25.2871 | 0.026479 | 10.5542 | 0.012411 | 0.057436 | 0.044737 | 2.3785 | 10.5897 | 0.0036816 | 1.3883 | 1.7503 | 1.0697 | 1.5116 | 1.1872 | 0.0015095 | 3.4187 | 1.2988
1f37113 | MBS_a | 5 | 00m_051004_345x211x716.dat | 0.0663;0.0663;0.0663 | 345;211;716 | (1.1750;68.1881;12.8580) | 60 | 5.7448 | 47 | 78.0611 | 60 | Varibar | [5,133] | [30,30] | 0 | 10 | 125 | abnormal | tracheal aspiration | 4.0118 | 1.6809 | 6.7434 | 15.6583 | 6.5606 | 102.7276 | 1.3001e-13 | 0.099595 | 0.63411 | 0.31975 | 0.035346 | 8.3296 | 0.089411 | 0.0039555 | 0.74744 | 0.049825 | 1.0282 | 0.21051 | 0.9448 | 3.0829 | 45.6387 | 0.069028 | 13.814 | 0.033088 | 0.13994 | 0.10815 | 3.8752 | 15.7839 | 0.011252 | 2.4232 | 3.1425 | 1.596 | 2.1164 | 1.3833 | 0.0045936 | 5.6945 | 2.0967
1f37113 | MBS_a | 5 | 00m_051004_345x211x716.dat | 0.0663;0.0663;0.0663 | 345;211;716 | (1.1750;68.1881;12.8580) | 60 | 6.3535 | 49 | 78.0611 | 60 | Varibar | [5,133] | [30,30] | 0 | 10 | 125 | abnormal | tracheal aspiration | 4.0118 | 1.6809 | 6.7434 | 15.6583 | 6.5606 | 102.7276 | 1.2413e-13 | 0.10925 | 0.68752 | 0.31828 | 0.040892 | 8.5433 | 0.10328 | 0.0071046 | 0.80126 | 0.056115 | 1.176 | 0.22884 | 1.0049 | 3.2332 | 48.7817 | 0.075118 | 14.1397 | 0.036129 | 0.15888 | 0.12958 | 4.038 | 16.2149 | 0.011692 | 2.5652 | 3.3377 | 1.6537 | 2.1792 | 1.4008 | 0.0032788 | 6.0093 | 2.192
1f37113 | MBS_a | 5 | 00m_051004_345x211x716.dat | 0.0663;0.0663;0.0663 | 345;211;716 | (1.1750;68.1881;12.8580) | 80 | 2.9 | 44 | 78.0611 | 60 | Varibar | [5,133] | [30,30] | 0 | 10 | 125 | abnormal | tracheal aspiration | 4.0118 | 1.6809 | 6.7434 | 15.6583 | 6.5606 | 102.7276 | 1.7925e-13 | 0.057979 | 0.38263 | 0.17387 | 0.021683 | 6.4289 | 0.047458 | 0.0005606 | 0.46456 | 0.028612 | 0.66744 | 0.12392 | 0.59999 | 2.0787 | 29.9733 | 0.040419 | 11.1758 | 0.018622 | 0.080517 | 0.068099 | 2.6696 | 11.4732 | 0.0052109 | 1.6312 | 2.076 | 1.1655 | 1.6259 | 1.2189 | 0.0010692 | 3.9239 | 1.4661
1f37113 | MBS_a | 5 | 00m_051004_345x211x716.dat | 0.0663;0.0663;0.0663 | 345;211;716 | (1.1750;68.1881;12.8580) | 80 | 7.702 | 57 | 78.0611 | 60 | Varibar | [5,133] | [30,30] | 0 | 10 | 125 | abnormal | tracheal aspiration | 4.0118 | 1.6809 | 6.7434 | 15.6583 | 6.5606 | 102.7276 | 1.1982e-13 | 0.12984 | 0.75677 | 0.33124 | 0.048496 | 8.969 | 0.12096 | 0.002024 | 0.85442 | 0.070707 | 1.1621 | 0.25411 | 1.0467 | 3.4003 | 50.9408 | 0.095148 | 14.3928 | 0.045553 | 0.18459 | 0.15279 | 4.1701 | 16.1387 | 0.01592 | 2.7566 | 3.5758 | 1.7175 | 2.223 | 1.4013 | 0.0072392 | 6.2822 | 2.268
1f37113 | MBS_a | 5 | 00m_051004_345x211x716.dat | 0.0663;0.0663;0.0663 | 345;211;716 | (1.1750;68.1881;12.8580) | 80 | 8.502 | 60 | 78.0611 | 60 | Varibar | [5,133] | [30,30] | 0 | 10 | 125 | abnormal | tracheal aspiration | 4.0118 | 1.6809 | 6.7434 | 15.6583 | 6.5606 | 102.7276 | 1.1686e-13 | 0.1409 | 0.79483 | 0.35077 | 0.051628 | 9.0307 | 0.13544 | 0.002977 | 0.88579 | 0.075865 | 1.1481 | 0.26653 | 1.0854 | 3.4683 | 52.6758 | 0.10095 | 14.5734 | 0.049342 | 0.19319 | 0.16234 | 4.2852 | 16.4184 | 0.016903 | 2.8623 | 3.7137 | 1.7605 | 2.2594 | 1.4071 | 0.0071288 | 6.4505 | 2.3275
1f37113 | MBS_a | 6 | 00m_051004_345x211x716.dat | 0.0663;0.0663;0.0663 | 345;211;716 | (1.1750;68.1881;12.8580) | 110 | 3.9 | 52 | 78.0611 | 60 | Varibar | [5,133,110] | [30,30,100] | 0 | 20 | 125 | abnormal | tracheal aspiration | 4.0118 | 1.6809 | 6.7434 | 15.6583 | 6.5606 | 102.7276 | 1.6024e-13 | 0.072796 | 0.4876 | 0.24541 | 0.02874 | 7.1279 | 0.078243 | 0.0021476 | 0.5566 | 0.039565 | 0.7151 | 0.15676 | 0.69632 | 36.2149 | 34.6941 | 0.051894 | 12.081 | 0.026807 | 0.10569 | 0.088728 | 3.0857 | 12.6501 | 0.0088902 | 1.9495 | 2.4841 | 1.3184 | 1.785 | 1.2629 | 0.0022091 | 7.0889 | 3.3363
1f37113 | MBS_a | 6 | 00m_051004_345x211x716.dat | 0.0663;0.0663;0.0663 | 345;211;716 | (1.1750;68.1881;12.8580) | 110 | 7.85 | 62 | 78.0611 | 60 | Varibar | [5,133,110] | [30,30,100] | 0 | 20 | 125 | abnormal | tracheal aspiration | 4.0118 | 1.6809 | 6.7434 | 15.6583 | 6.5606 | 102.7276 | 1.2798e-13 | 0.11987 | 0.71768 | 0.30015 | 0.046799 | 8.7618 | 0.11418 | 0.002303 | 0.78757 | 0.064708 | 1.0418 | 0.23395 | 0.96268 | 55.2399 | 46.3883 | 0.086805 | 14.0807 | 0.043708 | 0.16979 | 0.13585 | 4.0318 | 15.5544 | 0.015239 | 2.6509 | 3.3983 | 1.6504 | 2.1532 | 1.3682 | 0.0059239 | 9.8589 | 4.7122
1f37113 | MBS_a | 6 | 00m_051004_345x211x716.dat | 0.0663;0.0663;0.0663 | 345;211;716 | (1.1750;68.1881;12.8580) | 110 | 9.9905 | 69 | 78.0611 | 60 | Varibar | [5,133,110] | [30,30,100] | 0 | 20 | 125 | abnormal | tracheal aspiration | 4.0118 | 1.6809 | 6.7434 | 15.6583 | 6.5606 | 102.7276 | 1.2373e-13 | 0.13703 | 0.78721 | 0.36169 | 0.052301 | 8.9967 | 0.11224 | 0.0051246 | 0.84366 | 0.074164 | 1.128 | 0.25773 | 1.023 | 61.5503 | 48.6897 | 0.09901 | 14.4737 | 0.051738 | 0.18895 | 0.15283 | 4.2403 | 15.9543 | 0.016513 | 2.85 | 3.6412 | 1.7374 | 2.2248 | 1.3753 | 0.010672 | 10.5933 | 5.1183
1f37113 | MBS_a | 6 | 00m_051004_345x211x716.dat | 0.0663;0.0663;0.0663 | 345;211;716 | (1.1750;68.1881;12.8580) | 60 | 2.5 | 38 | 78.0611 | 60 | Varibar | [5,133,110] | [30,30,100] | 0 | 20 | 125 | abnormal | tracheal aspiration | 4.0118 | 1.6809 | 6.7434 | 15.6583 | 6.5606 | 102.7276 | 2.002e-13 | 0.038553 | 0.29721 | 0.13421 | 0.013232 | 5.9354 | 0.04163 | 0.00083415 | 0.36604 | 0.017189 | 0.52656 | 0.091192 | 0.48643 | 19.7328 | 25.2791 | 0.025399 | 10.5477 | 0.011979 | 0.052981 | 0.042157 | 2.3658 | 10.5497 | 0.0033737 | 1.3817 | 1.743 | 1.0548 | 1.5069 | 1.1858 | 0.0015095 | 4.7924 | 2.1749
1f37113 | MBS_a | 6 | 00m_051004_345x211x716.dat | 0.0663;0.0663;0.0663 | 345;211;716 | (1.1750;68.1881;12.8580) | 60 | 5.7448 | 47 | 78.0611 | 60 | Varibar | [5,133,110] | [30,30,100] | 0 | 20 | 125 | abnormal | tracheal aspiration | 4.0118 | 1.6809 | 6.7434 | 15.6583 | 6.5606 | 102.7276 | 1.3001e-13 | 0.088942 | 0.63262 | 0.31337 | 0.034158 | 8.3265 | 0.09005 | 0.0027049 | 0.73438 | 0.046608 | 1.0246 | 0.2047 | 0.91565 | 46.4709 | 45.6217 | 0.06471 | 13.8094 | 0.031479 | 0.12821 | 0.10284 | 3.8682 | 15.7831 | 0.010653 | 2.4104 | 3.1278 | 1.5746 | 2.1089 | 1.3805 | 0.0044686 | 9.0251 | 4.2247
1f37113 | MBS_a | 6 | 00m_051004_345x211x716.dat | 0.0663;0.0663;0.0663 | 345;211;716 | (1.1750;68.1881;12.8580) | 60 | 6.3535 | 49 | 78.0611 | 60 | Varibar | [5,133,110] | [30,30,100] | 0 | 20 | 125 | abnormal | tracheal aspiration | 4.0118 | 1.6809 | 6.7434 | 15.6583 | 6.5606 | 102.7276 | 1.2413e-13 | 0.098822 | 0.68582 | 0.30618 | 0.039512 | 8.5401 | 0.10129 | 0.0063355 | 0.78477 | 0.052141 | 1.1684 | 0.22277 | 0.97581 | 51.7512 | 48.756 | 0.070497 | 14.1325 | 0.034399 | 0.14686 | 0.12236 | 4.0358 | 16.2182 | 0.011122 | 2.5515 | 3.3218 | 1.6313 | 2.1715 | 1.3978 | 0.0026675 | 9.7335 | 4.5715
1f37113 | MBS_a | 6 | 00m_051004_345x211x716.dat | 0.0663;0.0663;0.0663 | 345;211;716 | (1.1750;68.1881;12.8580) | 80 | 2.9 | 44 | 78.0611 | 60 | Varibar | [5,133,110] | [30,30,100] | 0 | 20 | 125 | abnormal | tracheal aspiration | 4.0118 | 1.6809 | 6.7434 | 15.6583 | 6.5606 | 102.7276 | 1.7925e-13 | 0.053307 | 0.38184 | 0.17342 | 0.02091 | 6.4306 | 0.047325 | 0.00047681 | 0.45599 | 0.026784 | 0.66442 | 0.12097 | 0.58191 | 27.4623 | 29.9632 | 0.037965 | 11.1691 | 0.018049 | 0.075697 | 0.06406 | 2.6619 | 11.4665 | 0.0049791 | 1.6234 | 2.0671 | 1.1509 | 1.6209 | 1.2174 | 0.0010692 | 5.8725 | 2.7109
1f37113 | MBS_a | 6 | 00m_051004_345x211x716.dat | 0.0663;0.0663;0.0663 | 345;211;716 | (1.1750;68.1881;12.8580) | 80 | 7.702 | 57 | 78.0611 | 60 | Varibar | [5,133,110] | [30,30,100] | 0 | 20 | 125 | abnormal | tracheal aspiration | 4.0118 | 1.6809 | 6.7434 | 15.6583 | 6.5606 | 102.7276 | 1.1982e-13 | 0.1194 | 0.75476 | 0.32252 | 0.046925 | 8.9674 | 0.115 | 0.002024 | 0.83815 | 0.066317 | 1.1611 | 0.24799 | 1.0208 | 59.8631 | 50.8965 | 0.089131 | 14.3853 | 0.043894 | 0.17271 | 0.14357 | 4.1703 | 16.1746 | 0.015516 | 2.7428 | 3.5596 | 1.6997 | 2.2162 | 1.3982 | 0.0067493 | 10.6166 | 5.0404
1f37113 | MBS_a | 6 | 00m_051004_345x211x716.dat | 0.0663;0.0663;0.0663 | 345;211;716 | (1.1750;68.1881;12.8580) | 80 | 8.502 | 60 | 78.0611 | 60 | Varibar | [5,133,110] | [30,30,100] | 0 | 20 | 125 | abnormal | tracheal aspiration | 4.0118 | 1.6809 | 6.7434 | 15.6583 | 6.5606 | 102.7276 | 1.1686e-13 | 0.129 | 0.79261 | 0.33253 | 0.050452 | 9.029 | 0.12842 | 0.002977 | 0.87193 | 0.071262 | 1.148 | 0.26017 | 1.0599 | 63.9563 | 52.6347 | 0.095493 | 14.57 | 0.047335 | 0.17974 | 0.15467 | 4.2815 | 16.4775 | 0.015819 | 2.8483 | 3.6973 | 1.7431 | 2.2527 | 1.4038 | 0.0077812 | 11.0946 | 5.2981
1f37113 | MBS_a | 7 | 00m_051004_345x211x716.dat | 0.0663;0.0663;0.0663 | 345;211;716 | (1.1750;68.1881;12.8580) | 110 | 3.9 | 52 | 78.0611 | 60 | Varibar | [5,133] | [30,30] | 0 | 10 | 125 | abnormal | tracheal aspiration | 4.0118 | 1.6809 | 6.7434 | 15.6583 | 6.5606 | 102.7276 | 1.6024e-13 | 0.078961 | 0.48869 | 0.24018 | 0.029669 | 7.1279 | 0.075491 | 0.002168 | 0.5682 | 0.042236 | 0.71853 | 0.16075 | 0.71504 | 2.4682 | 34.7097 | 0.054497 | 12.0854 | 0.027843 | 0.11382 | 0.092672 | 3.0941 | 12.6545 | 0.0094269 | 1.9584 | 2.4943 | 1.3324 | 1.7903 | 1.2652 | 0.0022091 | 4.4979 | 1.6793
1f37113 | MBS_a | 7 | 00m_051004_345x211x716.dat | 0.0663;0.0663;0.0663 | 345;211;716 | (1.1750;68.1881;12.8580) | 110 | 7.85 | 62 | 78.0611 | 60 | Varibar | [5,133] | [30,30] | 0 | 10 | 125 | abnormal | tracheal aspiration | 4.0118 | 1.6809 | 6.7434 | 15.6583 | 6.5606 | 102.7276 | 1.2798e-13 | 0.12941 | 0.71931 | 0.30399 | 0.04818 | 8.7594 | 0.11873 | 0.0021937 | 0.80054 | 0.068348 | 1.044 | 0.23956 | 0.98581 | 3.2799 | 46.4196 | 0.091767 | 14.087 | 0.045548 | 0.18008 | 0.14158 | 4.0364 | 15.5365 | 0.015827 | 2.663 | 3.4124 | 1.6688 | 2.1593 | 1.3712 | 0.0066175 | 5.8691 | 2.1603
1f37113 | MBS_a | 7 | 00m_051004_345x211x716.dat | 0.0663;0.0663;0.0663 | 345;211;716 | (1.1750;68.1881;12.8580) | 110 | 9.9905 | 69 | 78.0611 | 60 | Varibar | [5,133] | [30,30] | 0 | 10 | 125 | abnormal | tracheal aspiration | 4.0118 | 1.6809 | 6.7434 | 15.6583 | 6.5606 | 102.7276 | 1.2373e-13 | 0.14845 | 0.78932 | 0.36746 | 0.05434 | 9.0039 | 0.1209 | 0.0043969 | 0.85603 | 0.077385 | 1.135 | 0.26407 | 1.0464 | 3.4723 | 48.7236 | 0.10435 | 14.4802 | 0.053788 | 0.19865 | 0.15925 | 4.2364 | 15.9438 | 0.017094 | 2.8623 | 3.6555 | 1.757 | 2.2304 | 1.3776 | 0.010847 | 6.1343 | 2.2662
1f37113 | MBS_a | 7 | 00m_051004_345x211x716.dat | 0.0663;0.0663;0.0663 | 345;211;716 | (1.1750;68.1881;12.8580) | 60 | 2.5 | 38 | 78.0611 | 60 | Varibar | [5,133] | [30,30] | 0 | 10 | 125 | abnormal | tracheal aspiration | 4.0118 | 1.6809 | 6.7434 | 15.6583 | 6.5606 | 102.7276 | 2.002e-13 | 0.042408 | 0.29782 | 0.13682 | 0.013553 | 5.9354 | 0.042624 | 0.00083415 | 0.37325 | 0.018446 | 0.52656 | 0.093289 | 0.50264 | 1.8208 | 25.2871 | 0.026479 | 10.5542 | 0.012411 | 0.057436 | 0.044737 | 2.3785 | 10.5897 | 0.0036816 | 1.3883 | 1.7503 | 1.0697 | 1.5116 | 1.1872 | 0.0015095 | 3.4187 | 1.2988
1f37113 | MBS_a | 7 | 00m_051004_345x211x716.dat | 0.0663;0.0663;0.0663 | 345;211;716 | (1.1750;68.1881;12.8580) | 60 | 5.7448 | 47 | 78.0611 | 60 | Varibar | [5,133] | [30,30] | 0 | 10 | 125 | abnormal | tracheal aspiration | 4.0118 | 1.6809 | 6.7434 | 15.6583 | 6.5606 | 102.7276 | 1.3001e-13 | 0.099595 | 0.63411 | 0.31975 | 0.035346 | 8.3296 | 0.089411 | 0.0039555 | 0.74744 | 0.049825 | 1.0282 | 0.21051 | 0.9448 | 3.0829 | 45.6387 | 0.069028 | 13.814 | 0.033088 | 0.13994 | 0.10815 | 3.8752 | 15.7839 | 0.011252 | 2.4232 | 3.1425 | 1.596 | 2.1164 | 1.3833 | 0.0045936 | 5.6945 | 2.0967
1f37113 | MBS_a | 7 | 00m_051004_345x211x716.dat | 0.0663;0.0663;0.0663 | 345;211;716 | (1.1750;68.1881;12.8580) | 60 | 6.3535 | 49 | 78.0611 | 60 | Varibar | [5,133] | [30,30] | 0 | 10 | 125 | abnormal | tracheal aspiration | 4.0118 | 1.6809 | 6.7434 | 15.6583 | 6.5606 | 102.7276 | 1.2413e-13 | 0.10925 | 0.68752 | 0.31828 | 0.040892 | 8.5433 | 0.10328 | 0.0071046 | 0.80126 | 0.056115 | 1.176 | 0.22884 | 1.0049 | 3.2332 | 48.7817 | 0.075118 | 14.1397 | 0.036129 | 0.15888 | 0.12964 | 4.038 | 16.2149 | 0.011692 | 2.5652 | 3.3377 | 1.6537 | 2.1792 | 1.4008 | 0.0032788 | 6.0093 | 2.192
1f37113 | MBS_a | 7 | 00m_051004_345x211x716.dat | 0.0663;0.0663;0.0663 | 345;211;716 | (1.1750;68.1881;12.8580) | 80 | 2.9 | 44 | 78.0611 | 60 | Varibar | [5,133] | [30,30] | 0 | 10 | 125 | abnormal | tracheal aspiration | 4.0118 | 1.6809 | 6.7434 | 15.6583 | 6.5606 | 102.7276 | 1.7925e-13 | 0.057979 | 0.38263 | 0.17387 | 0.021683 | 6.4289 | 0.047458 | 0.0005606 | 0.46456 | 0.0286 | 0.66744 | 0.12392 | 0.59999 | 2.0787 | 29.9733 | 0.040419 | 11.1758 | 0.018622 | 0.080517 | 0.068099 | 2.6696 | 11.4732 | 0.0052109 | 1.6312 | 2.076 | 1.1655 | 1.6259 | 1.2189 | 0.0010692 | 3.9239 | 1.4661
1f37113 | MBS_a | 7 | 00m_051004_345x211x716.dat | 0.0663;0.0663;0.0663 | 345;211;716 | (1.1750;68.1881;12.8580) | 80 | 7.702 | 57 | 78.0611 | 60 | Varibar | [5,133] | [30,30] | 0 | 10 | 125 | abnormal | tracheal aspiration | 4.0118 | 1.6809 | 6.7434 | 15.6583 | 6.5606 | 102.7276 | 1.1982e-13 | 0.12984 | 0.75677 | 0.33124 | 0.048496 | 8.969 | 0.12096 | 0.002024 | 0.85442 | 0.070707 | 1.1621 | 0.25412 | 1.0467 | 3.4003 | 50.9408 | 0.095148 | 14.3928 | 0.045553 | 0.18459 | 0.15279 | 4.1701 | 16.1387 | 0.01592 | 2.7566 | 3.5758 | 1.7175 | 2.223 | 1.4013 | 0.0072392 | 6.2822 | 2.268
1f37113 | MBS_a | 7 | 00m_051004_345x211x716.dat | 0.0663;0.0663;0.0663 | 345;211;716 | (1.1750;68.1881;12.8580) | 80 | 8.502 | 60 | 78.0611 | 60 | Varibar | [5,133] | [30,30] | 0 | 10 | 125 | abnormal | tracheal aspiration | 4.0118 | 1.6809 | 6.7434 | 15.6583 | 6.5606 | 102.7276 | 1.1686e-13 | 0.1409 | 0.79483 | 0.35077 | 0.051628 | 9.0307 | 0.13544 | 0.002977 | 0.88579 | 0.075865 | 1.1481 | 0.26653 | 1.0854 | 3.4683 | 52.6758 | 0.10095 | 14.5734 | 0.049342 | 0.19319 | 0.16234 | 4.2852 | 16.4184 | 0.016903 | 2.8623 | 3.7137 | 1.7605 | 2.2594 | 1.4071 | 0.0071288 | 6.4505 | 2.3275
1f37113 | MBS_a | 8 | 00m_051004_345x211x716.dat | 0.0663;0.0663;0.0663 | 345;211;716 | (1.1750;68.1881;12.8580) | 110 | 3.9 | 52 | 78.0611 | 60 | Varibar | [5,133,110] | [30,30,100] | 0 | 20 | 125 | abnormal | tracheal aspiration | 4.0118 | 1.6809 | 6.7434 | 15.6583 | 6.5606 | 102.7276 | 1.6024e-13 | 0.072796 | 0.4876 | 0.24541 | 0.02874 | 7.1279 | 0.078243 | 0.0021476 | 0.5566 | 0.039565 | 0.7151 | 0.15677 | 0.69632 | 36.2149 | 34.6941 | 0.051894 | 12.081 | 0.026807 | 0.10569 | 0.088728 | 3.0857 | 12.6501 | 0.0088902 | 1.9495 | 2.4841 | 1.3184 | 1.785 | 1.2629 | 0.0022091 | 7.0889 | 3.3363
1f37113 | MBS_a | 8 | 00m_051004_345x211x716.dat | 0.0663;0.0663;0.0663 | 345;211;716 | (1.1750;68.1881;12.8580) | 110 | 7.85 | 62 | 78.0611 | 60 | Varibar | [5,133,110] | [30,30,100] | 0 | 20 | 125 | abnormal | tracheal aspiration | 4.0118 | 1.6809 | 6.7434 | 15.6583 | 6.5606 | 102.7276 | 1.2798e-13 | 0.11987 | 0.71767 | 0.30015 | 0.046799 | 8.7618 | 0.11418 | 0.002303 | 0.78757 | 0.064708 | 1.0418 | 0.23395 | 0.96268 | 55.2399 | 46.3883 | 0.086805 | 14.0807 | 0.043708 | 0.16979 | 0.13585 | 4.0318 | 15.5544 | 0.015239 | 2.6509 | 3.3983 | 1.6504 | 2.1532 | 1.3682 | 0.0059239 | 9.8589 | 4.7122
1f37113 | MBS_a | 8 | 00m_051004_345x211x716.dat | 0.0663;0.0663;0.0663 | 345;211;716 | (1.1750;68.1881;12.8580) | 110 | 9.9905 | 69 | 78.0611 | 60 | Varibar | [5,133,110] | [30,30,100] | 0 | 20 | 125 | abnormal | tracheal aspiration | 4.0118 | 1.6809 | 6.7434 | 15.6583 | 6.5606 | 102.7276 | 1.2373e-13 | 0.13703 | 0.78721 | 0.36169 | 0.052297 | 8.9967 | 0.11224 | 0.0051246 | 0.84366 | 0.074164 | 1.128 | 0.25773 | 1.023 | 61.5503 | 48.6897 | 0.09901 | 14.4737 | 0.051738 | 0.18895 | 0.15283 | 4.2403 | 15.9543 | 0.016513 | 2.85 | 3.6412 | 1.7374 | 2.2248 | 1.3753 | 0.010672 | 10.5933 | 5.1183
1f37113 | MBS_a | 8 | 00m_051004_345x211x716.dat | 0.0663;0.0663;0.0663 | 345;211;716 | (1.1750;68.1881;12.8580) | 60 | 2.5 | 38 | 78.0611 | 60 | Varibar | [5,133,110] | [30,30,100] | 0 | 20 | 125 | abnormal | tracheal aspiration | 4.0118 | 1.6809 | 6.7434 | 15.6583 | 6.5606 | 102.7276 | 2.002e-13 | 0.038553 | 0.29721 | 0.13421 | 0.013232 | 5.9354 | 0.04163 | 0.00083415 | 0.36604 | 0.017189 | 0.52656 | 0.091192 | 0.48644 | 19.7328 | 25.2791 | 0.025399 | 10.5477 | 0.011979 | 0.052981 | 0.042157 | 2.3658 | 10.5497 | 0.0033737 | 1.3817 | 1.743 | 1.0548 | 1.5069 | 1.1858 | 0.0015095 | 4.7924 | 2.1749
1f37113 | MBS_a | 8 | 00m_051004_345x211x716.dat | 0.0663;0.0663;0.0663 | 345;211;716 | (1.1750;68.1881;12.8580) | 60 | 5.7448 | 47 | 78.0611 | 60 | Varibar | [5,133,110] | [30,30,100] | 0 | 20 | 125 | abnormal | tracheal aspiration | 4.0118 | 1.6809 | 6.7434 | 15.6583 | 6.5606 | 102.7276 | 1.3001e-13 | 0.088942 | 0.63262 | 0.31337 | 0.034158 | 8.3265 | 0.09005 | 0.0027049 | 0.73438 | 0.046608 | 1.0246 | 0.2047 | 0.91565 | 46.4709 | 45.6217 | 0.06471 | 13.8094 | 0.031479 | 0.12821 | 0.10284 | 3.8682 | 15.7831 | 0.010653 | 2.4104 | 3.1278 | 1.5746 | 2.1089 | 1.3805 | 0.0044686 | 9.0251 | 4.2247
1f37113 | MBS_a | 8 | 00m_051004_345x211x716.dat | 0.0663;0.0663;0.0663 | 345;211;716 | (1.1750;68.1881;12.8580) | 60 | 6.3535 | 49 | 78.0611 | 60 | Varibar | [5,133,110] | [30,30,100] | 0 | 20 | 125 | abnormal | tracheal aspiration | 4.0118 | 1.6809 | 6.7434 | 15.6583 | 6.5606 | 102.7276 | 1.2413e-13 | 0.098822 | 0.68582 | 0.30618 | 0.039512 | 8.5401 | 0.10129 | 0.0063355 | 0.78477 | 0.052141 | 1.1684 | 0.22277 | 0.97581 | 51.7512 | 48.756 | 0.070497 | 14.1325 | 0.034399 | 0.14686 | 0.12236 | 4.0358 | 16.2182 | 0.011122 | 2.5515 | 3.3218 | 1.6313 | 2.1715 | 1.3978 | 0.0026675 | 9.7335 | 4.5715
1f37113 | MBS_a | 8 | 00m_051004_345x211x716.dat | 0.0663;0.0663;0.0663 | 345;211;716 | (1.1750;68.1881;12.8580) | 80 | 2.9 | 44 | 78.0611 | 60 | Varibar | [5,133,110] | [30,30,100] | 0 | 20 | 125 | abnormal | tracheal aspiration | 4.0118 | 1.6809 | 6.7434 | 15.6583 | 6.5606 | 102.7276 | 1.7925e-13 | 0.053307 | 0.38184 | 0.17342 | 0.02091 | 6.4306 | 0.047325 | 0.00047681 | 0.45599 | 0.026784 | 0.66442 | 0.12097 | 0.58191 | 27.4623 | 29.9632 | 0.037965 | 11.1691 | 0.018049 | 0.075697 | 0.06406 | 2.6619 | 11.4665 | 0.0049791 | 1.6234 | 2.0671 | 1.1509 | 1.6209 | 1.2174 | 0.0010692 | 5.8725 | 2.7109
1f37113 | MBS_a | 8 | 00m_051004_345x211x716.dat | 0.0663;0.0663;0.0663 | 345;211;716 | (1.1750;68.1881;12.8580) | 80 | 7.702 | 57 | 78.0611 | 60 | Varibar | [5,133,110] | [30,30,100] | 0 | 20 | 125 | abnormal | tracheal aspiration | 4.0118 | 1.6809 | 6.7434 | 15.6583 | 6.5606 | 102.7276 | 1.1982e-13 | 0.1194 | 0.75476 | 0.32252 | 0.046925 | 8.9674 | 0.115 | 0.002024 | 0.83815 | 0.066317 | 1.1611 | 0.24798 | 1.0208 | 59.8631 | 50.8965 | 0.089131 | 14.3853 | 0.043894 | 0.17271 | 0.14357 | 4.1703 | 16.1746 | 0.015516 | 2.7428 | 3.5596 | 1.6997 | 2.2162 | 1.3982 | 0.0067493 | 10.6166 | 5.0404
1f37113 | MBS_a | 8 | 00m_051004_345x211x716.dat | 0.0663;0.0663;0.0663 | 345;211;716 | (1.1750;68.1881;12.8580) | 80 | 8.502 | 60 | 78.0611 | 60 | Varibar | [5,133,110] | [30,30,100] | 0 | 20 | 125 | abnormal | tracheal aspiration | 4.0118 | 1.6809 | 6.7434 | 15.6583 | 6.5606 | 102.7276 | 1.1686e-13 | 0.129 | 0.79261 | 0.33253 | 0.050452 | 9.029 | 0.12842 | 0.002977 | 0.87193 | 0.071279 | 1.148 | 0.26017 | 1.0599 | 63.9563 | 52.6347 | 0.095493 | 14.57 | 0.047335 | 0.17974 | 0.15467 | 4.2815 | 16.4775 | 0.015819 | 2.8483 | 3.6973 | 1.7431 | 2.2527 | 1.4038 | 0.0077812 | 11.0946 | 5.2981
1f37113 | MBS_a | 9 | 00m_051004_345x211x716.dat | 0.0663;0.0663;0.0663 | 345;211;716 | (1.1750;68.1881;12.8580) | 110 | 3.9 | 52 | 78.0611 | 60 | Varibar | [5,133,110] | [30,30,100] | 0 | 15 | 125 | abnormal | tracheal aspiration | 4.0118 | 1.6809 | 6.7434 | 15.6583 | 6.5606 | 102.7276 | 1.6024e-13 | 0.072796 | 0.4876 | 0.24541 | 0.02874 | 7.1279 | 0.078243 | 0.0021476 | 0.5566 | 0.039565 | 0.7151 | 0.15676 | 0.69632 | 36.2149 | 34.6941 | 0.051894 | 12.081 | 0.026807 | 0.10569 | 0.088728 | 3.0857 | 12.6501 | 0.0088902 | 1.9495 | 2.4841 | 1.3184 | 1.785 | 1.2629 | 0.0022091 | 7.0889 | 3.3363
1f37113 | MBS_a | 9 | 00m_051004_345x211x716.dat | 0.0663;0.0663;0.0663 | 345;211;716 | (1.1750;68.1881;12.8580) | 110 | 7.85 | 62 | 78.0611 | 60 | Varibar | [5,133,110] | [30,30,100] | 0 | 15 | 125 | abnormal | tracheal aspiration | 4.0118 | 1.6809 | 6.7434 | 15.6583 | 6.5606 | 102.7276 | 1.2798e-13 | 0.11987 | 0.71768 | 0.30015 | 0.046799 | 8.7618 | 0.11418 | 0.002303 | 0.78757 | 0.064708 | 1.0418 | 0.23395 | 0.96268 | 55.2399 | 46.3883 | 0.086805 | 14.0807 | 0.043708 | 0.16979 | 0.13585 | 4.0318 | 15.5544 | 0.015239 | 2.6509 | 3.3983 | 1.6504 | 2.1532 | 1.3682 | 0.0059239 | 9.8589 | 4.7122
1f37113 | MBS_a | 9 | 00m_051004_345x211x716.dat | 0.0663;0.0663;0.0663 | 345;211;716 | (1.1750;68.1881;12.8580) | 110 | 9.9905 | 69 | 78.0611 | 60 | Varibar | [5,133,110] | [30,30,100] | 0 | 15 | 125 | abnormal | tracheal aspiration | 4.0118 | 1.6809 | 6.7434 | 15.6583 | 6.5606 | 102.7276 | 1.2373e-13 | 0.13703 | 0.78721 | 0.36169 | 0.052301 | 8.9967 | 0.11224 | 0.0051246 | 0.84366 | 0.074164 | 1.128 | 0.25773 | 1.023 | 61.5503 | 48.6897 | 0.09901 | 14.4737 | 0.051738 | 0.18895 | 0.15283 | 4.2403 | 15.9543 | 0.016513 | 2.85 | 3.6412 | 1.7374 | 2.2248 | 1.3753 | 0.010672 | 10.5933 | 5.1183
1f37113 | MBS_a | 9 | 00m_051004_345x211x716.dat | 0.0663;0.0663;0.0663 | 345;211;716 | (1.1750;68.1881;12.8580) | 60 | 2.5 | 38 | 78.0611 | 60 | Varibar | [5,133,110] | [30,30,100] | 0 | 15 | 125 | abnormal | tracheal aspiration | 4.0118 | 1.6809 | 6.7434 | 15.6583 | 6.5606 | 102.7276 | 2.002e-13 | 0.038553 | 0.29721 | 0.13421 | 0.013232 | 5.9354 | 0.04163 | 0.00083415 | 0.36604 | 0.017189 | 0.52656 | 0.091192 | 0.48643 | 19.7328 | 25.2791 | 0.025399 | 10.5477 | 0.011979 | 0.052981 | 0.042157 | 2.3658 | 10.5497 | 0.0033737 | 1.3817 | 1.743 | 1.0548 | 1.5069 | 1.1858 | 0.0015095 | 4.7924 | 2.1749
1f37113 | MBS_a | 9 | 00m_051004_345x211x716.dat | 0.0663;0.0663;0.0663 | 345;211;716 | (1.1750;68.1881;12.8580) | 60 | 5.7448 | 47 | 78.0611 | 60 | Varibar | [5,133,110] | [30,30,100] | 0 | 15 | 125 | abnormal | tracheal aspiration | 4.0118 | 1.6809 | 6.7434 | 15.6583 | 6.5606 | 102.7276 | 1.3001e-13 | 0.088942 | 0.63262 | 0.31337 | 0.034158 | 8.3265 | 0.09005 | 0.0027049 | 0.73438 | 0.046608 | 1.0246 | 0.2047 | 0.91565 | 46.4709 | 45.6217 | 0.06471 | 13.8094 | 0.031479 | 0.12821 | 0.10284 | 3.8682 | 15.7831 | 0.010653 | 2.4104 | 3.1277 | 1.5746 | 2.1089 | 1.3805 | 0.0044686 | 9.0251 | 4.2247
1f37113 | MBS_a | 9 | 00m_051004_345x211x716.dat | 0.0663;0.0663;0.0663 | 345;211;716 | (1.1750;68.1881;12.8580) | 60 | 6.3535 | 49 | 78.0611 | 60 | Varibar | [5,133,110] | [30,30,100] | 0 | 15 | 125 | abnormal | tracheal aspiration | 4.0118 | 1.6809 | 6.7434 | 15.6583 | 6.5606 | 102.7276 | 1.2413e-13 | 0.098822 | 0.68582 | 0.30618 | 0.039512 | 8.5401 | 0.10129 | 0.0063355 | 0.78477 | 0.052141 | 1.1684 | 0.22278 | 0.97581 | 51.7512 | 48.756 | 0.070497 | 14.1325 | 0.034399 | 0.14686 | 0.1223 | 4.0358 | 16.2182 | 0.011122 | 2.5515 | 3.3218 | 1.6313 | 2.1715 | 1.3978 | 0.0026675 | 9.7335 | 4.5715
1f37113 | MBS_a | 9 | 00m_051004_345x211x716.dat | 0.0663;0.0663;0.0663 | 345;211;716 | (1.1750;68.1881;12.8580) | 80 | 2.9 | 44 | 78.0611 | 60 | Varibar | [5,133,110] | [30,30,100] | 0 | 15 | 125 | abnormal | tracheal aspiration | 4.0118 | 1.6809 | 6.7434 | 15.6583 | 6.5606 | 102.7276 | 1.7925e-13 | 0.053307 | 0.38184 | 0.17342 | 0.02091 | 6.4306 | 0.047325 | 0.00047681 | 0.45599 | 0.026784 | 0.66442 | 0.12097 | 0.58191 | 27.4623 | 29.9632 | 0.037965 | 11.1691 | 0.018049 | 0.075697 | 0.06406 | 2.6619 | 11.4665 | 0.0049791 | 1.6234 | 2.0671 | 1.1509 | 1.6209 | 1.2174 | 0.0010692 | 5.8725 | 2.7109
1f37113 | MBS_a | 9 | 00m_051004_345x211x716.dat | 0.0663;0.0663;0.0663 | 345;211;716 | (1.1750;68.1881;12.8580) | 80 | 7.702 | 57 | 78.0611 | 60 | Varibar | [5,133,110] | [30,30,100] | 0 | 15 | 125 | abnormal | tracheal aspiration | 4.0118 | 1.6809 | 6.7434 | 15.6583 | 6.5606 | 102.7276 | 1.1982e-13 | 0.1194 | 0.75476 | 0.32252 | 0.046925 | 8.9674 | 0.115 | 0.002024 | 0.83815 | 0.066317 | 1.1611 | 0.24799 | 1.0208 | 59.8631 | 50.8965 | 0.089131 | 14.3853 | 0.043894 | 0.17271 | 0.14357 | 4.1703 | 16.1746 | 0.015516 | 2.7428 | 3.5596 | 1.6997 | 2.2162 | 1.3982 | 0.0067493 | 10.6166 | 5.0404
1f37113 | MBS_a | 9 | 00m_051004_345x211x716.dat | 0.0663;0.0663;0.0663 | 345;211;716 | (1.1750;68.1881;12.8580) | 80 | 8.502 | 60 | 78.0611 | 60 | Varibar | [5,133,110] | [30,30,100] | 0 | 15 | 125 | abnormal | tracheal aspiration | 4.0118 | 1.6809 | 6.7434 | 15.6583 | 6.5606 | 102.7276 | 1.1686e-13 | 0.129 | 0.79261 | 0.33253 | 0.050452 | 9.029 | 0.12842 | 0.002977 | 0.87193 | 0.071279 | 1.148 | 0.26017 | 1.0599 | 63.9563 | 52.6347 | 0.095493 | 14.57 | 0.047335 | 0.17974 | 0.15467 | 4.2815 | 16.4775 | 0.015819 | 2.8483 | 3.6973 | 1.7431 | 2.2527 | 1.4038 | 0.0077812 | 11.0946 | 5.2981
1f37113 | MBS_a | 10 | 01f_076010_393x248x546.dat | 0.0663;0.0663;0.1400 | 393;248;546 | (0.1677;69.1162;23.7382) | 110 | 3.9 | 52 | 81.5087 | 60 | Varibar | [5,133] | [30,30] | 0 | 10 | 185 | abnormal | tracheal aspiration | 5.7221 | 2.4744 | 14.1591 | 23.3202 | 10.0844 | 235.1704 | 1.663e-13 | 0.058107 | 0.46436 | 0.053504 | 0.0067409 | 3.2429 | 0.028262 | 0.0017647 | 0.18747 | 0.024688 | 0.4897 | 0.049934 | 0.2721 | 1.916 | 8.2352 | 0.017959 | 4.9887 | 0.0075449 | 0.047101 | 0.041017 | 0.65725 | 4.5801 | 0.0022647 | 0.69844 | 0.5983 | 0.48868 | 1.2631 | 0.51227 | 0.002057 | 1.4896 | 0.63507
1f37113 | MBS_a | 10 | 01f_076010_393x248x546.dat | 0.0663;0.0663;0.1400 | 393;248;546 | (0.1677;69.1162;23.7382) | 110 | 7.85 | 62 | 81.5087 | 60 | Varibar | [5,133] | [30,30] | 0 | 10 | 185 | abnormal | tracheal aspiration | 5.7221 | 2.4744 | 14.1591 | 23.3202 | 10.0844 | 235.1704 | 1.3282e-13 | 0.092485 | 0.70155 | 0.087848 | 0.012146 | 4.3446 | 0.03873 | 0.0061846 | 0.28118 | 0.040013 | 0.61647 | 0.079144 | 0.38243 | 2.4839 | 11.2889 | 0.029059 | 6.276 | 0.013051 | 0.075711 | 0.063983 | 0.90264 | 5.7443 | 0.0039952 | 1.0054 | 0.86242 | 0.63453 | 1.57 | 0.56239 | 0.00372 | 2.0042 | 0.84369
1f37113 | MBS_a | 10 | 01f_076010_393x248x546.dat | 0.0663;0.0663;0.1400 | 393;248;546 | (0.1677;69.1162;23.7382) | 110 | 9.9905 | 69 | 81.5087 | 60 | Varibar | [5,133] | [30,30] | 0 | 10 | 185 | abnormal | tracheal aspiration | 5.7221 | 2.4744 | 14.1591 | 23.3202 | 10.0844 | 235.1704 | 1.2843e-13 | 0.10747 | 0.78642 | 0.098832 | 0.014838 | 4.6624 | 0.047984 | 0.0076032 | 0.31147 | 0.047423 | 0.58623 | 0.090103 | 0.4108 | 2.6245 | 12.0789 | 0.033628 | 6.5864 | 0.016537 | 0.086459 | 0.076163 | 0.9546 | 5.9144 | 0.0053442 | 1.1109 | 0.94843 | 0.67785 | 1.64 | 0.57318 | 0.0056719 | 2.1426 | 0.89742
1f37113 | MBS_a | 10 | 01f_076010_393x248x546.dat | 0.0663;0.0663;0.1400 | 393;248;546 | (0.1677;69.1162;23.7382) | 60 | 2.5 | 38 | 81.5087 | 60 | Varibar | [5,133] | [30,30] | 0 | 10 | 185 | abnormal | tracheal aspiration | 5.7221 | 2.4744 | 14.1591 | 23.3202 | 10.0844 | 235.1704 | 2.0774e-13 | 0.028055 | 0.26469 | 0.035113 | 0.0026383 | 2.3828 | 0.0099542 | 0.0010316 | 0.11289 | 0.010143 | 0.30487 | 0.024869 | 0.18245 | 1.5047 | 5.7119 | 0.0065389 | 3.9885 | 0.0026914 | 0.022047 | 0.017876 | 0.45997 | 3.7174 | 0.00046054 | 0.44227 | 0.37793 | 0.36315 | 1.0241 | 0.47341 | 0.00053663 | 1.0767 | 0.47188
1f37113 | MBS_a | 10 | 01f_076010_393x248x546.dat | 0.0663;0.0663;0.1400 | 393;248;546 | (0.1677;69.1162;23.7382) | 60 | 5.7448 | 47 | 81.5087 | 60 | Varibar | [5,133] | [30,30] | 0 | 10 | 185 | abnormal | tracheal aspiration | 5.7221 | 2.4744 | 14.1591 | 23.3202 | 10.0844 | 235.1704 | 1.349e-13 | 0.064184 | 0.5792 | 0.067679 | 0.0068716 | 3.9497 | 0.029638 | 0.0024315 | 0.24375 | 0.028025 | 0.56136 | 0.061197 | 0.35321 | 2.3816 | 10.2944 | 0.018576 | 5.9852 | 0.0082907 | 0.055057 | 0.050025 | 0.85198 | 5.7468 | 0.0023493 | 0.8562 | 0.74532 | 0.59258 | 1.5052 | 0.5568 | 0.0017092 | 1.8393 | 0.78733
1f37113 | MBS_a | 10 | 01f_076010_393x248x546.dat | 0.0663;0.0663;0.1400 | 393;248;546 | (0.1677;69.1162;23.7382) | 60 | 6.3535 | 49 | 81.5087 | 60 | Varibar | [5,133] | [30,30] | 0 | 10 | 185 | abnormal | tracheal aspiration | 5.7221 | 2.4744 | 14.1591 | 23.3202 | 10.0844 | 235.1704 | 1.288e-13 | 0.074197 | 0.63182 | 0.075492 | 0.0081194 | 4.1828 | 0.037598 | 0.0025802 | 0.26653 | 0.031471 | 0.55747 | 0.068013 | 0.37796 | 2.4987 | 11.0743 | 0.022187 | 6.2193 | 0.0094261 | 0.063506 | 0.052477 | 0.9093 | 5.941 | 0.0026336 | 0.9207 | 0.8032 | 0.62051 | 1.5613 | 0.56586 | 0.0018429 | 1.9587 | 0.83004
1f37113 | MBS_a | 10 | 01f_076010_393x248x546.dat | 0.0663;0.0663;0.1400 | 393;248;546 | (0.1677;69.1162;23.7382) | 80 | 2.9 | 44 | 81.5087 | 60 | Varibar | [5,133] | [30,30] | 0 | 10 | 185 | abnormal | tracheal aspiration | 5.7221 | 2.4744 | 14.1591 | 23.3202 | 10.0844 | 235.1704 | 1.8601e-13 | 0.041776 | 0.35035 | 0.041529 | 0.0041612 | 2.7801 | 0.013925 | 0.0022364 | 0.14566 | 0.01572 | 0.39496 | 0.035927 | 0.22267 | 1.6764 | 6.8771 | 0.010937 | 4.4022 | 0.0046902 | 0.032175 | 0.0288 | 0.5467 | 4.147 | 0.0015101 | 0.55101 | 0.4736 | 0.41436 | 1.1229 | 0.49009 | 0.00036617 | 1.2635 | 0.54518
1f37113 | MBS_a | 10 | 01f_076010_393x248x546.dat | 0.0663;0.0663;0.1400 | 393;248;546 | (0.1677;69.1162;23.7382) | 80 | 7.702 | 57 | 81.5087 | 60 | Varibar | [5,133] | [30,30] | 0 | 10 | 185 | abnormal | tracheal aspiration | 5.7221 | 2.4744 | 14.1591 | 23.3202 | 10.0844 | 235.1704 | 1.2434e-13 | 0.096122 | 0.72123 | 0.091465 | 0.011796 | 4.436 | 0.046498 | 0.00422 | 0.29656 | 0.039893 | 0.64748 | 0.081139 | 0.40593 | 2.5643 | 11.979 | 0.029918 | 6.4523 | 0.012665 | 0.076351 | 0.067502 | 0.95221 | 6.0356 | 0.0034571 | 1.0306 | 0.89489 | 0.65051 | 1.6162 | 0.57264 | 0.0025586 | 2.0881 | 0.87758
1f37113 | MBS_a | 10 | 01f_076010_393x248x546.dat | 0.0663;0.0663;0.1400 | 393;248;546 | (0.1677;69.1162;23.7382) | 80 | 8.502 | 60 | 81.5087 | 60 | Varibar | [5,133] | [30,30] | 0 | 10 | 185 | abnormal | tracheal aspiration | 5.7221 | 2.4744 | 14.1591 | 23.3202 | 10.0844 | 235.1704 | 1.2127e-13 | 0.1015 | 0.76563 | 0.093593 | 0.013339 | 4.5612 | 0.043434 | 0.004489 | 0.31021 | 0.043731 | 0.69325 | 0.087483 | 0.4212 | 2.6335 | 12.4714 | 0.031416 | 6.6146 | 0.013908 | 0.083879 | 0.071749 | 0.98062 | 6.1211 | 0.004556 | 1.0851 | 0.94183 | 0.67568 | 1.6521 | 0.57718 | 0.0030266 | 2.1592 | 0.90451
1f37113 | MBS_a | 11 | 01f_076010_393x248x546.dat | 0.0663;0.0663;0.1400 | 393;248;546 | (0.1677;69.1162;23.7382) | 110 | 3.9 | 52 | 81.5087 | 60 | Varibar | [5,133,110] | [30,30,100] | 0 | 20 | 185 | abnormal | tracheal aspiration | 5.7221 | 2.4744 | 14.1591 | 23.3202 | 10.0844 | 235.1704 | 1.663e-13 | 0.053809 | 0.46253 | 0.052666 | 0.006433 | 3.2374 | 0.026582 | 0.0016627 | 0.17998 | 0.022932 | 0.48461 | 0.04807 | 0.26131 | 24.091 | 8.2268 | 0.017084 | 4.9738 | 0.007249 | 0.043985 | 0.03742 | 0.63717 | 4.5358 | 0.0021218 | 0.69196 | 0.59194 | 0.48528 | 1.2562 | 0.51073 | 0.0020427 | 3.1903 | 1.7214
1f37113 | MBS_a | 11 | 01f_076010_393x248x546.dat | 0.0663;0.0663;0.1400 | 393;248;546 | (0.1677;69.1162;23.7382) | 110 | 7.85 | 62 | 81.5087 | 60 | Varibar | [5,133,110] | [30,30,100] | 0 | 20 | 185 | abnormal | tracheal aspiration | 5.7221 | 2.4744 | 14.1591 | 23.3202 | 10.0844 | 235.1704 | 1.3282e-13 | 0.086191 | 0.69872 | 0.084881 | 0.01166 | 4.3395 | 0.037522 | 0.006077 | 0.26783 | 0.037244 | 0.61711 | 0.07608 | 0.36804 | 36.5869 | 11.2768 | 0.027779 | 6.2567 | 0.012393 | 0.070831 | 0.0599 | 0.87351 | 5.6895 | 0.0038649 | 0.99626 | 0.85335 | 0.62983 | 1.5619 | 0.56035 | 0.0037114 | 4.6206 | 2.5154
1f37113 | MBS_a | 11 | 01f_076010_393x248x546.dat | 0.0663;0.0663;0.1400 | 393;248;546 | (0.1677;69.1162;23.7382) | 110 | 9.9905 | 69 | 81.5087 | 60 | Varibar | [5,133,110] | [30,30,100] | 0 | 20 | 185 | abnormal | tracheal aspiration | 5.7221 | 2.4744 | 14.1591 | 23.3202 | 10.0844 | 235.1704 | 1.2843e-13 | 0.095974 | 0.78315 | 0.097438 | 0.01399 | 4.6514 | 0.044338 | 0.0076228 | 0.29697 | 0.044209 | 0.58375 | 0.086685 | 0.39544 | 40.9047 | 12.0634 | 0.031952 | 6.5672 | 0.015757 | 0.080993 | 0.070744 | 0.92603 | 5.9073 | 0.0052528 | 1.1011 | 0.93875 | 0.6738 | 1.632 | 0.57084 | 0.0053132 | 5.0786 | 2.7762
1f37113 | MBS_a | 11 | 01f_076010_393x248x546.dat | 0.0663;0.0663;0.1400 | 393;248;546 | (0.1677;69.1162;23.7382) | 60 | 2.5 | 38 | 81.5087 | 60 | Varibar | [5,133,110] | [30,30,100] | 0 | 20 | 185 | abnormal | tracheal aspiration | 5.7221 | 2.4744 | 14.1591 | 23.3202 | 10.0844 | 235.1704 | 2.0774e-13 | 0.026091 | 0.26384 | 0.033978 | 0.002565 | 2.3804 | 0.0098632 | 0.0010316 | 0.10747 | 0.0094285 | 0.30472 | 0.024049 | 0.17434 | 13.2443 | 5.7085 | 0.0061297 | 3.9747 | 0.0025911 | 0.020346 | 0.016147 | 0.44133 | 3.6496 | 0.00048406 | 0.438 | 0.37381 | 0.35997 | 1.018 | 0.47233 | 0.00053663 | 1.9763 | 1.0446
1f37113 | MBS_a | 11 | 01f_076010_393x248x546.dat | 0.0663;0.0663;0.1400 | 393;248;546 | (0.1677;69.1162;23.7382) | 60 | 5.7448 | 47 | 81.5087 | 60 | Varibar | [5,133,110] | [30,30,100] | 0 | 20 | 185 | abnormal | tracheal aspiration | 5.7221 | 2.4744 | 14.1591 | 23.3202 | 10.0844 | 235.1704 | 1.349e-13 | 0.058111 | 0.57687 | 0.065507 | 0.0066259 | 3.9463 | 0.029175 | 0.0024315 | 0.23122 | 0.025874 | 0.56078 | 0.059033 | 0.3383 | 30.0242 | 10.2848 | 0.01721 | 5.962 | 0.007863 | 0.051379 | 0.045469 | 0.82447 | 5.6683 | 0.0023002 | 0.84772 | 0.73688 | 0.58735 | 1.4957 | 0.5547 | 0.0017067 | 3.9594 | 2.1402
1f37113 | MBS_a | 11 | 01f_076010_393x248x546.dat | 0.0663;0.0663;0.1400 | 393;248;546 | (0.1677;69.1162;23.7382) | 60 | 6.3535 | 49 | 81.5087 | 60 | Varibar | [5,133,110] | [30,30,100] | 0 | 20 | 185 | abnormal | tracheal aspiration | 5.7221 | 2.4744 | 14.1591 | 23.3202 | 10.0844 | 235.1704 | 1.288e-13 | 0.067252 | 0.62915 | 0.073684 | 0.0077825 | 4.1777 | 0.035936 | 0.0025802 | 0.25253 | 0.029221 | 0.55813 | 0.065486 | 0.36162 | 33.3223 | 11.0588 | 0.020645 | 6.1941 | 0.0089928 | 0.059444 | 0.04816 | 0.87886 | 5.8783 | 0.0025367 | 0.91148 | 0.79398 | 0.61631 | 1.5515 | 0.56357 | 0.001835 | 4.3224 | 2.3398
1f37113 | MBS_a | 11 | 01f_076010_393x248x546.dat | 0.0663;0.0663;0.1400 | 393;248;546 | (0.1677;69.1162;23.7382) | 80 | 2.9 | 44 | 81.5087 | 60 | Varibar | [5,133,110] | [30,30,100] | 0 | 20 | 185 | abnormal | tracheal aspiration | 5.7221 | 2.4744 | 14.1591 | 23.3202 | 10.0844 | 235.1704 | 1.8601e-13 | 0.03779 | 0.34898 | 0.040589 | 0.0040679 | 2.7738 | 0.013594 | 0.0022249 | 0.13909 | 0.014609 | 0.39415 | 0.034661 | 0.21331 | 18.2755 | 6.8712 | 0.010368 | 4.3877 | 0.0044446 | 0.029709 | 0.026199 | 0.52554 | 4.082 | 0.0014764 | 0.5457 | 0.46841 | 0.41084 | 1.1165 | 0.4888 | 0.00035031 | 2.5356 | 1.3567
1f37113 | MBS_a | 11 | 01f_076010_393x248x546.dat | 0.0663;0.0663;0.1400 | 393;248;546 | (0.1677;69.1162;23.7382) | 80 | 7.702 | 57 | 81.5087 | 60 | Varibar | [5,133,110] | [30,30,100] | 0 | 20 | 185 | abnormal | tracheal aspiration | 5.7221 | 2.4744 | 14.1591 | 23.3202 | 10.0844 | 235.1704 | 1.2434e-13 | 0.08865 | 0.71809 | 0.090001 | 0.011284 | 4.4268 | 0.044271 | 0.0041296 | 0.28154 | 0.036953 | 0.64581 | 0.077894 | 0.38943 | 39.113 | 11.9605 | 0.028216 | 6.4289 | 0.012149 | 0.071055 | 0.062284 | 0.92543 | 5.9779 | 0.0034054 | 1.0206 | 0.88487 | 0.64602 | 1.607 | 0.57019 | 0.0025614 | 4.8914 | 2.669
1f37113 | MBS_a | 11 | 01f_076010_393x248x546.dat | 0.0663;0.0663;0.1400 | 393;248;546 | (0.1677;69.1162;23.7382) | 80 | 8.502 | 60 | 81.5087 | 60 | Varibar | [5,133,110] | [30,30,100] | 0 | 20 | 185 | abnormal | tracheal aspiration | 5.7221 | 2.4744 | 14.1591 | 23.3202 | 10.0844 | 235.1704 | 1.2127e-13 | 0.095003 | 0.76223 | 0.08867 | 0.012565 | 4.5565 | 0.041532 | 0.004421 | 0.29378 | 0.040605 | 0.69203 | 0.084003 | 0.40381 | 41.8999 | 12.4524 | 0.02988 | 6.5902 | 0.013245 | 0.077979 | 0.066337 | 0.9516 | 6.0731 | 0.0042474 | 1.0747 | 0.93142 | 0.67162 | 1.643 | 0.5749 | 0.0030472 | 5.172 | 2.8296
1f37113 | MBS_a | 12 | 01f_076010_393x248x546.dat | 0.0663;0.0663;0.1400 | 393;248;546 | (0.1677;69.1162;23.7382) | 110 | 3.9 | 52 | 81.5087 | 60 | Varibar | [5,133,110] | [30,30,100] | 0 | 15 | 185 | abnormal | tracheal aspiration | 5.7221 | 2.4744 | 14.1591 | 23.3202 | 10.0844 | 235.1704 | 1.663e-13 | 0.053809 | 0.46253 | 0.052666 | 0.006433 | 3.2374 | 0.026582 | 0.0016627 | 0.17998 | 0.022932 | 0.48461 | 0.04807 | 0.26131 | 24.091 | 8.2268 | 0.017084 | 4.9738 | 0.007249 | 0.043985 | 0.03742 | 0.63717 | 4.5358 | 0.0021218 | 0.69196 | 0.59194 | 0.48528 | 1.2562 | 0.51073 | 0.0020427 | 3.1903 | 1.7214
1f37113 | MBS_a | 12 | 01f_076010_393x248x546.dat | 0.0663;0.0663;0.1400 | 393;248;546 | (0.1677;69.1162;23.7382) | 110 | 7.85 | 62 | 81.5087 | 60 | Varibar | [5,133,110] | [30,30,100] | 0 | 15 | 185 | abnormal | tracheal aspiration | 5.7221 | 2.4744 | 14.1591 | 23.3202 | 10.0844 | 235.1704 | 1.3282e-13 | 0.086191 | 0.69872 | 0.084881 | 0.01166 | 4.3395 | 0.037522 | 0.006077 | 0.26783 | 0.037244 | 0.61711 | 0.07608 | 0.36804 | 36.5869 | 11.2768 | 0.027779 | 6.2567 | 0.012393 | 0.070831 | 0.0599 | 0.87351 | 5.6895 | 0.0038649 | 0.99626 | 0.85335 | 0.62983 | 1.5619 | 0.56035 | 0.0037114 | 4.6206 | 2.5154
1f37113 | MBS_a | 12 | 01f_076010_393x248x546.dat | 0.0663;0.0663;0.1400 | 393;248;546 | (0.1677;69.1162;23.7382) | 110 | 9.9905 | 69 | 81.5087 | 60 | Varibar | [5,133,110] | [30,30,100] | 0 | 15 | 185 | abnormal | tracheal aspiration | 5.7221 | 2.4744 | 14.1591 | 23.3202 | 10.0844 | 235.1704 | 1.2843e-13 | 0.095974 | 0.78315 | 0.097438 | 0.01399 | 4.6514 | 0.044338 | 0.0076228 | 0.29697 | 0.044209 | 0.58375 | 0.086685 | 0.39544 | 40.9047 | 12.0634 | 0.031952 | 6.5672 | 0.015757 | 0.080993 | 0.070744 | 0.92603 | 5.9073 | 0.0052528 | 1.1011 | 0.93875 | 0.6738 | 1.632 | 0.57084 | 0.0053132 | 5.0786 | 2.7762
1f37113 | MBS_a | 12 | 01f_076010_393x248x546.dat | 0.0663;0.0663;0.1400 | 393;248;546 | (0.1677;69.1162;23.7382) | 60 | 2.5 | 38 | 81.5087 | 60 | Varibar | [5,133,110] | [30,30,100] | 0 | 15 | 185 | abnormal | tracheal aspiration | 5.7221 | 2.4744 | 14.1591 | 23.3202 | 10.0844 | 235.1704 | 2.0774e-13 | 0.026091 | 0.26384 | 0.033978 | 0.002565 | 2.3804 | 0.0098632 | 0.0010316 | 0.10747 | 0.0094285 | 0.30472 | 0.024049 | 0.17434 | 13.2443 | 5.7085 | 0.0061297 | 3.9747 | 0.0025911 | 0.020346 | 0.016147 | 0.44133 | 3.6496 | 0.00048406 | 0.438 | 0.37381 | 0.35997 | 1.018 | 0.47233 | 0.00053663 | 1.9763 | 1.0446
1f37113 | MBS_a | 12 | 01f_076010_393x248x546.dat | 0.0663;0.0663;0.1400 | 393;248;546 | (0.1677;69.1162;23.7382) | 60 | 5.7448 | 47 | 81.5087 | 60 | Varibar | [5,133,110] | [30,30,100] | 0 | 15 | 185 | abnormal | tracheal aspiration | 5.7221 | 2.4744 | 14.1591 | 23.3202 | 10.0844 | 235.1704 | 1.349e-13 | 0.058111 | 0.57687 | 0.065507 | 0.0066259 | 3.9463 | 0.029175 | 0.0024315 | 0.23122 | 0.025874 | 0.56078 | 0.059033 | 0.3383 | 30.0242 | 10.2848 | 0.01721 | 5.962 | 0.007863 | 0.051379 | 0.045469 | 0.82447 | 5.6683 | 0.0023002 | 0.84772 | 0.73688 | 0.58735 | 1.4957 | 0.5547 | 0.0017067 | 3.9594 | 2.1402
1f37113 | MBS_a | 12 | 01f_076010_393x248x546.dat | 0.0663;0.0663;0.1400 | 393;248;546 | (0.1677;69.1162;23.7382) | 60 | 6.3535 | 49 | 81.5087 | 60 | Varibar | [5,133,110] | [30,30,100] | 0 | 15 | 185 | abnormal | tracheal aspiration | 5.7221 | 2.4744 | 14.1591 | 23.3202 | 10.0844 | 235.1704 | 1.288e-13 | 0.067252 | 0.62915 | 0.073684 | 0.0077825 | 4.1777 | 0.035936 | 0.0025802 | 0.25253 | 0.029221 | 0.55813 | 0.065486 | 0.36162 | 33.3223 | 11.0588 | 0.020645 | 6.1941 | 0.0089928 | 0.059444 | 0.04816 | 0.87886 | 5.8783 | 0.0025367 | 0.91148 | 0.79398 | 0.61631 | 1.5515 | 0.56357 | 0.001835 | 4.3224 | 2.3398
1f37113 | MBS_a | 12 | 01f_076010_393x248x546.dat | 0.0663;0.0663;0.1400 | 393;248;546 | (0.1677;69.1162;23.7382) | 80 | 2.9 | 44 | 81.5087 | 60 | Varibar | [5,133,110] | [30,30,100] | 0 | 15 | 185 | abnormal | tracheal aspiration | 5.7221 | 2.4744 | 14.1591 | 23.3202 | 10.0844 | 235.1704 | 1.8601e-13 | 0.03779 | 0.34898 | 0.040589 | 0.0040679 | 2.7738 | 0.013594 | 0.0022249 | 0.13909 | 0.014609 | 0.39415 | 0.034661 | 0.21331 | 18.2755 | 6.8712 | 0.010368 | 4.3877 | 0.0044446 | 0.029709 | 0.026199 | 0.52554 | 4.082 | 0.0014764 | 0.5457 | 0.46841 | 0.41084 | 1.1165 | 0.4888 | 0.00035031 | 2.5356 | 1.3567
1f37113 | MBS_a | 12 | 01f_076010_393x248x546.dat | 0.0663;0.0663;0.1400 | 393;248;546 | (0.1677;69.1162;23.7382) | 80 | 7.702 | 57 | 81.5087 | 60 | Varibar | [5,133,110] | [30,30,100] | 0 | 15 | 185 | abnormal | tracheal aspiration | 5.7221 | 2.4744 | 14.1591 | 23.3202 | 10.0844 | 235.1704 | 1.2434e-13 | 0.08865 | 0.71809 | 0.090001 | 0.011284 | 4.4268 | 0.044271 | 0.0041296 | 0.28155 | 0.036953 | 0.64581 | 0.077894 | 0.38943 | 39.113 | 11.9605 | 0.028216 | 6.4289 | 0.012149 | 0.071055 | 0.062284 | 0.92543 | 5.9779 | 0.0034054 | 1.0206 | 0.88487 | 0.64602 | 1.607 | 0.57019 | 0.0025614 | 4.8914 | 2.669
1f37113 | MBS_a | 12 | 01f_076010_393x248x546.dat | 0.0663;0.0663;0.1400 | 393;248;546 | (0.1677;69.1162;23.7382) | 80 | 8.502 | 60 | 81.5087 | 60 | Varibar | [5,133,110] | [30,30,100] | 0 | 15 | 185 | abnormal | tracheal aspiration | 5.7221 | 2.4744 | 14.1591 | 23.3202 | 10.0844 | 235.1704 | 1.2127e-13 | 0.095003 | 0.76223 | 0.08867 | 0.012565 | 4.5565 | 0.041532 | 0.004421 | 0.29378 | 0.040605 | 0.69203 | 0.084003 | 0.40381 | 41.8999 | 12.4524 | 0.02988 | 6.5902 | 0.013245 | 0.077979 | 0.066338 | 0.9516 | 6.0731 | 0.0042474 | 1.0747 | 0.93142 | 0.67162 | 1.643 | 0.5749 | 0.0030472 | 5.172 | 2.8296
1f37113 | MBS_a | 13 | 01f_076010_393x248x546.dat | 0.0663;0.0663;0.1400 | 393;248;546 | (0.1677;69.1162;23.7382) | 110 | 3.9 | 52 | 81.5087 | 60 | Varibar | [5,133,110] | [30,30,100] | 0 | 30 | 185 | abnormal | tracheal aspiration | 5.7221 | 2.4744 | 14.1591 | 23.3202 | 10.0844 | 235.1704 | 1.663e-13 | 0.053809 | 0.46253 | 0.052666 | 0.006433 | 3.2374 | 0.026582 | 0.0016627 | 0.17998 | 0.022932 | 0.48461 | 0.04807 | 0.26131 | 24.091 | 8.2268 | 0.017084 | 4.9738 | 0.007249 | 0.043985 | 0.03742 | 0.63717 | 4.5358 | 0.0021218 | 0.69196 | 0.59194 | 0.48528 | 1.2562 | 0.51073 | 0.0020427 | 3.1903 | 1.7214
1f37113 | MBS_a | 13 | 01f_076010_393x248x546.dat | 0.0663;0.0663;0.1400 | 393;248;546 | (0.1677;69.1162;23.7382) | 110 | 7.85 | 62 | 81.5087 | 60 | Varibar | [5,133,110] | [30,30,100] | 0 | 30 | 185 | abnormal | tracheal aspiration | 5.7221 | 2.4744 | 14.1591 | 23.3202 | 10.0844 | 235.1704 | 1.3282e-13 | 0.086191 | 0.69872 | 0.084881 | 0.01166 | 4.3395 | 0.037522 | 0.006077 | 0.26783 | 0.037244 | 0.61711 | 0.07608 | 0.36804 | 36.5869 | 11.2768 | 0.027779 | 6.2567 | 0.012393 | 0.070831 | 0.0599 | 0.87351 | 5.6895 | 0.0038649 | 0.99626 | 0.85335 | 0.62983 | 1.5619 | 0.56035 | 0.0037114 | 4.6206 | 2.5154
1f37113 | MBS_a | 13 | 01f_076010_393x248x546.dat | 0.0663;0.0663;0.1400 | 393;248;546 | (0.1677;69.1162;23.7382) | 110 | 9.9905 | 69 | 81.5087 | 60 | Varibar | [5,133,110] | [30,30,100] | 0 | 30 | 185 | abnormal | tracheal aspiration | 5.7221 | 2.4744 | 14.1591 | 23.3202 | 10.0844 | 235.1704 | 1.2843e-13 | 0.095974 | 0.78315 | 0.097438 | 0.01399 | 4.6514 | 0.044338 | 0.0076228 | 0.29697 | 0.044209 | 0.58375 | 0.086685 | 0.39544 | 40.9047 | 12.0634 | 0.031952 | 6.5672 | 0.015757 | 0.080993 | 0.070744 | 0.92603 | 5.9073 | 0.0052528 | 1.1011 | 0.93875 | 0.6738 | 1.632 | 0.57084 | 0.0053132 | 5.0786 | 2.7762
1f37113 | MBS_a | 13 | 01f_076010_393x248x546.dat | 0.0663;0.0663;0.1400 | 393;248;546 | (0.1677;69.1162;23.7382) | 60 | 2.5 | 38 | 81.5087 | 60 | Varibar | [5,133,110] | [30,30,100] | 0 | 30 | 185 | abnormal | tracheal aspiration | 5.7221 | 2.4744 | 14.1591 | 23.3202 | 10.0844 | 235.1704 | 2.0774e-13 | 0.026091 | 0.26384 | 0.033978 | 0.002565 | 2.3804 | 0.0098632 | 0.0010316 | 0.10747 | 0.0094285 | 0.30472 | 0.024049 | 0.17434 | 13.2443 | 5.7085 | 0.0061297 | 3.9747 | 0.0025911 | 0.020346 | 0.016147 | 0.44133 | 3.6496 | 0.00048406 | 0.438 | 0.37381 | 0.35997 | 1.018 | 0.47233 | 0.00053663 | 1.9763 | 1.0446
1f37113 | MBS_a | 13 | 01f_076010_393x248x546.dat | 0.0663;0.0663;0.1400 | 393;248;546 | (0.1677;69.1162;23.7382) | 60 | 5.7448 | 47 | 81.5087 | 60 | Varibar | [5,133,110] | [30,30,100] | 0 | 30 | 185 | abnormal | tracheal aspiration | 5.7221 | 2.4744 | 14.1591 | 23.3202 | 10.0844 | 235.1704 | 1.349e-13 | 0.058111 | 0.57687 | 0.065507 | 0.0066259 | 3.9463 | 0.029175 | 0.0024315 | 0.23122 | 0.025874 | 0.56078 | 0.059033 | 0.3383 | 30.0242 | 10.2848 | 0.01721 | 5.962 | 0.007863 | 0.051379 | 0.045469 | 0.82447 | 5.6683 | 0.0023002 | 0.84772 | 0.73688 | 0.58735 | 1.4957 | 0.5547 | 0.0017067 | 3.9594 | 2.1402
1f37113 | MBS_a | 13 | 01f_076010_393x248x546.dat | 0.0663;0.0663;0.1400 | 393;248;546 | (0.1677;69.1162;23.7382) | 60 | 6.3535 | 49 | 81.5087 | 60 | Varibar | [5,133,110] | [30,30,100] | 0 | 30 | 185 | abnormal | tracheal aspiration | 5.7221 | 2.4744 | 14.1591 | 23.3202 | 10.0844 | 235.1704 | 1.288e-13 | 0.067252 | 0.62915 | 0.073684 | 0.0077825 | 4.1777 | 0.035936 | 0.0025802 | 0.25253 | 0.029221 | 0.55813 | 0.065486 | 0.36162 | 33.3223 | 11.0588 | 0.020645 | 6.1941 | 0.0089928 | 0.059444 | 0.04816 | 0.87886 | 5.8783 | 0.0025367 | 0.91148 | 0.79399 | 0.61631 | 1.5515 | 0.56357 | 0.001835 | 4.3224 | 2.3398
1f37113 | MBS_a | 13 | 01f_076010_393x248x546.dat | 0.0663;0.0663;0.1400 | 393;248;546 | (0.1677;69.1162;23.7382) | 80 | 2.9 | 44 | 81.5087 | 60 | Varibar | [5,133,110] | [30,30,100] | 0 | 30 | 185 | abnormal | tracheal aspiration | 5.7221 | 2.4744 | 14.1591 | 23.3202 | 10.0844 | 235.1704 | 1.8601e-13 | 0.03779 | 0.34898 | 0.040589 | 0.0040679 | 2.7738 | 0.013594 | 0.0022249 | 0.13909 | 0.014609 | 0.39415 | 0.034661 | 0.21331 | 18.2755 | 6.8712 | 0.010368 | 4.3877 | 0.0044446 | 0.029709 | 0.026199 | 0.52554 | 4.082 | 0.0014764 | 0.5457 | 0.46841 | 0.41084 | 1.1165 | 0.4888 | 0.00035031 | 2.5356 | 1.3567
1f37113 | MBS_a | 13 | 01f_076010_393x248x546.dat | 0.0663;0.0663;0.1400 | 393;248;546 | (0.1677;69.1162;23.7382) | 80 | 7.702 | 57 | 81.5087 | 60 | Varibar | [5,133,110] | [30,30,100] | 0 | 30 | 185 | abnormal | tracheal aspiration | 5.7221 | 2.4744 | 14.1591 | 23.3202 | 10.0844 | 235.1704 | 1.2434e-13 | 0.08865 | 0.71809 | 0.090001 | 0.011284 | 4.4268 | 0.044271 | 0.0041296 | 0.28155 | 0.036953 | 0.64581 | 0.077894 | 0.38943 | 39.113 | 11.9605 | 0.028216 | 6.4289 | 0.012149 | 0.071055 | 0.062284 | 0.92543 | 5.9779 | 0.0034054 | 1.0206 | 0.88487 | 0.64602 | 1.607 | 0.57019 | 0.0025614 | 4.8914 | 2.669
1f37113 | MBS_a | 13 | 01f_076010_393x248x546.dat | 0.0663;0.0663;0.1400 | 393;248;546 | (0.1677;69.1162;23.7382) | 80 | 8.502 | 60 | 81.5087 | 60 | Varibar | [5,133,110] | [30,30,100] | 0 | 30 | 185 | abnormal | tracheal aspiration | 5.7221 | 2.4744 | 14.1591 | 23.3202 | 10.0844 | 235.1704 | 1.2127e-13 | 0.095003 | 0.76223 | 0.08867 | 0.012565 | 4.5565 | 0.041532 | 0.004421 | 0.29378 | 0.040605 | 0.69203 | 0.084003 | 0.40381 | 41.8999 | 12.4524 | 0.02988 | 6.5902 | 0.013245 | 0.077979 | 0.066338 | 0.9516 | 6.0731 | 0.0042474 | 1.0747 | 0.93142 | 0.67162 | 1.643 | 0.5749 | 0.0030472 | 5.172 | 2.8296
1f37113 | MBS_a | 1 | 01f_076010_393x248x546.dat | 0.0663;0.0663;0.1400 | 393;248;546 | (0.1677;69.1162;23.7226) | 110 | 3.9 | 52 | 81.5087 | 60 | Varibar | [5] | [0] | 0 | 10 | 185 | abnormal | tracheal aspiration | 5.7221 | 8.6242 | 49.3488 | 23.3202 | 35.1474 | 819.6433 | 2.1593e-13 | 0.49266 | 1.2784 | 1.1784 | 0.029613 | 1.3448 | 0.13983 | 0.0097448 | 1.2972 | 0.11751 | 1.5746 | 0.4123 | 1.5718 | 1.6047 | 1.4644 | 0.081911 | 1.6695 | 0.032786 | 0.27414 | 0.30849 | 1.3924 | 1.8508 | 0.0080605 | 0.85888 | 0.83024 | 0.35379 | 0.65058 | 0.51191 | 0.0090006 | 0.79182 | 0.76739
1f37113 | MBS_a | 1 | 01f_076010_393x248x546.dat | 0.0663;0.0663;0.1400 | 393;248;546 | (0.1677;69.1162;23.7226) | 110 | 7.85 | 62 | 81.5087 | 60 | Varibar | [5] | [0] | 0 | 10 | 185 | abnormal | tracheal aspiration | 5.7221 | 8.6242 | 49.3488 | 23.3202 | 35.1474 | 819.6433 | 1.7246e-13 | 0.7073 | 1.7751 | 1.38 | 0.04901 | 1.8552 | 0.20617 | 0.017728 | 1.7266 | 0.1818 | 1.835 | 0.56288 | 1.9525 | 2.0886 | 1.8506 | 0.13067 | 2.1418 | 0.053656 | 0.42125 | 0.45116 | 1.8538 | 2.378 | 0.013339 | 1.1893 | 1.1432 | 0.45663 | 0.82936 | 0.56489 | 0.012473 | 1.058 | 0.98899
1f37113 | MBS_a | 1 | 01f_076010_393x248x546.dat | 0.0663;0.0663;0.1400 | 393;248;546 | (0.1677;69.1162;23.7226) | 110 | 9.9905 | 69 | 81.5087 | 60 | Varibar | [5] | [0] | 0 | 10 | 185 | abnormal | tracheal aspiration | 5.7221 | 8.6242 | 49.3488 | 23.3202 | 35.1474 | 819.6433 | 1.6676e-13 | 0.77309 | 1.9159 | 1.4557 | 0.056526 | 1.9877 | 0.2386 | 0.022673 | 1.819 | 0.20596 | 1.9544 | 0.59886 | 2.0215 | 2.198 | 1.9442 | 0.14779 | 2.2592 | 0.063667 | 0.4702 | 0.50361 | 1.9607 | 2.4827 | 0.015975 | 1.2953 | 1.2352 | 0.48209 | 0.87446 | 0.57631 | 0.019292 | 1.126 | 1.0485
1f37113 | MBS_a | 1 | 01f_076010_393x248x546.dat | 0.0663;0.0663;0.1400 | 393;248;546 | (0.1677;69.1162;23.7226) | 60 | 2.5 | 38 | 81.5087 | 60 | Varibar | [5] | [0] | 0 | 10 | 185 | abnormal | tracheal aspiration | 5.7221 | 8.6242 | 49.3488 | 23.3202 | 35.1474 | 819.6433 | 2.6978e-13 | 0.32878 | 0.878 | 0.99135 | 0.013317 | 0.9664 | 0.073429 | 0.003248 | 0.96303 | 0.062654 | 1.3418 | 0.29021 | 1.2862 | 1.233 | 1.173 | 0.038968 | 1.2968 | 0.014552 | 0.15311 | 0.18974 | 1.033 | 1.4472 | 0.0031269 | 0.58557 | 0.57239 | 0.27338 | 0.50889 | 0.47066 | 0.0021262 | 0.58639 | 0.58968
1f37113 | MBS_a | 1 | 01f_076010_393x248x546.dat | 0.0663;0.0663;0.1400 | 393;248;546 | (0.1677;69.1162;23.7226) | 60 | 5.7448 | 47 | 81.5087 | 60 | Varibar | [5] | [0] | 0 | 10 | 185 | abnormal | tracheal aspiration | 5.7221 | 8.6242 | 49.3488 | 23.3202 | 35.1474 | 819.6433 | 1.7517e-13 | 0.62681 | 1.6128 | 1.2671 | 0.035916 | 1.6562 | 0.18066 | 0.009055 | 1.6373 | 0.1491 | 1.7515 | 0.52608 | 1.9213 | 1.9802 | 1.7452 | 0.10012 | 2.0111 | 0.039113 | 0.34308 | 0.3877 | 1.7516 | 2.3258 | 0.0086486 | 1.046 | 1.0281 | 0.41924 | 0.78113 | 0.55604 | 0.0063857 | 0.97617 | 0.92254
1f37113 | MBS_a | 1 | 01f_076010_393x248x546.dat | 0.0663;0.0663;0.1400 | 393;248;546 | (0.1677;69.1162;23.7226) | 60 | 6.3535 | 49 | 81.5087 | 60 | Varibar | [5] | [0] | 0 | 10 | 185 | abnormal | tracheal aspiration | 5.7221 | 8.6242 | 49.3488 | 23.3202 | 35.1474 | 819.6433 | 1.6725e-13 | 0.6764 | 1.7132 | 1.3081 | 0.040025 | 1.7503 | 0.1797 | 0.011129 | 1.7191 | 0.16399 | 1.7478 | 0.55756 | 1.9874 | 2.0706 | 1.8122 | 0.11178 | 2.1024 | 0.044396 | 0.3744 | 0.41604 | 1.8387 | 2.4379 | 0.010284 | 1.115 | 1.0959 | 0.43903 | 0.81529 | 0.56606 | 0.010126 | 1.026 | 0.96583
1f37113 | MBS_a | 1 | 01f_076010_393x248x546.dat | 0.0663;0.0663;0.1400 | 393;248;546 | (0.1677;69.1162;23.7226) | 80 | 2.9 | 44 | 81.5087 | 60 | Varibar | [5] | [0] | 0 | 10 | 185 | abnormal | tracheal aspiration | 5.7221 | 8.6242 | 49.3488 | 23.3202 | 35.1474 | 819.6433 | 2.4154e-13 | 0.39672 | 1.048 | 1.0592 | 0.020611 | 1.1251 | 0.10133 | 0.0048343 | 1.1055 | 0.086602 | 1.4486 | 0.34384 | 1.4072 | 1.3858 | 1.2878 | 0.057634 | 1.452 | 0.023131 | 0.20354 | 0.24204 | 1.187 | 1.6297 | 0.0048331 | 0.70202 | 0.68497 | 0.30425 | 0.56896 | 0.48824 | 0.0045714 | 0.67203 | 0.66406
1f37113 | MBS_a | 1 | 01f_076010_393x248x546.dat | 0.0663;0.0663;0.1400 | 393;248;546 | (0.1677;69.1162;23.7226) | 80 | 7.702 | 57 | 81.5087 | 60 | Varibar | [5] | [0] | 0 | 10 | 185 | abnormal | tracheal aspiration | 5.7221 | 8.6242 | 49.3488 | 23.3202 | 35.1474 | 819.6433 | 1.6144e-13 | 0.73034 | 1.8359 | 1.3817 | 0.049648 | 1.8858 | 0.20274 | 0.013843 | 1.7991 | 0.1906 | 1.7887 | 0.5911 | 2.0299 | 2.1777 | 1.8925 | 0.13424 | 2.2069 | 0.055741 | 0.42859 | 0.46475 | 1.9218 | 2.5054 | 0.012511 | 1.2244 | 1.1922 | 0.46648 | 0.85434 | 0.5748 | 0.014945 | 1.089 | 1.0194
1f37113 | MBS_a | 1 | 01f_076010_393x248x546.dat | 0.0663;0.0663;0.1400 | 393;248;546 | (0.1677;69.1162;23.7226) | 80 | 8.502 | 60 | 81.5087 | 60 | Varibar | [5] | [0] | 0 | 10 | 185 | abnormal | tracheal aspiration | 5.7221 | 8.6242 | 49.3488 | 23.3202 | 35.1474 | 819.6433 | 1.5745e-13 | 0.77023 | 1.9076 | 1.4162 | 0.054335 | 1.9619 | 0.22533 | 0.020895 | 1.8439 | 0.20216 | 1.8298 | 0.61265 | 2.0663 | 2.2464 | 1.949 | 0.14369 | 2.2745 | 0.060259 | 0.45394 | 0.49067 | 1.9801 | 2.5561 | 0.013561 | 1.2797 | 1.2432 | 0.48061 | 0.87811 | 0.58098 | 0.015629 | 1.1276 | 1.0511
1f37113 | MBS_a | 2 | 01f_076010_393x248x546.dat | 0.0663;0.0663;0.1400 | 393;248;546 | (0.1677;69.1162;23.7382) | 110 | 3.9 | 52 | 81.5087 | 60 | Varibar | [5] | [0] | 0 | 10 | 185 | abnormal | tracheal aspiration | 5.7221 | 2.4744 | 14.1591 | 23.3202 | 10.0844 | 235.1704 | 1.663e-13 | 0.058928 | 0.46894 | 0.056043 | 0.0069093 | 3.2674 | 0.027835 | 0.0021393 | 0.19081 | 0.025223 | 0.50592 | 0.050795 | 0.27529 | 1.9221 | 4.6575 | 0.018446 | 5.1217 | 0.0076146 | 0.048033 | 0.041578 | 0.66357 | 4.5927 | 0.0023457 | 0.70688 | 0.60487 | 0.49286 | 1.2782 | 0.5146 | 0.001996 | 1.2209 | 0.60691
1f37113 | MBS_a | 2 | 01f_076010_393x248x546.dat | 0.0663;0.0663;0.1400 | 393;248;546 | (0.1677;69.1162;23.7382) | 110 | 7.85 | 62 | 81.5087 | 60 | Varibar | [5] | [0] | 0 | 10 | 185 | abnormal | tracheal aspiration | 5.7221 | 2.4744 | 14.1591 | 23.3202 | 10.0844 | 235.1704 | 1.3282e-13 | 0.094089 | 0.70895 | 0.08836 | 0.012438 | 4.3742 | 0.039741 | 0.0066405 | 0.28687 | 0.040634 | 0.60305 | 0.080567 | 0.38707 | 2.4952 | 5.7549 | 0.029763 | 6.4368 | 0.013355 | 0.077413 | 0.065677 | 0.91462 | 5.7577 | 0.0039686 | 1.0182 | 0.87248 | 0.63606 | 1.5885 | 0.56553 | 0.0040639 | 1.5871 | 0.79892
1f37113 | MBS_a | 2 | 01f_076010_393x248x546.dat | 0.0663;0.0663;0.1400 | 393;248;546 | (0.1677;69.1162;23.7382) | 110 | 9.9905 | 69 | 81.5087 | 60 | Varibar | [5] | [0] | 0 | 10 | 185 | abnormal | tracheal aspiration | 5.7221 | 2.4744 | 14.1591 | 23.3202 | 10.0844 | 235.1704 | 1.2843e-13 | 0.10945 | 0.79467 | 0.10178 | 0.015029 | 4.6915 | 0.047299 | 0.0074802 | 0.31694 | 0.04844 | 0.62212 | 0.091762 | 0.41623 | 2.6361 | 5.9702 | 0.034559 | 6.7321 | 0.016897 | 0.08857 | 0.078268 | 0.96667 | 5.9314 | 0.0053223 | 1.1247 | 0.95938 | 0.68167 | 1.6576 | 0.57679 | 0.0060554 | 1.6814 | 0.84789
1f37113 | MBS_a | 2 | 01f_076010_393x248x546.dat | 0.0663;0.0663;0.1400 | 393;248;546 | (0.1677;69.1162;23.7382) | 60 | 2.5 | 38 | 81.5087 | 60 | Varibar | [5] | [0] | 0 | 10 | 185 | abnormal | tracheal aspiration | 5.7221 | 2.4744 | 14.1591 | 23.3202 | 10.0844 | 235.1704 | 2.0774e-13 | 0.02848 | 0.26672 | 0.034853 | 0.0027064 | 2.4023 | 0.010309 | 0.0010316 | 0.11458 | 0.010268 | 0.30859 | 0.025129 | 0.18408 | 1.5084 | 3.7868 | 0.006678 | 4.1126 | 0.0027538 | 0.022667 | 0.018108 | 0.46397 | 3.7313 | 0.0004618 | 0.44707 | 0.38151 | 0.36805 | 1.0369 | 0.47484 | 0.00053663 | 0.9338 | 0.45752
1f37113 | MBS_a | 2 | 01f_076010_393x248x546.dat | 0.0663;0.0663;0.1400 | 393;248;546 | (0.1677;69.1162;23.7382) | 60 | 5.7448 | 47 | 81.5087 | 60 | Varibar | [5] | [0] | 0 | 10 | 185 | abnormal | tracheal aspiration | 5.7221 | 2.4744 | 14.1591 | 23.3202 | 10.0844 | 235.1704 | 1.349e-13 | 0.064425 | 0.58499 | 0.069242 | 0.0070905 | 3.9813 | 0.029536 | 0.0024315 | 0.24746 | 0.028516 | 0.58105 | 0.062104 | 0.35717 | 2.389 | 5.5208 | 0.019268 | 6.1809 | 0.0084019 | 0.056383 | 0.051294 | 0.86013 | 5.7576 | 0.0025053 | 0.86776 | 0.75423 | 0.59808 | 1.5267 | 0.56 | 0.0014352 | 1.4806 | 0.74943
1f37113 | MBS_a | 2 | 01f_076010_393x248x546.dat | 0.0663;0.0663;0.1400 | 393;248;546 | (0.1677;69.1162;23.7382) | 60 | 6.3535 | 49 | 81.5087 | 60 | Varibar | [5] | [0] | 0 | 10 | 185 | abnormal | tracheal aspiration | 5.7221 | 2.4744 | 14.1591 | 23.3202 | 10.0844 | 235.1704 | 1.288e-13 | 0.075352 | 0.6386 | 0.077464 | 0.0083578 | 4.2166 | 0.037033 | 0.0025929 | 0.2708 | 0.031964 | 0.58439 | 0.069142 | 0.38231 | 2.508 | 5.7137 | 0.022837 | 6.4198 | 0.009558 | 0.06506 | 0.053837 | 0.91815 | 5.9552 | 0.0027031 | 0.93354 | 0.81316 | 0.62572 | 1.5836 | 0.56928 | 0.0025736 | 1.5556 | 0.78735
1f37113 | MBS_a | 2 | 01f_076010_393x248x546.dat | 0.0663;0.0663;0.1400 | 393;248;546 | (0.1677;69.1162;23.7382) | 80 | 2.9 | 44 | 81.5087 | 60 | Varibar | [5] | [0] | 0 | 10 | 185 | abnormal | tracheal aspiration | 5.7221 | 2.4744 | 14.1591 | 23.3202 | 10.0844 | 235.1704 | 1.8601e-13 | 0.042411 | 0.35355 | 0.042868 | 0.0042749 | 2.8022 | 0.01438 | 0.0022364 | 0.1481 | 0.015987 | 0.40194 | 0.036438 | 0.22489 | 1.6832 | 4.1497 | 0.011162 | 4.5388 | 0.0047476 | 0.033029 | 0.029149 | 0.55288 | 4.1615 | 0.0014961 | 0.55758 | 0.47864 | 0.41936 | 1.137 | 0.49191 | 0.00036617 | 1.0599 | 0.52436
1f37113 | MBS_a | 2 | 01f_076010_393x248x546.dat | 0.0663;0.0663;0.1400 | 393;248;546 | (0.1677;69.1162;23.7382) | 80 | 7.702 | 57 | 81.5087 | 60 | Varibar | [5] | [0] | 0 | 10 | 185 | abnormal | tracheal aspiration | 5.7221 | 2.4744 | 14.1591 | 23.3202 | 10.0844 | 235.1704 | 1.2434e-13 | 0.09806 | 0.72943 | 0.09428 | 0.011981 | 4.4578 | 0.0477 | 0.00422 | 0.30151 | 0.040959 | 0.67401 | 0.082779 | 0.41102 | 2.5764 | 5.8896 | 0.030586 | 6.6372 | 0.01293 | 0.077996 | 0.069239 | 0.96427 | 6.0509 | 0.0037023 | 1.0449 | 0.90617 | 0.65476 | 1.6371 | 0.57606 | 0.0026567 | 1.6276 | 0.82846
1f37113 | MBS_a | 2 | 01f_076010_393x248x546.dat | 0.0663;0.0663;0.1400 | 393;248;546 | (0.1677;69.1162;23.7382) | 80 | 8.502 | 60 | 81.5087 | 60 | Varibar | [5] | [0] | 0 | 10 | 185 | abnormal | tracheal aspiration | 5.7221 | 2.4744 | 14.1591 | 23.3202 | 10.0844 | 235.1704 | 1.2127e-13 | 0.10374 | 0.77467 | 0.095638 | 0.013585 | 4.5941 | 0.045776 | 0.0044555 | 0.31712 | 0.04472 | 0.71521 | 0.089198 | 0.42687 | 2.6471 | 6.0157 | 0.03215 | 6.7886 | 0.014283 | 0.08538 | 0.073191 | 0.99481 | 6.1321 | 0.0048356 | 1.1003 | 0.95384 | 0.6778 | 1.673 | 0.58095 | 0.0030342 | 1.6726 | 0.85212
1f37113 | MBS_a | 3 | 01f_076010_393x248x546.dat | 0.0663;0.0663;0.1400 | 393;248;546 | (0.1677;69.1162;23.7226) | 110 | 3.9 | 52 | 81.5087 | 60 | Varibar | [5] | [0] | 0 | 10 | 185 | abnormal | tracheal aspiration | 5.7221 | 8.6242 | 49.3488 | 23.3202 | 35.1474 | 819.6433 | 2.1593e-13 | 0.49266 | 1.2784 | 1.1784 | 0.029613 | 1.3448 | 0.13983 | 0.0097448 | 1.2972 | 0.11751 | 1.5746 | 0.4123 | 1.5718 | 1.6047 | 1.4644 | 0.081911 | 1.6695 | 0.032786 | 0.27414 | 0.30849 | 1.3924 | 1.8508 | 0.0080605 | 0.85888 | 0.83024 | 0.35379 | 0.65058 | 0.51191 | 0.0090006 | 0.79182 | 0.76739
1f37113 | MBS_a | 3 | 01f_076010_393x248x546.dat | 0.0663;0.0663;0.1400 | 393;248;546 | (0.1677;69.1162;23.7226) | 110 | 7.85 | 62 | 81.5087 | 60 | Varibar | [5] | [0] | 0 | 10 | 185 | abnormal | tracheal aspiration | 5.7221 | 8.6242 | 49.3488 | 23.3202 | 35.1474 | 819.6433 | 1.7246e-13 | 0.7073 | 1.7751 | 1.38 | 0.04901 | 1.8552 | 0.20617 | 0.017728 | 1.7266 | 0.1818 | 1.835 | 0.56288 | 1.9525 | 2.0886 | 1.8506 | 0.13067 | 2.1418 | 0.053656 | 0.42125 | 0.45116 | 1.8538 | 2.378 | 0.013339 | 1.1893 | 1.1432 | 0.45663 | 0.82936 | 0.56489 | 0.012473 | 1.058 | 0.98899
1f37113 | MBS_a | 3 | 01f_076010_393x248x546.dat | 0.0663;0.0663;0.1400 | 393;248;546 | (0.1677;69.1162;23.7226) | 110 | 9.9905 | 69 | 81.5087 | 60 | Varibar | [5] | [0] | 0 | 10 | 185 | abnormal | tracheal aspiration | 5.7221 | 8.6242 | 49.3488 | 23.3202 | 35.1474 | 819.6433 | 1.6676e-13 | 0.77309 | 1.9159 | 1.4557 | 0.056526 | 1.9877 | 0.2386 | 0.022673 | 1.819 | 0.20596 | 1.9544 | 0.59886 | 2.0215 | 2.198 | 1.9442 | 0.14779 | 2.2592 | 0.063667 | 0.4702 | 0.50361 | 1.9607 | 2.4827 | 0.015975 | 1.2953 | 1.2352 | 0.48209 | 0.87446 | 0.57631 | 0.019292 | 1.126 | 1.0485
1f37113 | MBS_a | 3 | 01f_076010_393x248x546.dat | 0.0663;0.0663;0.1400 | 393;248;546 | (0.1677;69.1162;23.7226) | 60 | 2.5 | 38 | 81.5087 | 60 | Varibar | [5] | [0] | 0 | 10 | 185 | abnormal | tracheal aspiration | 5.7221 | 8.6242 | 49.3488 | 23.3202 | 35.1474 | 819.6433 | 2.6978e-13 | 0.32878 | 0.878 | 0.99135 | 0.013317 | 0.9664 | 0.073429 | 0.003248 | 0.96303 | 0.062654 | 1.3418 | 0.29021 | 1.2862 | 1.233 | 1.173 | 0.038968 | 1.2968 | 0.014552 | 0.15311 | 0.18974 | 1.033 | 1.4472 | 0.0031269 | 0.58557 | 0.57239 | 0.27338 | 0.50889 | 0.47066 | 0.0021262 | 0.58639 | 0.58968
1f37113 | MBS_a | 3 | 01f_076010_393x248x546.dat | 0.0663;0.0663;0.1400 | 393;248;546 | (0.1677;69.1162;23.7226) | 60 | 5.7448 | 47 | 81.5087 | 60 | Varibar | [5] | [0] | 0 | 10 | 185 | abnormal | tracheal aspiration | 5.7221 | 8.6242 | 49.3488 | 23.3202 | 35.1474 | 819.6433 | 1.7517e-13 | 0.62681 | 1.6128 | 1.2671 | 0.035916 | 1.6562 | 0.18066 | 0.009055 | 1.6373 | 0.1491 | 1.7515 | 0.52608 | 1.9213 | 1.9802 | 1.7452 | 0.10012 | 2.0111 | 0.039113 | 0.34308 | 0.3877 | 1.7516 | 2.3258 | 0.0086486 | 1.046 | 1.0281 | 0.41924 | 0.78113 | 0.55604 | 0.0063857 | 0.97617 | 0.92254
1f37113 | MBS_a | 3 | 01f_076010_393x248x546.dat | 0.0663;0.0663;0.1400 | 393;248;546 | (0.1677;69.1162;23.7226) | 60 | 6.3535 | 49 | 81.5087 | 60 | Varibar | [5] | [0] | 0 | 10 | 185 | abnormal | tracheal aspiration | 5.7221 | 8.6242 | 49.3488 | 23.3202 | 35.1474 | 819.6433 | 1.6725e-13 | 0.6764 | 1.7132 | 1.3081 | 0.040025 | 1.7503 | 0.1797 | 0.011129 | 1.7191 | 0.16399 | 1.7478 | 0.55756 | 1.9874 | 2.0706 | 1.8122 | 0.11178 | 2.1024 | 0.044396 | 0.3744 | 0.41604 | 1.8387 | 2.4379 | 0.010284 | 1.115 | 1.0959 | 0.43903 | 0.81529 | 0.56606 | 0.010126 | 1.026 | 0.96583
1f37113 | MBS_a | 3 | 01f_076010_393x248x546.dat | 0.0663;0.0663;0.1400 | 393;248;546 | (0.1677;69.1162;23.7226) | 80 | 2.9 | 44 | 81.5087 | 60 | Varibar | [5] | [0] | 0 | 10 | 185 | abnormal | tracheal aspiration | 5.7221 | 8.6242 | 49.3488 | 23.3202 | 35.1474 | 819.6433 | 2.4154e-13 | 0.39672 | 1.048 | 1.0592 | 0.020611 | 1.1251 | 0.10133 | 0.0048343 | 1.1055 | 0.086602 | 1.4486 | 0.34384 | 1.4072 | 1.3858 | 1.2878 | 0.057634 | 1.452 | 0.023131 | 0.20354 | 0.24204 | 1.187 | 1.6297 | 0.0048331 | 0.70202 | 0.68497 | 0.30425 | 0.56896 | 0.48824 | 0.0045714 | 0.67203 | 0.66406
1f37113 | MBS_a | 3 | 01f_076010_393x248x546.dat | 0.0663;0.0663;0.1400 | 393;248;546 | (0.1677;69.1162;23.7226) | 80 | 7.702 | 57 | 81.5087 | 60 | Varibar | [5] | [0] | 0 | 10 | 185 | abnormal | tracheal aspiration | 5.7221 | 8.6242 | 49.3488 | 23.3202 | 35.1474 | 819.6433 | 1.6144e-13 | 0.73034 | 1.8359 | 1.3817 | 0.049648 | 1.8858 | 0.20274 | 0.013843 | 1.7991 | 0.1906 | 1.7887 | 0.5911 | 2.0299 | 2.1777 | 1.8925 | 0.13424 | 2.2069 | 0.055741 | 0.42859 | 0.46475 | 1.9218 | 2.5054 | 0.012511 | 1.2244 | 1.1922 | 0.46648 | 0.85434 | 0.5748 | 0.014945 | 1.089 | 1.0194
1f37113 | MBS_a | 3 | 01f_076010_393x248x546.dat | 0.0663;0.0663;0.1400 | 393;248;546 | (0.1677;69.1162;23.7226) | 80 | 8.502 | 60 | 81.5087 | 60 | Varibar | [5] | [0] | 0 | 10 | 185 | abnormal | tracheal aspiration | 5.7221 | 8.6242 | 49.3488 | 23.3202 | 35.1474 | 819.6433 | 1.5745e-13 | 0.77023 | 1.9076 | 1.4162 | 0.054335 | 1.9619 | 0.22533 | 0.020895 | 1.8439 | 0.20216 | 1.8298 | 0.61265 | 2.0663 | 2.2464 | 1.949 | 0.14369 | 2.2745 | 0.060259 | 0.45394 | 0.49067 | 1.9801 | 2.5561 | 0.013561 | 1.2797 | 1.2432 | 0.48061 | 0.87811 | 0.58098 | 0.015629 | 1.1276 | 1.0511
1f37113 | MBS_a | 4 | 01f_076010_393x248x546.dat | 0.0663;0.0663;0.1400 | 393;248;546 | (0.1677;69.1162;23.7382) | 110 | 3.9 | 52 | 81.5087 | 60 | Varibar | [5,133] | [30,30] | 0 | 10 | 185 | abnormal | tracheal aspiration | 5.7221 | 2.4744 | 14.1591 | 23.3202 | 10.0844 | 235.1704 | 1.663e-13 | 0.058107 | 0.46436 | 0.053504 | 0.0067409 | 3.2429 | 0.028262 | 0.0017647 | 0.18747 | 0.024688 | 0.4897 | 0.049934 | 0.2721 | 1.916 | 8.2352 | 0.017959 | 4.9887 | 0.0075449 | 0.047101 | 0.041017 | 0.65725 | 4.5801 | 0.0022647 | 0.69844 | 0.5983 | 0.48868 | 1.2631 | 0.51227 | 0.002057 | 1.4896 | 0.63507
1f37113 | MBS_a | 4 | 01f_076010_393x248x546.dat | 0.0663;0.0663;0.1400 | 393;248;546 | (0.1677;69.1162;23.7382) | 110 | 7.85 | 62 | 81.5087 | 60 | Varibar | [5,133] | [30,30] | 0 | 10 | 185 | abnormal | tracheal aspiration | 5.7221 | 2.4744 | 14.1591 | 23.3202 | 10.0844 | 235.1704 | 1.3282e-13 | 0.092485 | 0.70155 | 0.087848 | 0.012146 | 4.3446 | 0.03873 | 0.0061846 | 0.28118 | 0.040013 | 0.61647 | 0.079144 | 0.38243 | 2.4839 | 11.2889 | 0.029059 | 6.276 | 0.013051 | 0.075711 | 0.063983 | 0.90264 | 5.7443 | 0.0039952 | 1.0054 | 0.86242 | 0.63453 | 1.57 | 0.56239 | 0.00372 | 2.0042 | 0.84369
1f37113 | MBS_a | 4 | 01f_076010_393x248x546.dat | 0.0663;0.0663;0.1400 | 393;248;546 | (0.1677;69.1162;23.7382) | 110 | 9.9905 | 69 | 81.5087 | 60 | Varibar | [5,133] | [30,30] | 0 | 10 | 185 | abnormal | tracheal aspiration | 5.7221 | 2.4744 | 14.1591 | 23.3202 | 10.0844 | 235.1704 | 1.2843e-13 | 0.10747 | 0.78642 | 0.098832 | 0.014838 | 4.6624 | 0.047984 | 0.0076032 | 0.31147 | 0.047423 | 0.58623 | 0.090103 | 0.4108 | 2.6245 | 12.0789 | 0.033628 | 6.5865 | 0.016537 | 0.086459 | 0.076163 | 0.9546 | 5.9144 | 0.0053442 | 1.1109 | 0.94843 | 0.67785 | 1.64 | 0.57318 | 0.0056719 | 2.1426 | 0.89742
1f37113 | MBS_a | 4 | 01f_076010_393x248x546.dat | 0.0663;0.0663;0.1400 | 393;248;546 | (0.1677;69.1162;23.7382) | 60 | 2.5 | 38 | 81.5087 | 60 | Varibar | [5,133] | [30,30] | 0 | 10 | 185 | abnormal | tracheal aspiration | 5.7221 | 2.4744 | 14.1591 | 23.3202 | 10.0844 | 235.1704 | 2.0774e-13 | 0.028055 | 0.26469 | 0.035113 | 0.0026383 | 2.3828 | 0.0099542 | 0.0010316 | 0.11289 | 0.010143 | 0.30487 | 0.024869 | 0.18245 | 1.5047 | 5.7119 | 0.0065389 | 3.9885 | 0.0026914 | 0.022047 | 0.017876 | 0.45997 | 3.7174 | 0.00046054 | 0.44227 | 0.37793 | 0.36315 | 1.0241 | 0.47341 | 0.00053663 | 1.0767 | 0.47188
1f37113 | MBS_a | 4 | 01f_076010_393x248x546.dat | 0.0663;0.0663;0.1400 | 393;248;546 | (0.1677;69.1162;23.7382) | 60 | 5.7448 | 47 | 81.5087 | 60 | Varibar | [5,133] | [30,30] | 0 | 10 | 185 | abnormal | tracheal aspiration | 5.7221 | 2.4744 | 14.1591 | 23.3202 | 10.0844 | 235.1704 | 1.349e-13 | 0.064184 | 0.5792 | 0.067679 | 0.0068716 | 3.9497 | 0.029638 | 0.0024315 | 0.24375 | 0.028025 | 0.56136 | 0.061197 | 0.35321 | 2.3816 | 10.2944 | 0.018576 | 5.9852 | 0.0082907 | 0.055057 | 0.050025 | 0.85198 | 5.7468 | 0.0023493 | 0.8562 | 0.74532 | 0.59258 | 1.5052 | 0.5568 | 0.0017092 | 1.8393 | 0.78733
1f37113 | MBS_a | 4 | 01f_076010_393x248x546.dat | 0.0663;0.0663;0.1400 | 393;248;546 | (0.1677;69.1162;23.7382) | 60 | 6.3535 | 49 | 81.5087 | 60 | Varibar | [5,133] | [30,30] | 0 | 10 | 185 | abnormal | tracheal aspiration | 5.7221 | 2.4744 | 14.1591 | 23.3202 | 10.0844 | 235.1704 | 1.288e-13 | 0.074197 | 0.63182 | 0.075492 | 0.0081194 | 4.1828 | 0.037598 | 0.0025802 | 0.26653 | 0.031471 | 0.55747 | 0.068013 | 0.37796 | 2.4987 | 11.0743 | 0.022187 | 6.2193 | 0.0094261 | 0.063506 | 0.052477 | 0.9093 | 5.941 | 0.0026336 | 0.9207 | 0.8032 | 0.62051 | 1.5613 | 0.56586 | 0.0018429 | 1.9587 | 0.83004
1f37113 | MBS_a | 4 | 01f_076010_393x248x546.dat | 0.0663;0.0663;0.1400 | 393;248;546 | (0.1677;69.1162;23.7382) | 80 | 2.9 | 44 | 81.5087 | 60 | Varibar | [5,133] | [30,30] | 0 | 10 | 185 | abnormal | tracheal aspiration | 5.7221 | 2.4744 | 14.1591 | 23.3202 | 10.0844 | 235.1704 | 1.8601e-13 | 0.041776 | 0.35035 | 0.041529 | 0.0041612 | 2.7801 | 0.013925 | 0.0022364 | 0.14566 | 0.01572 | 0.39496 | 0.035927 | 0.22267 | 1.6764 | 6.8771 | 0.010937 | 4.4022 | 0.0046902 | 0.032175 | 0.0288 | 0.5467 | 4.147 | 0.0015101 | 0.55101 | 0.4736 | 0.41436 | 1.1229 | 0.49009 | 0.00036617 | 1.2635 | 0.54518
1f37113 | MBS_a | 4 | 01f_076010_393x248x546.dat | 0.0663;0.0663;0.1400 | 393;248;546 | (0.1677;69.1162;23.7382) | 80 | 7.702 | 57 | 81.5087 | 60 | Varibar | [5,133] | [30,30] | 0 | 10 | 185 | abnormal | tracheal aspiration | 5.7221 | 2.4744 | 14.1591 | 23.3202 | 10.0844 | 235.1704 | 1.2434e-13 | 0.096122 | 0.72123 | 0.091465 | 0.011796 | 4.436 | 0.046498 | 0.00422 | 0.29656 | 0.039893 | 0.64748 | 0.081139 | 0.40593 | 2.5643 | 11.979 | 0.029918 | 6.4523 | 0.012665 | 0.076351 | 0.067502 | 0.95221 | 6.0356 | 0.0034571 | 1.0306 | 0.89489 | 0.65051 | 1.6162 | 0.57264 | 0.0025586 | 2.0881 | 0.87758
1f37113 | MBS_a | 4 | 01f_076010_393x248x546.dat | 0.0663;0.0663;0.1400 | 393;248;546 | (0.1677;69.1162;23.7382) | 80 | 8.502 | 60 | 81.5087 | 60 | Varibar | [5,133] | [30,30] | 0 | 10 | 185 | abnormal | tracheal aspiration | 5.7221 | 2.4744 | 14.1591 | 23.3202 | 10.0844 | 235.1704 | 1.2127e-13 | 0.1015 | 0.76563 | 0.093593 | 0.013339 | 4.5612 | 0.043434 | 0.004489 | 0.31021 | 0.043731 | 0.69325 | 0.087483 | 0.4212 | 2.6335 | 12.4714 | 0.031416 | 6.6146 | 0.013908 | 0.083879 | 0.071749 | 0.98062 | 6.1211 | 0.004556 | 1.0851 | 0.94183 | 0.67568 | 1.6521 | 0.57718 | 0.0030266 | 2.1592 | 0.90451
1f37113 | MBS_a | 5 | 01f_076010_393x248x546.dat | 0.0663;0.0663;0.1400 | 393;248;546 | (0.1677;69.1162;23.7382) | 110 | 3.9 | 52 | 81.5087 | 60 | Varibar | [5,133,110] | [30,30,100] | 0 | 20 | 185 | abnormal | tracheal aspiration | 5.7221 | 2.4744 | 14.1591 | 23.3202 | 10.0844 | 235.1704 | 1.663e-13 | 0.053809 | 0.46253 | 0.052666 | 0.006433 | 3.2374 | 0.026582 | 0.0016627 | 0.17998 | 0.022932 | 0.48461 | 0.04807 | 0.26131 | 24.091 | 8.2268 | 0.017084 | 4.9738 | 0.007249 | 0.043985 | 0.03742 | 0.63717 | 4.5358 | 0.0021218 | 0.69196 | 0.59194 | 0.48528 | 1.2562 | 0.51073 | 0.0020427 | 3.1903 | 1.7214
1f37113 | MBS_a | 5 | 01f_076010_393x248x546.dat | 0.0663;0.0663;0.1400 | 393;248;546 | (0.1677;69.1162;23.7382) | 110 | 7.85 | 62 | 81.5087 | 60 | Varibar | [5,133,110] | [30,30,100] | 0 | 20 | 185 | abnormal | tracheal aspiration | 5.7221 | 2.4744 | 14.1591 | 23.3202 | 10.0844 | 235.1704 | 1.3282e-13 | 0.086191 | 0.69872 | 0.084881 | 0.01166 | 4.3395 | 0.037522 | 0.006077 | 0.26783 | 0.037244 | 0.61711 | 0.07608 | 0.36804 | 36.5869 | 11.2768 | 0.027779 | 6.2567 | 0.012393 | 0.070831 | 0.0599 | 0.87351 | 5.6895 | 0.0038649 | 0.99626 | 0.85335 | 0.62983 | 1.5619 | 0.56035 | 0.0037114 | 4.6206 | 2.5154
1f37113 | MBS_a | 5 | 01f_076010_393x248x546.dat | 0.0663;0.0663;0.1400 | 393;248;546 | (0.1677;69.1162;23.7382) | 110 | 9.9905 | 69 | 81.5087 | 60 | Varibar | [5,133,110] | [30,30,100] | 0 | 20 | 185 | abnormal | tracheal aspiration | 5.7221 | 2.4744 | 14.1591 | 23.3202 | 10.0844 | 235.1704 | 1.2843e-13 | 0.095974 | 0.78315 | 0.097438 | 0.01399 | 4.6514 | 0.044338 | 0.0076228 | 0.29697 | 0.044209 | 0.58375 | 0.086685 | 0.39544 | 40.9047 | 12.0634 | 0.031952 | 6.5672 | 0.015757 | 0.080993 | 0.070744 | 0.92603 | 5.9073 | 0.0052528 | 1.1011 | 0.93875 | 0.6738 | 1.632 | 0.57084 | 0.0053132 | 5.0786 | 2.7762
1f37113 | MBS_a | 5 | 01f_076010_393x248x546.dat | 0.0663;0.0663;0.1400 | 393;248;546 | (0.1677;69.1162;23.7382) | 60 | 2.5 | 38 | 81.5087 | 60 | Varibar | [5,133,110] | [30,30,100] | 0 | 20 | 185 | abnormal | tracheal aspiration | 5.7221 | 2.4744 | 14.1591 | 23.3202 | 10.0844 | 235.1704 | 2.0774e-13 | 0.026091 | 0.26384 | 0.033978 | 0.002565 | 2.3804 | 0.0098632 | 0.0010316 | 0.10747 | 0.0094285 | 0.30472 | 0.024049 | 0.17434 | 13.2443 | 5.7085 | 0.0061297 | 3.9747 | 0.0025911 | 0.020346 | 0.016147 | 0.44133 | 3.6496 | 0.00048406 | 0.438 | 0.37381 | 0.35997 | 1.018 | 0.47233 | 0.00053663 | 1.9763 | 1.0446
1f37113 | MBS_a | 5 | 01f_076010_393x248x546.dat | 0.0663;0.0663;0.1400 | 393;248;546 | (0.1677;69.1162;23.7382) | 60 | 5.7448 | 47 | 81.5087 | 60 | Varibar | [5,133,110] | [30,30,100] | 0 | 20 | 185 | abnormal | tracheal aspiration | 5.7221 | 2.4744 | 14.1591 | 23.3202 | 10.0844 | 235.1704 | 1.349e-13 | 0.058111 | 0.57687 | 0.065507 | 0.0066259 | 3.9463 | 0.029175 | 0.0024315 | 0.23122 | 0.025874 | 0.56078 | 0.059033 | 0.3383 | 30.0242 | 10.2848 | 0.01721 | 5.962 | 0.007863 | 0.051379 | 0.045469 | 0.82447 | 5.6683 | 0.0023002 | 0.84772 | 0.73688 | 0.58735 | 1.4957 | 0.5547 | 0.0017067 | 3.9594 | 2.1402
1f37113 | MBS_a | 5 | 01f_076010_393x248x546.dat | 0.0663;0.0663;0.1400 | 393;248;546 | (0.1677;69.1162;23.7382) | 60 | 6.3535 | 49 | 81.5087 | 60 | Varibar | [5,133,110] | [30,30,100] | 0 | 20 | 185 | abnormal | tracheal aspiration | 5.7221 | 2.4744 | 14.1591 | 23.3202 | 10.0844 | 235.1704 | 1.288e-13 | 0.067252 | 0.62915 | 0.073684 | 0.0077825 | 4.1777 | 0.035936 | 0.0025802 | 0.25253 | 0.029221 | 0.55813 | 0.065486 | 0.36162 | 33.3223 | 11.0588 | 0.020645 | 6.1941 | 0.0089928 | 0.059444 | 0.04816 | 0.87886 | 5.8783 | 0.0025367 | 0.91148 | 0.79398 | 0.61631 | 1.5515 | 0.56357 | 0.001835 | 4.3224 | 2.3398
1f37113 | MBS_a | 5 | 01f_076010_393x248x546.dat | 0.0663;0.0663;0.1400 | 393;248;546 | (0.1677;69.1162;23.7382) | 80 | 2.9 | 44 | 81.5087 | 60 | Varibar | [5,133,110] | [30,30,100] | 0 | 20 | 185 | abnormal | tracheal aspiration | 5.7221 | 2.4744 | 14.1591 | 23.3202 | 10.0844 | 235.1704 | 1.8601e-13 | 0.03779 | 0.34898 | 0.040589 | 0.0040679 | 2.7738 | 0.013594 | 0.0022249 | 0.13909 | 0.014609 | 0.39415 | 0.034661 | 0.21331 | 18.2755 | 6.8712 | 0.010368 | 4.3877 | 0.0044446 | 0.029709 | 0.026199 | 0.52554 | 4.082 | 0.0014764 | 0.5457 | 0.46841 | 0.41084 | 1.1165 | 0.4888 | 0.00035031 | 2.5356 | 1.3567
1f37113 | MBS_a | 5 | 01f_076010_393x248x546.dat | 0.0663;0.0663;0.1400 | 393;248;546 | (0.1677;69.1162;23.7382) | 80 | 7.702 | 57 | 81.5087 | 60 | Varibar | [5,133,110] | [30,30,100] | 0 | 20 | 185 | abnormal | tracheal aspiration | 5.7221 | 2.4744 | 14.1591 | 23.3202 | 10.0844 | 235.1704 | 1.2434e-13 | 0.08865 | 0.71809 | 0.090001 | 0.011284 | 4.4268 | 0.044271 | 0.0041296 | 0.28155 | 0.036953 | 0.64581 | 0.077894 | 0.38943 | 39.113 | 11.9605 | 0.028216 | 6.4289 | 0.012149 | 0.071055 | 0.062284 | 0.92543 | 5.9779 | 0.0034054 | 1.0206 | 0.88487 | 0.64602 | 1.607 | 0.57019 | 0.0025614 | 4.8914 | 2.669
1f37113 | MBS_a | 5 | 01f_076010_393x248x546.dat | 0.0663;0.0663;0.1400 | 393;248;546 | (0.1677;69.1162;23.7382) | 80 | 8.502 | 60 | 81.5087 | 60 | Varibar | [5,133,110] | [30,30,100] | 0 | 20 | 185 | abnormal | tracheal aspiration | 5.7221 | 2.4744 | 14.1591 | 23.3202 | 10.0844 | 235.1704 | 1.2127e-13 | 0.095003 | 0.76223 | 0.08867 | 0.012565 | 4.5565 | 0.041532 | 0.004421 | 0.29378 | 0.040605 | 0.69203 | 0.084003 | 0.40381 | 41.8999 | 12.4524 | 0.02988 | 6.5902 | 0.013245 | 0.077979 | 0.066338 | 0.9516 | 6.0731 | 0.0042474 | 1.0747 | 0.93142 | 0.67162 | 1.643 | 0.5749 | 0.0030472 | 5.172 | 2.8296
1f37113 | MBS_a | 6 | 01f_076010_393x248x546.dat | 0.0663;0.0663;0.1400 | 393;248;546 | (0.1677;69.1162;23.7226) | 110 | 3.9 | 52 | 81.5087 | 60 | Varibar | [5] | [0] | 0 | 10 | 185 | abnormal | tracheal aspiration | 5.7221 | 8.6242 | 49.3488 | 23.3202 | 35.1474 | 819.6433 | 2.1593e-13 | 0.49266 | 1.2784 | 1.1784 | 0.029613 | 1.3448 | 0.13983 | 0.0097448 | 1.2972 | 0.11751 | 1.5746 | 0.4123 | 1.5718 | 1.6047 | 1.4644 | 0.081911 | 1.6695 | 0.032786 | 0.27414 | 0.30849 | 1.3924 | 1.8508 | 0.0080605 | 0.85888 | 0.83024 | 0.35379 | 0.65058 | 0.51191 | 0.0090006 | 0.79182 | 0.76739
1f37113 | MBS_a | 6 | 01f_076010_393x248x546.dat | 0.0663;0.0663;0.1400 | 393;248;546 | (0.1677;69.1162;23.7226) | 110 | 7.85 | 62 | 81.5087 | 60 | Varibar | [5] | [0] | 0 | 10 | 185 | abnormal | tracheal aspiration | 5.7221 | 8.6242 | 49.3488 | 23.3202 | 35.1474 | 819.6433 | 1.7246e-13 | 0.7073 | 1.7751 | 1.38 | 0.04901 | 1.8552 | 0.20617 | 0.017728 | 1.7266 | 0.1818 | 1.835 | 0.56288 | 1.9525 | 2.0886 | 1.8506 | 0.13067 | 2.1418 | 0.053656 | 0.42125 | 0.45116 | 1.8538 | 2.378 | 0.013339 | 1.1893 | 1.1432 | 0.45663 | 0.82936 | 0.56489 | 0.012473 | 1.058 | 0.98899
1f37113 | MBS_a | 6 | 01f_076010_393x248x546.dat | 0.0663;0.0663;0.1400 | 393;248;546 | (0.1677;69.1162;23.7226) | 110 | 9.9905 | 69 | 81.5087 | 60 | Varibar | [5] | [0] | 0 | 10 | 185 | abnormal | tracheal aspiration | 5.7221 | 8.6242 | 49.3488 | 23.3202 | 35.1474 | 819.6433 | 1.6676e-13 | 0.77309 | 1.9159 | 1.4557 | 0.056526 | 1.9877 | 0.2386 | 0.022673 | 1.819 | 0.20596 | 1.9544 | 0.59886 | 2.0215 | 2.198 | 1.9442 | 0.14779 | 2.2592 | 0.063667 | 0.4702 | 0.50361 | 1.9607 | 2.4827 | 0.015975 | 1.2953 | 1.2352 | 0.48209 | 0.87446 | 0.57631 | 0.019292 | 1.126 | 1.0485
1f37113 | MBS_a | 6 | 01f_076010_393x248x546.dat | 0.0663;0.0663;0.1400 | 393;248;546 | (0.1677;69.1162;23.7226) | 60 | 2.5 | 38 | 81.5087 | 60 | Varibar | [5] | [0] | 0 | 10 | 185 | abnormal | tracheal aspiration | 5.7221 | 8.6242 | 49.3488 | 23.3202 | 35.1474 | 819.6433 | 2.6978e-13 | 0.32878 | 0.878 | 0.99135 | 0.013317 | 0.9664 | 0.073429 | 0.003248 | 0.96303 | 0.062654 | 1.3418 | 0.29021 | 1.2862 | 1.233 | 1.173 | 0.038968 | 1.2968 | 0.014552 | 0.15311 | 0.18974 | 1.033 | 1.4472 | 0.0031269 | 0.58557 | 0.57239 | 0.27338 | 0.50889 | 0.47066 | 0.0021262 | 0.58639 | 0.58968
1f37113 | MBS_a | 6 | 01f_076010_393x248x546.dat | 0.0663;0.0663;0.1400 | 393;248;546 | (0.1677;69.1162;23.7226) | 60 | 5.7448 | 47 | 81.5087 | 60 | Varibar | [5] | [0] | 0 | 10 | 185 | abnormal | tracheal aspiration | 5.7221 | 8.6242 | 49.3488 | 23.3202 | 35.1474 | 819.6433 | 1.7517e-13 | 0.62681 | 1.6128 | 1.2671 | 0.035916 | 1.6562 | 0.18066 | 0.009055 | 1.6373 | 0.1491 | 1.7515 | 0.52608 | 1.9213 | 1.9802 | 1.7452 | 0.10012 | 2.0111 | 0.039113 | 0.34308 | 0.3877 | 1.7516 | 2.3258 | 0.0086486 | 1.046 | 1.0281 | 0.41924 | 0.78113 | 0.55604 | 0.0063857 | 0.97617 | 0.92254
1f37113 | MBS_a | 6 | 01f_076010_393x248x546.dat | 0.0663;0.0663;0.1400 | 393;248;546 | (0.1677;69.1162;23.7226) | 60 | 6.3535 | 49 | 81.5087 | 60 | Varibar | [5] | [0] | 0 | 10 | 185 | abnormal | tracheal aspiration | 5.7221 | 8.6242 | 49.3488 | 23.3202 | 35.1474 | 819.6433 | 1.6725e-13 | 0.6764 | 1.7132 | 1.3081 | 0.040025 | 1.7503 | 0.1797 | 0.011129 | 1.7191 | 0.16399 | 1.7478 | 0.55756 | 1.9874 | 2.0706 | 1.8122 | 0.11178 | 2.1024 | 0.044396 | 0.3744 | 0.41604 | 1.8387 | 2.4379 | 0.010284 | 1.115 | 1.0959 | 0.43903 | 0.81529 | 0.56606 | 0.010126 | 1.026 | 0.96583
1f37113 | MBS_a | 6 | 01f_076010_393x248x546.dat | 0.0663;0.0663;0.1400 | 393;248;546 | (0.1677;69.1162;23.7226) | 80 | 2.9 | 44 | 81.5087 | 60 | Varibar | [5] | [0] | 0 | 10 | 185 | abnormal | tracheal aspiration | 5.7221 | 8.6242 | 49.3488 | 23.3202 | 35.1474 | 819.6433 | 2.4154e-13 | 0.39672 | 1.048 | 1.0592 | 0.020611 | 1.1251 | 0.10133 | 0.0048343 | 1.1055 | 0.086602 | 1.4486 | 0.34384 | 1.4072 | 1.3858 | 1.2878 | 0.057634 | 1.452 | 0.023131 | 0.20354 | 0.24204 | 1.187 | 1.6297 | 0.0048331 | 0.70202 | 0.68497 | 0.30425 | 0.56896 | 0.48824 | 0.0045714 | 0.67203 | 0.66406
1f37113 | MBS_a | 6 | 01f_076010_393x248x546.dat | 0.0663;0.0663;0.1400 | 393;248;546 | (0.1677;69.1162;23.7226) | 80 | 7.702 | 57 | 81.5087 | 60 | Varibar | [5] | [0] | 0 | 10 | 185 | abnormal | tracheal aspiration | 5.7221 | 8.6242 | 49.3488 | 23.3202 | 35.1474 | 819.6433 | 1.6144e-13 | 0.73034 | 1.8359 | 1.3817 | 0.049648 | 1.8858 | 0.20274 | 0.013843 | 1.7991 | 0.1906 | 1.7887 | 0.5911 | 2.0299 | 2.1777 | 1.8925 | 0.13424 | 2.2069 | 0.055741 | 0.42859 | 0.46475 | 1.9218 | 2.5054 | 0.012511 | 1.2244 | 1.1922 | 0.46648 | 0.85434 | 0.5748 | 0.014945 | 1.089 | 1.0194
1f37113 | MBS_a | 6 | 01f_076010_393x248x546.dat | 0.0663;0.0663;0.1400 | 393;248;546 | (0.1677;69.1162;23.7226) | 80 | 8.502 | 60 | 81.5087 | 60 | Varibar | [5] | [0] | 0 | 10 | 185 | abnormal | tracheal aspiration | 5.7221 | 8.6242 | 49.3488 | 23.3202 | 35.1474 | 819.6433 | 1.5745e-13 | 0.77023 | 1.9076 | 1.4162 | 0.054335 | 1.9619 | 0.22533 | 0.020895 | 1.8439 | 0.20216 | 1.8298 | 0.61264 | 2.0663 | 2.2464 | 1.949 | 0.14369 | 2.2745 | 0.060258 | 0.45394 | 0.49067 | 1.9801 | 2.5561 | 0.013561 | 1.2797 | 1.2432 | 0.48059 | 0.87811 | 0.58098 | 0.015629 | 1.1276 | 1.0511
1f37113 | MBS_a | 7 | 01f_076010_393x248x546.dat | 0.0663;0.0663;0.1400 | 393;248;546 | (0.1677;69.1162;23.7382) | 110 | 3.9 | 52 | 81.5087 | 60 | Varibar | [5,133] | [30,30] | 0 | 10 | 185 | abnormal | tracheal aspiration | 5.7221 | 2.4744 | 14.1591 | 23.3202 | 10.0844 | 235.1704 | 1.663e-13 | 0.058107 | 0.46436 | 0.053504 | 0.0067409 | 3.2429 | 0.028262 | 0.0017647 | 0.18747 | 0.024688 | 0.4897 | 0.049934 | 0.2721 | 1.916 | 8.2352 | 0.017959 | 4.9887 | 0.0075449 | 0.047101 | 0.041017 | 0.65725 | 4.5801 | 0.0022647 | 0.69844 | 0.5983 | 0.48868 | 1.2631 | 0.51227 | 0.002057 | 1.4896 | 0.63507
1f37113 | MBS_a | 7 | 01f_076010_393x248x546.dat | 0.0663;0.0663;0.1400 | 393;248;546 | (0.1677;69.1162;23.7382) | 110 | 7.85 | 62 | 81.5087 | 60 | Varibar | [5,133] | [30,30] | 0 | 10 | 185 | abnormal | tracheal aspiration | 5.7221 | 2.4744 | 14.1591 | 23.3202 | 10.0844 | 235.1704 | 1.3282e-13 | 0.092485 | 0.70155 | 0.087848 | 0.012146 | 4.3446 | 0.03873 | 0.0061846 | 0.28118 | 0.040013 | 0.61647 | 0.079144 | 0.38243 | 2.4839 | 11.2889 | 0.029059 | 6.276 | 0.013046 | 0.075711 | 0.063983 | 0.90264 | 5.7443 | 0.0039952 | 1.0054 | 0.86242 | 0.63453 | 1.57 | 0.56239 | 0.00372 | 2.0042 | 0.84369
1f37113 | MBS_a | 7 | 01f_076010_393x248x546.dat | 0.0663;0.0663;0.1400 | 393;248;546 | (0.1677;69.1162;23.7382) | 110 | 9.9905 | 69 | 81.5087 | 60 | Varibar | [5,133] | [30,30] | 0 | 10 | 185 | abnormal | tracheal aspiration | 5.7221 | 2.4744 | 14.1591 | 23.3202 | 10.0844 | 235.1704 | 1.2843e-13 | 0.10747 | 0.78642 | 0.098832 | 0.014838 | 4.6624 | 0.047984 | 0.0076032 | 0.31147 | 0.047423 | 0.58623 | 0.090103 | 0.4108 | 2.6245 | 12.0789 | 0.033628 | 6.5864 | 0.016537 | 0.086459 | 0.076163 | 0.9546 | 5.9144 | 0.0053442 | 1.1109 | 0.94843 | 0.67785 | 1.64 | 0.57318 | 0.0056719 | 2.1426 | 0.89742
1f37113 | MBS_a | 7 | 01f_076010_393x248x546.dat | 0.0663;0.0663;0.1400 | 393;248;546 | (0.1677;69.1162;23.7382) | 60 | 2.5 | 38 | 81.5087 | 60 | Varibar | [5,133] | [30,30] | 0 | 10 | 185 | abnormal | tracheal aspiration | 5.7221 | 2.4744 | 14.1591 | 23.3202 | 10.0844 | 235.1704 | 2.0774e-13 | 0.028055 | 0.26469 | 0.035113 | 0.0026383 | 2.3828 | 0.0099542 | 0.0010316 | 0.11289 | 0.010143 | 0.30487 | 0.024869 | 0.18245 | 1.5047 | 5.7119 | 0.0065389 | 3.9885 | 0.0026914 | 0.022047 | 0.017876 | 0.45997 | 3.7174 | 0.00046054 | 0.44227 | 0.37793 | 0.36315 | 1.0241 | 0.47341 | 0.00053663 | 1.0767 | 0.47188
1f37113 | MBS_a | 7 | 01f_076010_393x248x546.dat | 0.0663;0.0663;0.1400 | 393;248;546 | (0.1677;69.1162;23.7382) | 60 | 5.7448 | 47 | 81.5087 | 60 | Varibar | [5,133] | [30,30] | 0 | 10 | 185 | abnormal | tracheal aspiration | 5.7221 | 2.4744 | 14.1591 | 23.3202 | 10.0844 | 235.1704 | 1.349e-13 | 0.064184 | 0.5792 | 0.067679 | 0.0068716 | 3.9497 | 0.029638 | 0.0024315 | 0.24375 | 0.028025 | 0.56136 | 0.061196 | 0.3532 | 2.3816 | 10.2944 | 0.018576 | 5.9852 | 0.0082907 | 0.055059 | 0.050025 | 0.85198 | 5.7468 | 0.0023493 | 0.8562 | 0.74532 | 0.59258 | 1.5052 | 0.5568 | 0.0017092 | 1.8393 | 0.78733
1f37113 | MBS_a | 7 | 01f_076010_393x248x546.dat | 0.0663;0.0663;0.1400 | 393;248;546 | (0.1677;69.1162;23.7382) | 60 | 6.3535 | 49 | 81.5087 | 60 | Varibar | [5,133] | [30,30] | 0 | 10 | 185 | abnormal | tracheal aspiration | 5.7221 | 2.4744 | 14.1591 | 23.3202 | 10.0844 | 235.1704 | 1.288e-13 | 0.074197 | 0.63182 | 0.075492 | 0.0081194 | 4.1828 | 0.037598 | 0.0025802 | 0.26653 | 0.031471 | 0.55747 | 0.068013 | 0.37796 | 2.4987 | 11.0743 | 0.022187 | 6.2193 | 0.0094261 | 0.063506 | 0.052477 | 0.9093 | 5.941 | 0.0026336 | 0.9207 | 0.8032 | 0.62051 | 1.5613 | 0.56586 | 0.0018429 | 1.9587 | 0.83004
1f37113 | MBS_a | 7 | 01f_076010_393x248x546.dat | 0.0663;0.0663;0.1400 | 393;248;546 | (0.1677;69.1162;23.7382) | 80 | 2.9 | 44 | 81.5087 | 60 | Varibar | [5,133] | [30,30] | 0 | 10 | 185 | abnormal | tracheal aspiration | 5.7221 | 2.4744 | 14.1591 | 23.3202 | 10.0844 | 235.1704 | 1.8601e-13 | 0.041776 | 0.35035 | 0.041529 | 0.0041612 | 2.7801 | 0.013925 | 0.0022364 | 0.14566 | 0.01572 | 0.39496 | 0.035927 | 0.22267 | 1.6764 | 6.8771 | 0.010937 | 4.4022 | 0.0046902 | 0.032177 | 0.0288 | 0.5467 | 4.147 | 0.0015101 | 0.55101 | 0.4736 | 0.41436 | 1.1229 | 0.49009 | 0.00036617 | 1.2635 | 0.54518
1f37113 | MBS_a | 7 | 01f_076010_393x248x546.dat | 0.0663;0.0663;0.1400 | 393;248;546 | (0.1677;69.1162;23.7382) | 80 | 7.702 | 57 | 81.5087 | 60 | Varibar | [5,133] | [30,30] | 0 | 10 | 185 | abnormal | tracheal aspiration | 5.7221 | 2.4744 | 14.1591 | 23.3202 | 10.0844 | 235.1704 | 1.2434e-13 | 0.096122 | 0.72123 | 0.091465 | 0.011796 | 4.436 | 0.046498 | 0.00422 | 0.29654 | 0.039893 | 0.64748 | 0.081139 | 0.40593 | 2.5643 | 11.979 | 0.029918 | 6.4523 | 0.012665 | 0.076351 | 0.067502 | 0.95221 | 6.0356 | 0.0034571 | 1.0306 | 0.89489 | 0.65051 | 1.6162 | 0.57264 | 0.0025586 | 2.0881 | 0.87758
1f37113 | MBS_a | 7 | 01f_076010_393x248x546.dat | 0.0663;0.0663;0.1400 | 393;248;546 | (0.1677;69.1162;23.7382) | 80 | 8.502 | 60 | 81.5087 | 60 | Varibar | [5,133] | [30,30] | 0 | 10 | 185 | abnormal | tracheal aspiration | 5.7221 | 2.4744 | 14.1591 | 23.3202 | 10.0844 | 235.1704 | 1.2127e-13 | 0.1015 | 0.76563 | 0.093593 | 0.013339 | 4.5612 | 0.043434 | 0.004489 | 0.31021 | 0.043731 | 0.69325 | 0.087483 | 0.4212 | 2.6335 | 12.4714 | 0.031416 | 6.6146 | 0.013908 | 0.083879 | 0.071749 | 0.98062 | 6.1211 | 0.004556 | 1.0851 | 0.94183 | 0.67568 | 1.6521 | 0.57718 | 0.0030266 | 2.1592 | 0.90451
1f37113 | MBS_a | 8 | 01f_076010_393x248x546.dat | 0.0663;0.0663;0.1400 | 393;248;546 | (0.1677;69.1162;23.7382) | 110 | 3.9 | 52 | 81.5087 | 60 | Varibar | [5,133,110] | [30,30,100] | 0 | 20 | 185 | abnormal | tracheal aspiration | 5.7221 | 2.4744 | 14.1591 | 23.3202 | 10.0844 | 235.1704 | 1.663e-13 | 0.053809 | 0.46253 | 0.052666 | 0.006433 | 3.2374 | 0.026582 | 0.0016627 | 0.17998 | 0.022932 | 0.48461 | 0.04807 | 0.26131 | 24.091 | 8.2268 | 0.017084 | 4.9738 | 0.007249 | 0.043985 | 0.03742 | 0.63717 | 4.5358 | 0.0021218 | 0.69196 | 0.59194 | 0.48528 | 1.2562 | 0.51073 | 0.0020427 | 3.1903 | 1.7214
1f37113 | MBS_a | 8 | 01f_076010_393x248x546.dat | 0.0663;0.0663;0.1400 | 393;248;546 | (0.1677;69.1162;23.7382) | 110 | 7.85 | 62 | 81.5087 | 60 | Varibar | [5,133,110] | [30,30,100] | 0 | 20 | 185 | abnormal | tracheal aspiration | 5.7221 | 2.4744 | 14.1591 | 23.3202 | 10.0844 | 235.1704 | 1.3282e-13 | 0.086191 | 0.69871 | 0.084881 | 0.01166 | 4.3395 | 0.037522 | 0.006077 | 0.26783 | 0.037244 | 0.61711 | 0.07608 | 0.36804 | 36.5869 | 11.2768 | 0.027779 | 6.2567 | 0.012389 | 0.070831 | 0.0599 | 0.87351 | 5.6895 | 0.0038649 | 0.99626 | 0.85335 | 0.62983 | 1.5619 | 0.56035 | 0.0037114 | 4.6206 | 2.5154
1f37113 | MBS_a | 8 | 01f_076010_393x248x546.dat | 0.0663;0.0663;0.1400 | 393;248;546 | (0.1677;69.1162;23.7382) | 110 | 9.9905 | 69 | 81.5087 | 60 | Varibar | [5,133,110] | [30,30,100] | 0 | 20 | 185 | abnormal | tracheal aspiration | 5.7221 | 2.4744 | 14.1591 | 23.3202 | 10.0844 | 235.1704 | 1.2843e-13 | 0.095974 | 0.78315 | 0.097438 | 0.01399 | 4.6514 | 0.044338 | 0.0076228 | 0.29697 | 0.044209 | 0.58375 | 0.086685 | 0.39544 | 40.9047 | 12.0634 | 0.031952 | 6.5672 | 0.015757 | 0.080993 | 0.070744 | 0.92603 | 5.9073 | 0.0052528 | 1.1011 | 0.93875 | 0.6738 | 1.632 | 0.57084 | 0.0053132 | 5.0786 | 2.7762
1f37113 | MBS_a | 8 | 01f_076010_393x248x546.dat | 0.0663;0.0663;0.1400 | 393;248;546 | (0.1677;69.1162;23.7382) | 60 | 2.5 | 38 | 81.5087 | 60 | Varibar | [5,133,110] | [30,30,100] | 0 | 20 | 185 | abnormal | tracheal aspiration | 5.7221 | 2.4744 | 14.1591 | 23.3202 | 10.0844 | 235.1704 | 2.0774e-13 | 0.026091 | 0.26384 | 0.033978 | 0.002565 | 2.3804 | 0.0098632 | 0.0010316 | 0.10747 | 0.0094285 | 0.30472 | 0.024049 | 0.17434 | 13.2443 | 5.7085 | 0.0061297 | 3.9747 | 0.0025911 | 0.020346 | 0.016147 | 0.44133 | 3.6496 | 0.00048406 | 0.438 | 0.37381 | 0.35997 | 1.018 | 0.47233 | 0.00053663 | 1.9763 | 1.0446
1f37113 | MBS_a | 8 | 01f_076010_393x248x546.dat | 0.0663;0.0663;0.1400 | 393;248;546 | (0.1677;69.1162;23.7382) | 60 | 5.7448 | 47 | 81.5087 | 60 | Varibar | [5,133,110] | [30,30,100] | 0 | 20 | 185 | abnormal | tracheal aspiration | 5.7221 | 2.4744 | 14.1591 | 23.3202 | 10.0844 | 235.1704 | 1.349e-13 | 0.058111 | 0.57687 | 0.065507 | 0.0066259 | 3.9463 | 0.029175 | 0.0024315 | 0.23122 | 0.025874 | 0.56078 | 0.059032 | 0.3383 | 30.0242 | 10.2848 | 0.01721 | 5.962 | 0.007863 | 0.051379 | 0.045469 | 0.82447 | 5.6683 | 0.0023002 | 0.84772 | 0.73688 | 0.58735 | 1.4957 | 0.5547 | 0.0017067 | 3.9594 | 2.1402
1f37113 | MBS_a | 8 | 01f_076010_393x248x546.dat | 0.0663;0.0663;0.1400 | 393;248;546 | (0.1677;69.1162;23.7382) | 60 | 6.3535 | 49 | 81.5087 | 60 | Varibar | [5,133,110] | [30,30,100] | 0 | 20 | 185 | abnormal | tracheal aspiration | 5.7221 | 2.4744 | 14.1591 | 23.3202 | 10.0844 | 235.1704 | 1.288e-13 | 0.067252 | 0.62915 | 0.073684 | 0.0077825 | 4.1777 | 0.035936 | 0.0025802 | 0.25253 | 0.029221 | 0.55813 | 0.065486 | 0.36162 | 33.3223 | 11.0588 | 0.020645 | 6.1941 | 0.0089928 | 0.059444 | 0.04816 | 0.87886 | 5.8783 | 0.0025367 | 0.91148 | 0.79399 | 0.61631 | 1.5515 | 0.56357 | 0.001835 | 4.3224 | 2.3398
1f37113 | MBS_a | 8 | 01f_076010_393x248x546.dat | 0.0663;0.0663;0.1400 | 393;248;546 | (0.1677;69.1162;23.7382) | 80 | 2.9 | 44 | 81.5087 | 60 | Varibar | [5,133,110] | [30,30,100] | 0 | 20 | 185 | abnormal | tracheal aspiration | 5.7221 | 2.4744 | 14.1591 | 23.3202 | 10.0844 | 235.1704 | 1.8601e-13 | 0.03779 | 0.34898 | 0.040589 | 0.0040679 | 2.7738 | 0.013594 | 0.0022249 | 0.13909 | 0.014609 | 0.39415 | 0.034661 | 0.21331 | 18.2755 | 6.8712 | 0.010368 | 4.3877 | 0.0044446 | 0.029709 | 0.026199 | 0.52554 | 4.082 | 0.0014764 | 0.5457 | 0.46841 | 0.41084 | 1.1165 | 0.4888 | 0.00035031 | 2.5356 | 1.3567
1f37113 | MBS_a | 8 | 01f_076010_393x248x546.dat | 0.0663;0.0663;0.1400 | 393;248;546 | (0.1677;69.1162;23.7382) | 80 | 7.702 | 57 | 81.5087 | 60 | Varibar | [5,133,110] | [30,30,100] | 0 | 20 | 185 | abnormal | tracheal aspiration | 5.7221 | 2.4744 | 14.1591 | 23.3202 | 10.0844 | 235.1704 | 1.2434e-13 | 0.08865 | 0.71809 | 0.090001 | 0.011284 | 4.4268 | 0.044271 | 0.0041296 | 0.28154 | 0.036953 | 0.64581 | 0.077894 | 0.38943 | 39.113 | 11.9605 | 0.028216 | 6.4289 | 0.012149 | 0.071055 | 0.062284 | 0.92543 | 5.9779 | 0.0034054 | 1.0206 | 0.88487 | 0.64602 | 1.607 | 0.57019 | 0.0025614 | 4.8914 | 2.669
1f37113 | MBS_a | 8 | 01f_076010_393x248x546.dat | 0.0663;0.0663;0.1400 | 393;248;546 | (0.1677;69.1162;23.7382) | 80 | 8.502 | 60 | 81.5087 | 60 | Varibar | [5,133,110] | [30,30,100] | 0 | 20 | 185 | abnormal | tracheal aspiration | 5.7221 | 2.4744 | 14.1591 | 23.3202 | 10.0844 | 235.1704 | 1.2127e-13 | 0.095003 | 0.76223 | 0.08867 | 0.012565 | 4.5565 | 0.041532 | 0.004421 | 0.29378 | 0.040605 | 0.69203 | 0.084003 | 0.40381 | 41.8999 | 12.4524 | 0.02988 | 6.5902 | 0.013245 | 0.077979 | 0.066337 | 0.9516 | 6.0731 | 0.0042474 | 1.0747 | 0.93142 | 0.67162 | 1.643 | 0.5749 | 0.0030472 | 5.172 | 2.8296
1f37113 | MBS_a | 9 | 01f_076010_393x248x546.dat | 0.0663;0.0663;0.1400 | 393;248;546 | (0.1677;69.1162;23.7226) | 110 | 3.9 | 52 | 81.5087 | 60 | Varibar | [5] | [0] | 0 | 10 | 185 | abnormal | tracheal aspiration | 5.7221 | 8.6242 | 49.3488 | 23.3202 | 35.1474 | 819.6433 | 2.1593e-13 | 0.49266 | 1.2784 | 1.1784 | 0.029613 | 1.3448 | 0.13983 | 0.0097448 | 1.2972 | 0.11751 | 1.5746 | 0.4123 | 1.5718 | 1.6047 | 1.4644 | 0.081911 | 1.6695 | 0.032786 | 0.27414 | 0.30849 | 1.3924 | 1.8508 | 0.0080605 | 0.85888 | 0.83024 | 0.35379 | 0.65058 | 0.51191 | 0.0090006 | 0.79181 | 0.76739
1f37113 | MBS_a | 9 | 01f_076010_393x248x546.dat | 0.0663;0.0663;0.1400 | 393;248;546 | (0.1677;69.1162;23.7226) | 110 | 7.85 | 62 | 81.5087 | 60 | Varibar | [5] | [0] | 0 | 10 | 185 | abnormal | tracheal aspiration | 5.7221 | 8.6242 | 49.3488 | 23.3202 | 35.1474 | 819.6433 | 1.7246e-13 | 0.7073 | 1.7751 | 1.38 | 0.04901 | 1.8552 | 0.20617 | 0.017728 | 1.7266 | 0.1818 | 1.835 | 0.56288 | 1.9525 | 2.0886 | 1.8506 | 0.13067 | 2.1418 | 0.053656 | 0.42125 | 0.45116 | 1.8538 | 2.378 | 0.013339 | 1.1893 | 1.1432 | 0.45663 | 0.82936 | 0.56489 | 0.012473 | 1.058 | 0.98899
1f37113 | MBS_a | 9 | 01f_076010_393x248x546.dat | 0.0663;0.0663;0.1400 | 393;248;546 | (0.1677;69.1162;23.7226) | 110 | 9.9905 | 69 | 81.5087 | 60 | Varibar | [5] | [0] | 0 | 10 | 185 | abnormal | tracheal aspiration | 5.7221 | 8.6242 | 49.3488 | 23.3202 | 35.1474 | 819.6433 | 1.6676e-13 | 0.77309 | 1.9159 | 1.4557 | 0.056526 | 1.9877 | 0.2386 | 0.022673 | 1.819 | 0.20596 | 1.9544 | 0.59886 | 2.0215 | 2.198 | 1.9442 | 0.14779 | 2.2592 | 0.063667 | 0.4702 | 0.50361 | 1.9607 | 2.4827 | 0.015975 | 1.2953 | 1.2352 | 0.48209 | 0.87446 | 0.57631 | 0.019292 | 1.126 | 1.0485
1f37113 | MBS_a | 9 | 01f_076010_393x248x546.dat | 0.0663;0.0663;0.1400 | 393;248;546 | (0.1677;69.1162;23.7226) | 60 | 2.5 | 38 | 81.5087 | 60 | Varibar | [5] | [0] | 0 | 10 | 185 | abnormal | tracheal aspiration | 5.7221 | 8.6242 | 49.3488 | 23.3202 | 35.1474 | 819.6433 | 2.6978e-13 | 0.32877 | 0.878 | 0.99135 | 0.013317 | 0.9664 | 0.073429 | 0.003248 | 0.96303 | 0.062654 | 1.3418 | 0.29021 | 1.2862 | 1.233 | 1.173 | 0.038968 | 1.2968 | 0.014552 | 0.15311 | 0.18974 | 1.033 | 1.4472 | 0.0031269 | 0.58557 | 0.57239 | 0.27338 | 0.50889 | 0.47066 | 0.0021262 | 0.58639 | 0.58968
1f37113 | MBS_a | 9 | 01f_076010_393x248x546.dat | 0.0663;0.0663;0.1400 | 393;248;546 | (0.1677;69.1162;23.7226) | 60 | 5.7448 | 47 | 81.5087 | 60 | Varibar | [5] | [0] | 0 | 10 | 185 | abnormal | tracheal aspiration | 5.7221 | 8.6242 | 49.3488 | 23.3202 | 35.1474 | 819.6433 | 1.7517e-13 | 0.62681 | 1.6128 | 1.2671 | 0.035916 | 1.6562 | 0.18066 | 0.009055 | 1.6373 | 0.1491 | 1.7515 | 0.52608 | 1.9213 | 1.9802 | 1.7452 | 0.10012 | 2.0111 | 0.039116 | 0.34308 | 0.3877 | 1.7516 | 2.3258 | 0.0086486 | 1.046 | 1.0281 | 0.41924 | 0.78113 | 0.55604 | 0.0063857 | 0.97617 | 0.92254
1f37113 | MBS_a | 9 | 01f_076010_393x248x546.dat | 0.0663;0.0663;0.1400 | 393;248;546 | (0.1677;69.1162;23.7226) | 60 | 6.3535 | 49 | 81.5087 | 60 | Varibar | [5] | [0] | 0 | 10 | 185 | abnormal | tracheal aspiration | 5.7221 | 8.6242 | 49.3488 | 23.3202 | 35.1474 | 819.6433 | 1.6725e-13 | 0.6764 | 1.7132 | 1.3081 | 0.040025 | 1.7503 | 0.1797 | 0.011129 | 1.7191 | 0.16399 | 1.7478 | 0.55756 | 1.9874 | 2.0706 | 1.8122 | 0.11178 | 2.1024 | 0.044396 | 0.3744 | 0.41604 | 1.8387 | 2.4379 | 0.010284 | 1.115 | 1.0959 | 0.43903 | 0.81529 | 0.56606 | 0.010126 | 1.026 | 0.96583
1f37113 | MBS_a | 9 | 01f_076010_393x248x546.dat | 0.0663;0.0663;0.1400 | 393;248;546 | (0.1677;69.1162;23.7226) | 80 | 2.9 | 44 | 81.5087 | 60 | Varibar | [5] | [0] | 0 | 10 | 185 | abnormal | tracheal aspiration | 5.7221 | 8.6242 | 49.3488 | 23.3202 | 35.1474 | 819.6433 | 2.4154e-13 | 0.39672 | 1.048 | 1.0592 | 0.020611 | 1.1251 | 0.10133 | 0.0048343 | 1.1055 | 0.086602 | 1.4486 | 0.34384 | 1.4072 | 1.3858 | 1.2878 | 0.057634 | 1.452 | 0.023131 | 0.20354 | 0.24204 | 1.187 | 1.6297 | 0.0048331 | 0.70202 | 0.68497 | 0.30425 | 0.56896 | 0.48824 | 0.0045714 | 0.67203 | 0.66406
1f37113 | MBS_a | 9 | 01f_076010_393x248x546.dat | 0.0663;0.0663;0.1400 | 393;248;546 | (0.1677;69.1162;23.7226) | 80 | 7.702 | 57 | 81.5087 | 60 | Varibar | [5] | [0] | 0 | 10 | 185 | abnormal | tracheal aspiration | 5.7221 | 8.6242 | 49.3488 | 23.3202 | 35.1474 | 819.6433 | 1.6144e-13 | 0.73034 | 1.8359 | 1.3817 | 0.049648 | 1.8858 | 0.20274 | 0.013843 | 1.7991 | 0.1906 | 1.7887 | 0.5911 | 2.0299 | 2.1777 | 1.8925 | 0.13424 | 2.2069 | 0.055741 | 0.42859 | 0.46475 | 1.9218 | 2.5054 | 0.012511 | 1.2244 | 1.1922 | 0.46648 | 0.85434 | 0.5748 | 0.014945 | 1.089 | 1.0194
1f37113 | MBS_a | 9 | 01f_076010_393x248x546.dat | 0.0663;0.0663;0.1400 | 393;248;546 | (0.1677;69.1162;23.7226) | 80 | 8.502 | 60 | 81.5087 | 60 | Varibar | [5] | [0] | 0 | 10 | 185 | abnormal | tracheal aspiration | 5.7221 | 8.6242 | 49.3488 | 23.3202 | 35.1474 | 819.6433 | 1.5745e-13 | 0.77023 | 1.9076 | 1.4162 | 0.054335 | 1.9619 | 0.22533 | 0.020895 | 1.8439 | 0.20216 | 1.8298 | 0.61265 | 2.0663 | 2.2464 | 1.949 | 0.14369 | 2.2745 | 0.060259 | 0.45394 | 0.49067 | 1.9801 | 2.5561 | 0.013561 | 1.2797 | 1.2432 | 0.48061 | 0.87811 | 0.58098 | 0.015629 | 1.1276 | 1.0511
1f37113 | MBS_a | 10 | 01m_076010_393x248x546.dat | 0.0663;0.0663;0.1400 | 393;248;546 | (0.1677;69.1162;23.7382) | 110 | 3.9 | 52 | 81.5087 | 60 | Varibar | [5,133] | [30,30] | 0 | 10 | 185 | abnormal | tracheal aspiration | 5.7221 | 2.4744 | 14.1591 | 23.3202 | 10.0844 | 235.1704 | 1.663e-13 | 0.058942 | 0.46436 | 0.053813 | 0.0067746 | 3.2398 | 0.028108 | 0.00046489 | 0.18754 | 0.024779 | 0.49595 | 0.049951 | 0.2721 | 1.9092 | 8.2352 | 0.017914 | 4.9883 | 0.0074811 | 0.047079 | 0.04092 | 0.65785 | 4.5852 | 0.0020709 | 0.69846 | 0.59832 | 0.48285 | 1.2619 | 0.51025 | 0.0016582 | 1.4881 | 0.63473
1f37113 | MBS_a | 10 | 01m_076010_393x248x546.dat | 0.0663;0.0663;0.1400 | 393;248;546 | (0.1677;69.1162;23.7382) | 110 | 7.85 | 62 | 81.5087 | 60 | Varibar | [5,133] | [30,30] | 0 | 10 | 185 | abnormal | tracheal aspiration | 5.7221 | 2.4744 | 14.1591 | 23.3202 | 10.0844 | 235.1704 | 1.3282e-13 | 0.09119 | 0.70154 | 0.087983 | 0.012138 | 4.3475 | 0.042367 | 0.001285 | 0.28127 | 0.040119 | 0.62341 | 0.079137 | 0.38259 | 2.4781 | 11.2829 | 0.02927 | 6.2755 | 0.013252 | 0.075523 | 0.06437 | 0.9043 | 5.7438 | 0.0043075 | 1.0055 | 0.86248 | 0.63641 | 1.5684 | 0.56023 | 0.0020739 | 2.0039 | 0.84309
1f37113 | MBS_a | 10 | 01m_076010_393x248x546.dat | 0.0663;0.0663;0.1400 | 393;248;546 | (0.1677;69.1162;23.7382) | 110 | 9.9905 | 69 | 81.5087 | 60 | Varibar | [5,133] | [30,30] | 0 | 10 | 185 | abnormal | tracheal aspiration | 5.7221 | 2.4744 | 14.1591 | 23.3202 | 10.0844 | 235.1704 | 1.2843e-13 | 0.10772 | 0.78642 | 0.097119 | 0.014917 | 4.661 | 0.049585 | 0.00061567 | 0.31137 | 0.047478 | 0.59926 | 0.090026 | 0.41077 | 2.6118 | 12.0782 | 0.03354 | 6.5854 | 0.016532 | 0.086522 | 0.075551 | 0.95429 | 5.9052 | 0.0053828 | 1.1109 | 0.94846 | 0.68008 | 1.6382 | 0.57102 | 0.0030786 | 2.1413 | 0.89553
1f37113 | MBS_a | 10 | 01m_076010_393x248x546.dat | 0.0663;0.0663;0.1400 | 393;248;546 | (0.1677;69.1162;23.7382) | 60 | 2.5 | 38 | 81.5087 | 60 | Varibar | [5,133] | [30,30] | 0 | 10 | 185 | abnormal | tracheal aspiration | 5.7221 | 2.4744 | 14.1591 | 23.3202 | 10.0844 | 235.1704 | 2.0774e-13 | 0.027768 | 0.26473 | 0.035095 | 0.0026252 | 2.3835 | 0.010064 | 0.00022543 | 0.11276 | 0.010168 | 0.30747 | 0.024859 | 0.18244 | 1.4997 | 5.7162 | 0.0065153 | 3.9878 | 0.0027447 | 0.022048 | 0.017915 | 0.46052 | 3.7144 | 0.00061918 | 0.44233 | 0.37797 | 0.36099 | 1.0232 | 0.47159 | 5.3899e-05 | 1.0765 | 0.47146
1f37113 | MBS_a | 10 | 01m_076010_393x248x546.dat | 0.0663;0.0663;0.1400 | 393;248;546 | (0.1677;69.1162;23.7382) | 60 | 5.7448 | 47 | 81.5087 | 60 | Varibar | [5,133] | [30,30] | 0 | 10 | 185 | abnormal | tracheal aspiration | 5.7221 | 2.4744 | 14.1591 | 23.3202 | 10.0844 | 235.1704 | 1.349e-13 | 0.064456 | 0.57927 | 0.067136 | 0.0068034 | 3.9523 | 0.030585 | 0.0011701 | 0.24395 | 0.028015 | 0.55704 | 0.06122 | 0.35362 | 2.3727 | 10.3019 | 0.018566 | 5.9855 | 0.0083063 | 0.055127 | 0.049967 | 0.85161 | 5.7309 | 0.001932 | 0.85625 | 0.74536 | 0.59532 | 1.5036 | 0.55478 | 0.00068333 | 1.8397 | 0.78623
1f37113 | MBS_a | 10 | 01m_076010_393x248x546.dat | 0.0663;0.0663;0.1400 | 393;248;546 | (0.1677;69.1162;23.7382) | 60 | 6.3535 | 49 | 81.5087 | 60 | Varibar | [5,133] | [30,30] | 0 | 10 | 185 | abnormal | tracheal aspiration | 5.7221 | 2.4744 | 14.1591 | 23.3202 | 10.0844 | 235.1704 | 1.288e-13 | 0.073822 | 0.63191 | 0.075281 | 0.0082126 | 4.1824 | 0.038398 | 0.0017434 | 0.26616 | 0.031444 | 0.55415 | 0.068022 | 0.37792 | 2.4918 | 11.0829 | 0.022054 | 6.2186 | 0.0094649 | 0.063577 | 0.052706 | 0.90961 | 5.9446 | 0.0022623 | 0.92078 | 0.80325 | 0.62763 | 1.5596 | 0.56345 | 0.00049751 | 1.9591 | 0.82986
1f37113 | MBS_a | 10 | 01m_076010_393x248x546.dat | 0.0663;0.0663;0.1400 | 393;248;546 | (0.1677;69.1162;23.7382) | 80 | 2.9 | 44 | 81.5087 | 60 | Varibar | [5,133] | [30,30] | 0 | 10 | 185 | abnormal | tracheal aspiration | 5.7221 | 2.4744 | 14.1591 | 23.3202 | 10.0844 | 235.1704 | 1.8601e-13 | 0.041665 | 0.35039 | 0.041066 | 0.0042736 | 2.778 | 0.014027 | 0.00060427 | 0.14592 | 0.015847 | 0.39314 | 0.035873 | 0.22266 | 1.6729 | 6.8777 | 0.010781 | 4.4028 | 0.0046427 | 0.032046 | 0.02853 | 0.54745 | 4.1433 | 0.0012198 | 0.55108 | 0.47365 | 0.41452 | 1.1218 | 0.48819 | 0.00044414 | 1.263 | 0.5446
1f37113 | MBS_a | 10 | 01m_076010_393x248x546.dat | 0.0663;0.0663;0.1400 | 393;248;546 | (0.1677;69.1162;23.7382) | 80 | 7.702 | 57 | 81.5087 | 60 | Varibar | [5,133] | [30,30] | 0 | 10 | 185 | abnormal | tracheal aspiration | 5.7221 | 2.4744 | 14.1591 | 23.3202 | 10.0844 | 235.1704 | 1.2434e-13 | 0.095816 | 0.72133 | 0.09083 | 0.011848 | 4.4327 | 0.047647 | 0.0024833 | 0.29661 | 0.039994 | 0.64006 | 0.081139 | 0.40602 | 2.5517 | 11.9798 | 0.029588 | 6.4523 | 0.012649 | 0.076327 | 0.067289 | 0.95293 | 6.0415 | 0.0039255 | 1.0306 | 0.8949 | 0.65298 | 1.6144 | 0.57076 | 0.0048342 | 2.0871 | 0.87696
1f37113 | MBS_a | 10 | 01m_076010_393x248x546.dat | 0.0663;0.0663;0.1400 | 393;248;546 | (0.1677;69.1162;23.7382) | 80 | 8.502 | 60 | 81.5087 | 60 | Varibar | [5,133] | [30,30] | 0 | 10 | 185 | abnormal | tracheal aspiration | 5.7221 | 2.4744 | 14.1591 | 23.3202 | 10.0844 | 235.1704 | 1.2127e-13 | 0.10388 | 0.76565 | 0.093148 | 0.013197 | 4.5622 | 0.049457 | 0.0015383 | 0.31053 | 0.04378 | 0.69411 | 0.087367 | 0.42131 | 2.6208 | 12.4639 | 0.031944 | 6.6141 | 0.014006 | 0.083467 | 0.072759 | 0.98087 | 6.1176 | 0.0041713 | 1.0851 | 0.94188 | 0.67051 | 1.6504 | 0.57516 | 0.0011324 | 2.1578 | 0.9035
1f37113 | MBS_a | 11 | 01m_076010_393x248x546.dat | 0.0663;0.0663;0.1400 | 393;248;546 | (0.1677;69.1162;23.7382) | 110 | 3.9 | 52 | 81.5087 | 60 | Varibar | [5,133,110] | [30,30,100] | 0 | 20 | 185 | abnormal | tracheal aspiration | 5.7221 | 2.4744 | 14.1591 | 23.3202 | 10.0844 | 235.1704 | 1.663e-13 | 0.054399 | 0.46257 | 0.053338 | 0.0065256 | 3.2354 | 0.027512 | 0.00046489 | 0.17993 | 0.022987 | 0.48953 | 0.048103 | 0.26128 | 24.0014 | 8.2268 | 0.01706 | 4.9734 | 0.007166 | 0.04395 | 0.037238 | 0.63723 | 4.5432 | 0.0019509 | 0.692 | 0.592 | 0.47967 | 1.2551 | 0.5087 | 0.0011812 | 3.1826 | 1.7172
1f37113 | MBS_a | 11 | 01m_076010_393x248x546.dat | 0.0663;0.0663;0.1400 | 393;248;546 | (0.1677;69.1162;23.7382) | 110 | 7.85 | 62 | 81.5087 | 60 | Varibar | [5,133,110] | [30,30,100] | 0 | 20 | 185 | abnormal | tracheal aspiration | 5.7221 | 2.4744 | 14.1591 | 23.3202 | 10.0844 | 235.1704 | 1.3282e-13 | 0.084354 | 0.69878 | 0.085845 | 0.011686 | 4.3419 | 0.0397 | 0.001285 | 0.26802 | 0.03728 | 0.62609 | 0.076103 | 0.36826 | 36.4596 | 11.2708 | 0.027967 | 6.2568 | 0.012673 | 0.070592 | 0.06035 | 0.87501 | 5.684 | 0.004091 | 0.99643 | 0.85351 | 0.63307 | 1.5603 | 0.55818 | 0.0029544 | 4.611 | 2.5088
1f37113 | MBS_a | 11 | 01m_076010_393x248x546.dat | 0.0663;0.0663;0.1400 | 393;248;546 | (0.1677;69.1162;23.7382) | 110 | 9.9905 | 69 | 81.5087 | 60 | Varibar | [5,133,110] | [30,30,100] | 0 | 20 | 185 | abnormal | tracheal aspiration | 5.7221 | 2.4744 | 14.1591 | 23.3202 | 10.0844 | 235.1704 | 1.2843e-13 | 0.097508 | 0.78323 | 0.095422 | 0.014158 | 4.6494 | 0.046226 | 0.00054296 | 0.29695 | 0.044248 | 0.5966 | 0.086607 | 0.39546 | 40.7513 | 12.0626 | 0.032028 | 6.5669 | 0.015816 | 0.080814 | 0.070046 | 0.92634 | 5.8932 | 0.0052038 | 1.1012 | 0.93886 | 0.67667 | 1.6303 | 0.56876 | 0.0030347 | 5.0666 | 2.7672
1f37113 | MBS_a | 11 | 01m_076010_393x248x546.dat | 0.0663;0.0663;0.1400 | 393;248;546 | (0.1677;69.1162;23.7382) | 60 | 2.5 | 38 | 81.5087 | 60 | Varibar | [5,133,110] | [30,30,100] | 0 | 20 | 185 | abnormal | tracheal aspiration | 5.7221 | 2.4744 | 14.1591 | 23.3202 | 10.0844 | 235.1704 | 2.0774e-13 | 0.026086 | 0.26388 | 0.033715 | 0.0025202 | 2.381 | 0.010102 | 0.00022543 | 0.10735 | 0.0094482 | 0.30732 | 0.024039 | 0.17436 | 13.2048 | 5.7128 | 0.0060744 | 3.9741 | 0.0026079 | 0.020439 | 0.016223 | 0.44152 | 3.6456 | 0.00061913 | 0.43806 | 0.37386 | 0.35848 | 1.0172 | 0.47047 | 5.3899e-05 | 1.9735 | 1.0425
1f37113 | MBS_a | 11 | 01m_076010_393x248x546.dat | 0.0663;0.0663;0.1400 | 393;248;546 | (0.1677;69.1162;23.7382) | 60 | 5.7448 | 47 | 81.5087 | 60 | Varibar | [5,133,110] | [30,30,100] | 0 | 20 | 185 | abnormal | tracheal aspiration | 5.7221 | 2.4744 | 14.1591 | 23.3202 | 10.0844 | 235.1704 | 1.349e-13 | 0.057775 | 0.57698 | 0.064675 | 0.0066378 | 3.9484 | 0.029438 | 0.0011701 | 0.23144 | 0.025798 | 0.55516 | 0.059079 | 0.33863 | 29.9263 | 10.2915 | 0.017198 | 5.9619 | 0.0078563 | 0.051437 | 0.045298 | 0.82336 | 5.6555 | 0.0018651 | 0.84783 | 0.73697 | 0.59144 | 1.4943 | 0.5526 | 0.00068333 | 3.9528 | 2.1348
1f37113 | MBS_a | 11 | 01m_076010_393x248x546.dat | 0.0663;0.0663;0.1400 | 393;248;546 | (0.1677;69.1162;23.7382) | 60 | 6.3535 | 49 | 81.5087 | 60 | Varibar | [5,133,110] | [30,30,100] | 0 | 20 | 185 | abnormal | tracheal aspiration | 5.7221 | 2.4744 | 14.1591 | 23.3202 | 10.0844 | 235.1704 | 1.288e-13 | 0.066892 | 0.6293 | 0.073452 | 0.0078492 | 4.1767 | 0.036893 | 0.0017434 | 0.25219 | 0.029121 | 0.55695 | 0.06552 | 0.36162 | 33.2098 | 11.0666 | 0.020485 | 6.1934 | 0.0090363 | 0.05941 | 0.048653 | 0.87933 | 5.8785 | 0.002166 | 0.9116 | 0.79404 | 0.62434 | 1.55 | 0.56116 | 0.00043956 | 4.3146 | 2.3343
1f37113 | MBS_a | 11 | 01m_076010_393x248x546.dat | 0.0663;0.0663;0.1400 | 393;248;546 | (0.1677;69.1162;23.7382) | 80 | 2.9 | 44 | 81.5087 | 60 | Varibar | [5,133,110] | [30,30,100] | 0 | 20 | 185 | abnormal | tracheal aspiration | 5.7221 | 2.4744 | 14.1591 | 23.3202 | 10.0844 | 235.1704 | 1.8601e-13 | 0.038087 | 0.34906 | 0.040114 | 0.0041611 | 2.7723 | 0.013795 | 0.00060427 | 0.1395 | 0.014736 | 0.39239 | 0.034621 | 0.21332 | 18.211 | 6.8717 | 0.010307 | 4.3887 | 0.0043824 | 0.029588 | 0.025857 | 0.5256 | 4.0807 | 0.0011971 | 0.54578 | 0.46849 | 0.41178 | 1.1155 | 0.48685 | 0.00044414 | 2.5305 | 1.3533
1f37113 | MBS_a | 11 | 01m_076010_393x248x546.dat | 0.0663;0.0663;0.1400 | 393;248;546 | (0.1677;69.1162;23.7382) | 80 | 7.702 | 57 | 81.5087 | 60 | Varibar | [5,133,110] | [30,30,100] | 0 | 20 | 185 | abnormal | tracheal aspiration | 5.7221 | 2.4744 | 14.1591 | 23.3202 | 10.0844 | 235.1704 | 1.2434e-13 | 0.088892 | 0.71824 | 0.088996 | 0.011391 | 4.4248 | 0.045631 | 0.0020337 | 0.2816 | 0.037065 | 0.64018 | 0.077875 | 0.38958 | 38.9819 | 11.9621 | 0.02792 | 6.4297 | 0.012091 | 0.07094 | 0.062141 | 0.92583 | 5.9812 | 0.0037881 | 1.0207 | 0.88494 | 0.64871 | 1.6054 | 0.56837 | 0.0041349 | 4.8814 | 2.6625
1f37113 | MBS_a | 11 | 01m_076010_393x248x546.dat | 0.0663;0.0663;0.1400 | 393;248;546 | (0.1677;69.1162;23.7382) | 80 | 8.502 | 60 | 81.5087 | 60 | Varibar | [5,133,110] | [30,30,100] | 0 | 20 | 185 | abnormal | tracheal aspiration | 5.7221 | 2.4744 | 14.1591 | 23.3202 | 10.0844 | 235.1704 | 1.2127e-13 | 0.096091 | 0.76232 | 0.088472 | 0.012458 | 4.5574 | 0.047711 | 0.0014564 | 0.29444 | 0.040613 | 0.69269 | 0.083854 | 0.40407 | 41.7482 | 12.4441 | 0.030319 | 6.5903 | 0.013396 | 0.077473 | 0.066907 | 0.95193 | 6.0661 | 0.0039573 | 1.0748 | 0.93153 | 0.66617 | 1.6413 | 0.57285 | 0.0011324 | 5.1598 | 2.8215
1f37113 | MBS_a | 12 | 01m_076010_393x248x546.dat | 0.0663;0.0663;0.1400 | 393;248;546 | (0.1677;69.1162;23.7382) | 110 | 3.9 | 52 | 81.5087 | 60 | Varibar | [5,133,110] | [30,30,100] | 0 | 15 | 185 | abnormal | tracheal aspiration | 5.7221 | 2.4744 | 14.1591 | 23.3202 | 10.0844 | 235.1704 | 1.663e-13 | 0.054399 | 0.46257 | 0.053338 | 0.0065256 | 3.2354 | 0.027512 | 0.00046489 | 0.17993 | 0.022987 | 0.48953 | 0.048103 | 0.26128 | 24.0014 | 8.2268 | 0.01706 | 4.9734 | 0.007166 | 0.04395 | 0.037238 | 0.63723 | 4.5432 | 0.0019509 | 0.692 | 0.592 | 0.47967 | 1.2551 | 0.5087 | 0.0011812 | 3.1826 | 1.7172
1f37113 | MBS_a | 12 | 01m_076010_393x248x546.dat | 0.0663;0.0663;0.1400 | 393;248;546 | (0.1677;69.1162;23.7382) | 110 | 7.85 | 62 | 81.5087 | 60 | Varibar | [5,133,110] | [30,30,100] | 0 | 15 | 185 | abnormal | tracheal aspiration | 5.7221 | 2.4744 | 14.1591 | 23.3202 | 10.0844 | 235.1704 | 1.3282e-13 | 0.084354 | 0.69878 | 0.085845 | 0.011686 | 4.3419 | 0.0397 | 0.001285 | 0.26802 | 0.03728 | 0.62609 | 0.076103 | 0.36826 | 36.4596 | 11.2708 | 0.027967 | 6.2568 | 0.012669 | 0.070592 | 0.06035 | 0.87501 | 5.684 | 0.004091 | 0.99643 | 0.85351 | 0.63307 | 1.5603 | 0.55818 | 0.0029544 | 4.611 | 2.5088
1f37113 | MBS_a | 12 | 01m_076010_393x248x546.dat | 0.0663;0.0663;0.1400 | 393;248;546 | (0.1677;69.1162;23.7382) | 110 | 9.9905 | 69 | 81.5087 | 60 | Varibar | [5,133,110] | [30,30,100] | 0 | 15 | 185 | abnormal | tracheal aspiration | 5.7221 | 2.4744 | 14.1591 | 23.3202 | 10.0844 | 235.1704 | 1.2843e-13 | 0.097508 | 0.78323 | 0.095422 | 0.014158 | 4.6494 | 0.046226 | 0.00054296 | 0.29695 | 0.044248 | 0.5966 | 0.086607 | 0.39545 | 40.7513 | 12.0626 | 0.032028 | 6.5669 | 0.015816 | 0.080814 | 0.070046 | 0.92634 | 5.8932 | 0.0052038 | 1.1012 | 0.93886 | 0.67667 | 1.6303 | 0.56876 | 0.0030347 | 5.0666 | 2.7672
1f37113 | MBS_a | 12 | 01m_076010_393x248x546.dat | 0.0663;0.0663;0.1400 | 393;248;546 | (0.1677;69.1162;23.7382) | 60 | 2.5 | 38 | 81.5087 | 60 | Varibar | [5,133,110] | [30,30,100] | 0 | 15 | 185 | abnormal | tracheal aspiration | 5.7221 | 2.4744 | 14.1591 | 23.3202 | 10.0844 | 235.1704 | 2.0774e-13 | 0.026086 | 0.26388 | 0.033715 | 0.0025202 | 2.381 | 0.010102 | 0.00022543 | 0.10735 | 0.0094482 | 0.30732 | 0.024039 | 0.17436 | 13.2048 | 5.7128 | 0.0060744 | 3.9741 | 0.0026079 | 0.020439 | 0.016223 | 0.44152 | 3.6456 | 0.00061913 | 0.43806 | 0.37386 | 0.35848 | 1.0172 | 0.47047 | 5.3899e-05 | 1.9735 | 1.0425
1f37113 | MBS_a | 12 | 01m_076010_393x248x546.dat | 0.0663;0.0663;0.1400 | 393;248;546 | (0.1677;69.1162;23.7382) | 60 | 5.7448 | 47 | 81.5087 | 60 | Varibar | [5,133,110] | [30,30,100] | 0 | 15 | 185 | abnormal | tracheal aspiration | 5.7221 | 2.4744 | 14.1591 | 23.3202 | 10.0844 | 235.1704 | 1.349e-13 | 0.057775 | 0.57698 | 0.064675 | 0.0066378 | 3.9484 | 0.029438 | 0.0011701 | 0.23144 | 0.025798 | 0.55516 | 0.059079 | 0.33863 | 29.9263 | 10.2915 | 0.017198 | 5.9619 | 0.0078563 | 0.051437 | 0.045298 | 0.82336 | 5.6555 | 0.0018651 | 0.84783 | 0.73697 | 0.59144 | 1.4943 | 0.5526 | 0.00068333 | 3.9528 | 2.1348
1f37113 | MBS_a | 12 | 01m_076010_393x248x546.dat | 0.0663;0.0663;0.1400 | 393;248;546 | (0.1677;69.1162;23.7382) | 60 | 6.3535 | 49 | 81.5087 | 60 | Varibar | [5,133,110] | [30,30,100] | 0 | 15 | 185 | abnormal | tracheal aspiration | 5.7221 | 2.4744 | 14.1591 | 23.3202 | 10.0844 | 235.1704 | 1.288e-13 | 0.066892 | 0.6293 | 0.073452 | 0.0078492 | 4.1767 | 0.036893 | 0.0017434 | 0.25219 | 0.029121 | 0.55695 | 0.06552 | 0.36162 | 33.2098 | 11.0666 | 0.020485 | 6.1934 | 0.0090363 | 0.05941 | 0.048653 | 0.87933 | 5.8785 | 0.002166 | 0.9116 | 0.79404 | 0.62434 | 1.55 | 0.56116 | 0.00043956 | 4.3146 | 2.3343
1f37113 | MBS_a | 12 | 01m_076010_393x248x546.dat | 0.0663;0.0663;0.1400 | 393;248;546 | (0.1677;69.1162;23.7382) | 80 | 2.9 | 44 | 81.5087 | 60 | Varibar | [5,133,110] | [30,30,100] | 0 | 15 | 185 | abnormal | tracheal aspiration | 5.7221 | 2.4744 | 14.1591 | 23.3202 | 10.0844 | 235.1704 | 1.8601e-13 | 0.038087 | 0.34906 | 0.040114 | 0.0041611 | 2.7723 | 0.013795 | 0.00060427 | 0.1395 | 0.014736 | 0.39239 | 0.034621 | 0.21332 | 18.211 | 6.8717 | 0.010307 | 4.3887 | 0.0043824 | 0.029588 | 0.025857 | 0.5256 | 4.0807 | 0.0011971 | 0.54578 | 0.46849 | 0.41178 | 1.1155 | 0.4869 | 0.00044414 | 2.5305 | 1.3533
1f37113 | MBS_a | 12 | 01m_076010_393x248x546.dat | 0.0663;0.0663;0.1400 | 393;248;546 | (0.1677;69.1162;23.7382) | 80 | 7.702 | 57 | 81.5087 | 60 | Varibar | [5,133,110] | [30,30,100] | 0 | 15 | 185 | abnormal | tracheal aspiration | 5.7221 | 2.4744 | 14.1591 | 23.3202 | 10.0844 | 235.1704 | 1.2434e-13 | 0.088892 | 0.71824 | 0.088996 | 0.011391 | 4.4248 | 0.045631 | 0.0020337 | 0.28161 | 0.037065 | 0.64018 | 0.077875 | 0.38958 | 38.9819 | 11.9621 | 0.02792 | 6.4297 | 0.012091 | 0.07094 | 0.062141 | 0.92583 | 5.9812 | 0.0037881 | 1.0207 | 0.88494 | 0.64871 | 1.6054 | 0.56837 | 0.0041349 | 4.8814 | 2.6625
1f37113 | MBS_a | 12 | 01m_076010_393x248x546.dat | 0.0663;0.0663;0.1400 | 393;248;546 | (0.1677;69.1162;23.7382) | 80 | 8.502 | 60 | 81.5087 | 60 | Varibar | [5,133,110] | [30,30,100] | 0 | 15 | 185 | abnormal | tracheal aspiration | 5.7221 | 2.4744 | 14.1591 | 23.3202 | 10.0844 | 235.1704 | 1.2127e-13 | 0.096091 | 0.76232 | 0.088472 | 0.012458 | 4.5574 | 0.047711 | 0.0014564 | 0.29444 | 0.040613 | 0.69269 | 0.083846 | 0.40407 | 41.7482 | 12.4441 | 0.030319 | 6.5903 | 0.013396 | 0.077473 | 0.066908 | 0.95193 | 6.0661 | 0.0039573 | 1.0748 | 0.93153 | 0.66617 | 1.6413 | 0.57285 | 0.0011324 | 5.1598 | 2.8215
1f37113 | MBS_a | 13 | 01m_076010_393x248x546.dat | 0.0663;0.0663;0.1400 | 393;248;546 | (0.1677;69.1162;23.7382) | 110 | 3.9 | 52 | 81.5087 | 60 | Varibar | [5,133,110] | [30,30,100] | 0 | 30 | 185 | abnormal | tracheal aspiration | 5.7221 | 2.4744 | 14.1591 | 23.3202 | 10.0844 | 235.1704 | 1.663e-13 | 0.054399 | 0.46257 | 0.053338 | 0.0065256 | 3.2354 | 0.027512 | 0.00046489 | 0.17993 | 0.022987 | 0.48953 | 0.048103 | 0.26128 | 24.0014 | 8.2268 | 0.01706 | 4.9734 | 0.007166 | 0.04395 | 0.037238 | 0.63723 | 4.5432 | 0.0019509 | 0.692 | 0.592 | 0.47967 | 1.2551 | 0.5087 | 0.0011812 | 3.1826 | 1.7172
1f37113 | MBS_a | 13 | 01m_076010_393x248x546.dat | 0.0663;0.0663;0.1400 | 393;248;546 | (0.1677;69.1162;23.7382) | 110 | 7.85 | 62 | 81.5087 | 60 | Varibar | [5,133,110] | [30,30,100] | 0 | 30 | 185 | abnormal | tracheal aspiration | 5.7221 | 2.4744 | 14.1591 | 23.3202 | 10.0844 | 235.1704 | 1.3282e-13 | 0.084354 | 0.69878 | 0.085845 | 0.011686 | 4.3419 | 0.0397 | 0.001285 | 0.26802 | 0.03728 | 0.62609 | 0.076103 | 0.36826 | 36.4596 | 11.2708 | 0.027967 | 6.2568 | 0.012669 | 0.070592 | 0.06035 | 0.87501 | 5.684 | 0.004091 | 0.99643 | 0.85351 | 0.63307 | 1.5603 | 0.55818 | 0.0029544 | 4.611 | 2.5088
1f37113 | MBS_a | 13 | 01m_076010_393x248x546.dat | 0.0663;0.0663;0.1400 | 393;248;546 | (0.1677;69.1162;23.7382) | 110 | 9.9905 | 69 | 81.5087 | 60 | Varibar | [5,133,110] | [30,30,100] | 0 | 30 | 185 | abnormal | tracheal aspiration | 5.7221 | 2.4744 | 14.1591 | 23.3202 | 10.0844 | 235.1704 | 1.2843e-13 | 0.097508 | 0.78323 | 0.095422 | 0.014158 | 4.6494 | 0.046226 | 0.00054296 | 0.29695 | 0.044248 | 0.5966 | 0.086607 | 0.39545 | 40.7513 | 12.0626 | 0.032028 | 6.5669 | 0.015816 | 0.080814 | 0.070046 | 0.92634 | 5.8932 | 0.0052038 | 1.1012 | 0.93886 | 0.67667 | 1.6303 | 0.56876 | 0.0030347 | 5.0666 | 2.7672
1f37113 | MBS_a | 13 | 01m_076010_393x248x546.dat | 0.0663;0.0663;0.1400 | 393;248;546 | (0.1677;69.1162;23.7382) | 60 | 2.5 | 38 | 81.5087 | 60 | Varibar | [5,133,110] | [30,30,100] | 0 | 30 | 185 | abnormal | tracheal aspiration | 5.7221 | 2.4744 | 14.1591 | 23.3202 | 10.0844 | 235.1704 | 2.0774e-13 | 0.026086 | 0.26388 | 0.033715 | 0.0025202 | 2.381 | 0.010102 | 0.00022543 | 0.10735 | 0.0094482 | 0.30732 | 0.024039 | 0.17436 | 13.2048 | 5.7128 | 0.0060744 | 3.9741 | 0.0026079 | 0.020439 | 0.016223 | 0.44152 | 3.6456 | 0.00061913 | 0.43806 | 0.37386 | 0.35848 | 1.0172 | 0.47047 | 5.3899e-05 | 1.9735 | 1.0425
1f37113 | MBS_a | 13 | 01m_076010_393x248x546.dat | 0.0663;0.0663;0.1400 | 393;248;546 | (0.1677;69.1162;23.7382) | 60 | 5.7448 | 47 | 81.5087 | 60 | Varibar | [5,133,110] | [30,30,100] | 0 | 30 | 185 | abnormal | tracheal aspiration | 5.7221 | 2.4744 | 14.1591 | 23.3202 | 10.0844 | 235.1704 | 1.349e-13 | 0.057775 | 0.57698 | 0.064675 | 0.0066378 | 3.9484 | 0.029438 | 0.0011701 | 0.23144 | 0.025798 | 0.55516 | 0.059079 | 0.33863 | 29.9263 | 10.2915 | 0.017198 | 5.9619 | 0.0078563 | 0.051437 | 0.045298 | 0.82336 | 5.6555 | 0.0018651 | 0.84783 | 0.73697 | 0.59144 | 1.4943 | 0.5526 | 0.00068333 | 3.9528 | 2.1348
1f37113 | MBS_a | 13 | 01m_076010_393x248x546.dat | 0.0663;0.0663;0.1400 | 393;248;546 | (0.1677;69.1162;23.7382) | 60 | 6.3535 | 49 | 81.5087 | 60 | Varibar | [5,133,110] | [30,30,100] | 0 | 30 | 185 | abnormal | tracheal aspiration | 5.7221 | 2.4744 | 14.1591 | 23.3202 | 10.0844 | 235.1704 | 1.288e-13 | 0.066892 | 0.6293 | 0.073452 | 0.0078492 | 4.1767 | 0.036893 | 0.0017434 | 0.25219 | 0.029121 | 0.55695 | 0.06552 | 0.36162 | 33.2098 | 11.0666 | 0.020485 | 6.1934 | 0.0090363 | 0.05941 | 0.048653 | 0.87933 | 5.8785 | 0.002166 | 0.9116 | 0.79404 | 0.62434 | 1.55 | 0.56116 | 0.00043956 | 4.3146 | 2.3343
1f37113 | MBS_a | 13 | 01m_076010_393x248x546.dat | 0.0663;0.0663;0.1400 | 393;248;546 | (0.1677;69.1162;23.7382) | 80 | 2.9 | 44 | 81.5087 | 60 | Varibar | [5,133,110] | [30,30,100] | 0 | 30 | 185 | abnormal | tracheal aspiration | 5.7221 | 2.4744 | 14.1591 | 23.3202 | 10.0844 | 235.1704 | 1.8601e-13 | 0.038087 | 0.34906 | 0.040114 | 0.0041611 | 2.7723 | 0.013795 | 0.00060427 | 0.1395 | 0.014736 | 0.39239 | 0.034621 | 0.21332 | 18.211 | 6.8717 | 0.010307 | 4.3887 | 0.0043824 | 0.029588 | 0.025857 | 0.5256 | 4.0807 | 0.0011971 | 0.54578 | 0.46849 | 0.41178 | 1.1155 | 0.48685 | 0.00044414 | 2.5305 | 1.3533
1f37113 | MBS_a | 13 | 01m_076010_393x248x546.dat | 0.0663;0.0663;0.1400 | 393;248;546 | (0.1677;69.1162;23.7382) | 80 | 7.702 | 57 | 81.5087 | 60 | Varibar | [5,133,110] | [30,30,100] | 0 | 30 | 185 | abnormal | tracheal aspiration | 5.7221 | 2.4744 | 14.1591 | 23.3202 | 10.0844 | 235.1704 | 1.2434e-13 | 0.088892 | 0.71824 | 0.088996 | 0.011391 | 4.4248 | 0.045631 | 0.0020337 | 0.2816 | 0.037065 | 0.64018 | 0.077875 | 0.38958 | 38.9819 | 11.9621 | 0.02792 | 6.4297 | 0.012091 | 0.07094 | 0.062141 | 0.92583 | 5.9812 | 0.0037881 | 1.0207 | 0.88494 | 0.64871 | 1.6054 | 0.56837 | 0.0041349 | 4.8814 | 2.6625
1f37113 | MBS_a | 13 | 01m_076010_393x248x546.dat | 0.0663;0.0663;0.1400 | 393;248;546 | (0.1677;69.1162;23.7382) | 80 | 8.502 | 60 | 81.5087 | 60 | Varibar | [5,133,110] | [30,30,100] | 0 | 30 | 185 | abnormal | tracheal aspiration | 5.7221 | 2.4744 | 14.1591 | 23.3202 | 10.0844 | 235.1704 | 1.2127e-13 | 0.096091 | 0.76232 | 0.088472 | 0.012458 | 4.5574 | 0.047711 | 0.0014564 | 0.29444 | 0.040613 | 0.69269 | 0.083854 | 0.40407 | 41.7482 | 12.4441 | 0.030319 | 6.5903 | 0.013396 | 0.077473 | 0.066907 | 0.95193 | 6.0661 | 0.0039573 | 1.0748 | 0.93153 | 0.66617 | 1.6413 | 0.57285 | 0.0011324 | 5.1598 | 2.8215
1f37113 | MBS_a | 1 | 01m_076010_393x248x546.dat | 0.0663;0.0663;0.1400 | 393;248;546 | (0.1677;69.1162;23.7226) | 110 | 3.9 | 52 | 81.5087 | 60 | Varibar | [5] | [0] | 0 | 10 | 185 | abnormal | tracheal aspiration | 5.7221 | 8.6242 | 49.3488 | 23.3202 | 35.1474 | 819.6433 | 2.1593e-13 | 0.4922 | 1.2785 | 1.1665 | 0.029543 | 1.3423 | 0.13785 | 0.0025136 | 1.297 | 0.11739 | 1.573 | 0.41229 | 1.5719 | 1.605 | 1.4643 | 0.081623 | 1.6701 | 0.033014 | 0.27385 | 0.30857 | 1.393 | 1.8488 | 0.0076557 | 0.85894 | 0.8303 | 0.35155 | 0.64914 | 0.50981 | 0.0036894 | 0.79056 | 0.76516
1f37113 | MBS_a | 1 | 01m_076010_393x248x546.dat | 0.0663;0.0663;0.1400 | 393;248;546 | (0.1677;69.1162;23.7226) | 110 | 7.85 | 62 | 81.5087 | 60 | Varibar | [5] | [0] | 0 | 10 | 185 | abnormal | tracheal aspiration | 5.7221 | 8.6242 | 49.3488 | 23.3202 | 35.1474 | 819.6433 | 1.7246e-13 | 0.70799 | 1.7751 | 1.3695 | 0.048764 | 1.855 | 0.20408 | 0.005039 | 1.7268 | 0.18194 | 1.8395 | 0.56286 | 1.9524 | 2.0892 | 1.8478 | 0.13055 | 2.1416 | 0.054025 | 0.42046 | 0.4511 | 1.8542 | 2.3844 | 0.01321 | 1.1893 | 1.1433 | 0.45692 | 0.82732 | 0.56264 | 0.0081144 | 1.0573 | 0.98683
1f37113 | MBS_a | 1 | 01m_076010_393x248x546.dat | 0.0663;0.0663;0.1400 | 393;248;546 | (0.1677;69.1162;23.7226) | 110 | 9.9905 | 69 | 81.5087 | 60 | Varibar | [5] | [0] | 0 | 10 | 185 | abnormal | tracheal aspiration | 5.7221 | 8.6242 | 49.3488 | 23.3202 | 35.1474 | 819.6433 | 1.6676e-13 | 0.77189 | 1.9159 | 1.444 | 0.056536 | 1.9887 | 0.2384 | 0.0054936 | 1.8186 | 0.20582 | 1.9486 | 0.59878 | 2.0215 | 2.1971 | 1.9433 | 0.14777 | 2.259 | 0.063595 | 0.46938 | 0.50473 | 1.9604 | 2.4848 | 0.015829 | 1.2954 | 1.2353 | 0.48594 | 0.87229 | 0.57398 | 0.0099611 | 1.1253 | 1.0458
1f37113 | MBS_a | 1 | 01m_076010_393x248x546.dat | 0.0663;0.0663;0.1400 | 393;248;546 | (0.1677;69.1162;23.7226) | 60 | 2.5 | 38 | 81.5087 | 60 | Varibar | [5] | [0] | 0 | 10 | 185 | abnormal | tracheal aspiration | 5.7221 | 8.6242 | 49.3488 | 23.3202 | 35.1474 | 819.6433 | 2.6978e-13 | 0.32841 | 0.87807 | 0.98011 | 0.013281 | 0.96477 | 0.07271 | 0.00077047 | 0.96314 | 0.062579 | 1.346 | 0.29018 | 1.2863 | 1.2341 | 1.1739 | 0.038872 | 1.2971 | 0.014652 | 0.15301 | 0.18988 | 1.033 | 1.4496 | 0.0030822 | 0.58565 | 0.57247 | 0.27275 | 0.5078 | 0.46881 | 0.0012323 | 0.586 | 0.58825
1f37113 | MBS_a | 1 | 01m_076010_393x248x546.dat | 0.0663;0.0663;0.1400 | 393;248;546 | (0.1677;69.1162;23.7226) | 60 | 5.7448 | 47 | 81.5087 | 60 | Varibar | [5] | [0] | 0 | 10 | 185 | abnormal | tracheal aspiration | 5.7221 | 8.6242 | 49.3488 | 23.3202 | 35.1474 | 819.6433 | 1.7517e-13 | 0.62646 | 1.6129 | 1.255 | 0.035814 | 1.6535 | 0.17956 | 0.0026134 | 1.6379 | 0.14918 | 1.7578 | 0.526 | 1.9215 | 1.9795 | 1.7459 | 0.099838 | 2.0106 | 0.03934 | 0.34252 | 0.38827 | 1.7529 | 2.3279 | 0.0090088 | 1.0461 | 1.0282 | 0.42353 | 0.77936 | 0.55412 | 0.0038313 | 0.97577 | 0.92065
1f37113 | MBS_a | 1 | 01m_076010_393x248x546.dat | 0.0663;0.0663;0.1400 | 393;248;546 | (0.1677;69.1162;23.7226) | 60 | 6.3535 | 49 | 81.5087 | 60 | Varibar | [5] | [0] | 0 | 10 | 185 | abnormal | tracheal aspiration | 5.7221 | 8.6242 | 49.3488 | 23.3202 | 35.1474 | 819.6433 | 1.6725e-13 | 0.67748 | 1.7132 | 1.293 | 0.039944 | 1.7529 | 0.18171 | 0.0032032 | 1.72 | 0.16389 | 1.7495 | 0.55756 | 1.9876 | 2.0698 | 1.8138 | 0.11151 | 2.1029 | 0.044388 | 0.37406 | 0.41597 | 1.8376 | 2.4331 | 0.010032 | 1.1151 | 1.096 | 0.44121 | 0.81338 | 0.56407 | 0.0052746 | 1.0263 | 0.96318
1f37113 | MBS_a | 1 | 01m_076010_393x248x546.dat | 0.0663;0.0663;0.1400 | 393;248;546 | (0.1677;69.1162;23.7226) | 80 | 2.9 | 44 | 81.5087 | 60 | Varibar | [5] | [0] | 0 | 10 | 185 | abnormal | tracheal aspiration | 5.7221 | 8.6242 | 49.3488 | 23.3202 | 35.1474 | 819.6433 | 2.4154e-13 | 0.39618 | 1.048 | 1.0481 | 0.020608 | 1.1239 | 0.10227 | 0.0015437 | 1.106 | 0.086602 | 1.4472 | 0.34389 | 1.4072 | 1.3848 | 1.2896 | 0.057741 | 1.4521 | 0.023112 | 0.20329 | 0.24247 | 1.188 | 1.631 | 0.0049316 | 0.70206 | 0.68501 | 0.3048 | 0.56764 | 0.48612 | 0.0019583 | 0.6718 | 0.66248
1f37113 | MBS_a | 1 | 01m_076010_393x248x546.dat | 0.0663;0.0663;0.1400 | 393;248;546 | (0.1677;69.1162;23.7226) | 80 | 7.702 | 57 | 81.5087 | 60 | Varibar | [5] | [0] | 0 | 10 | 185 | abnormal | tracheal aspiration | 5.7221 | 8.6242 | 49.3488 | 23.3202 | 35.1474 | 819.6433 | 1.6144e-13 | 0.73127 | 1.836 | 1.3763 | 0.049688 | 1.884 | 0.20458 | 0.0043154 | 1.7993 | 0.19037 | 1.7952 | 0.59108 | 2.0298 | 2.18 | 1.8931 | 0.13396 | 2.2074 | 0.055883 | 0.42833 | 0.46452 | 1.9218 | 2.511 | 0.012054 | 1.2244 | 1.1922 | 0.46582 | 0.85231 | 0.57293 | 0.0065416 | 1.0882 | 1.0182
1f37113 | MBS_a | 1 | 01m_076010_393x248x546.dat | 0.0663;0.0663;0.1400 | 393;248;546 | (0.1677;69.1162;23.7226) | 80 | 8.502 | 60 | 81.5087 | 60 | Varibar | [5] | [0] | 0 | 10 | 185 | abnormal | tracheal aspiration | 5.7221 | 8.6242 | 49.3488 | 23.3202 | 35.1474 | 819.6433 | 1.5745e-13 | 0.77061 | 1.9076 | 1.4089 | 0.054576 | 1.9587 | 0.22884 | 0.0031233 | 1.8444 | 0.20192 | 1.8385 | 0.61254 | 2.0662 | 2.2459 | 1.9471 | 0.14352 | 2.2747 | 0.060206 | 0.45331 | 0.49011 | 1.9798 | 2.5509 | 0.014449 | 1.2796 | 1.2432 | 0.48667 | 0.87587 | 0.57879 | 0.0074164 | 1.1269 | 1.0484
1f37113 | MBS_a | 2 | 01m_076010_393x248x546.dat | 0.0663;0.0663;0.1400 | 393;248;546 | (0.1677;69.1162;23.7382) | 110 | 3.9 | 52 | 81.5087 | 60 | Varibar | [5] | [0] | 0 | 10 | 185 | abnormal | tracheal aspiration | 5.7221 | 2.4744 | 14.1591 | 23.3202 | 10.0844 | 235.1704 | 1.663e-13 | 0.059676 | 0.46893 | 0.055997 | 0.006899 | 3.2653 | 0.027836 | 0.00046489 | 0.19085 | 0.025293 | 0.50711 | 0.050818 | 0.27528 | 1.9152 | 4.6579 | 0.018375 | 5.1215 | 0.0075659 | 0.048038 | 0.041451 | 0.66417 | 4.5959 | 0.0021004 | 0.70689 | 0.60488 | 0.49183 | 1.2769 | 0.51264 | 0.0016582 | 1.22 | 0.60647
1f37113 | MBS_a | 2 | 01m_076010_393x248x546.dat | 0.0663;0.0663;0.1400 | 393;248;546 | (0.1677;69.1162;23.7382) | 110 | 7.85 | 62 | 81.5087 | 60 | Varibar | [5] | [0] | 0 | 10 | 185 | abnormal | tracheal aspiration | 5.7221 | 2.4744 | 14.1591 | 23.3202 | 10.0844 | 235.1704 | 1.3282e-13 | 0.092937 | 0.70895 | 0.089542 | 0.012412 | 4.3782 | 0.043038 | 0.0013219 | 0.28698 | 0.040735 | 0.61005 | 0.080567 | 0.38721 | 2.4894 | 5.7473 | 0.029961 | 6.436 | 0.013503 | 0.077254 | 0.066232 | 0.91612 | 5.758 | 0.0043283 | 1.0182 | 0.87253 | 0.64414 | 1.5867 | 0.56339 | 0.0020739 | 1.5874 | 0.79853
1f37113 | MBS_a | 2 | 01m_076010_393x248x546.dat | 0.0663;0.0663;0.1400 | 393;248;546 | (0.1677;69.1162;23.7382) | 110 | 9.9905 | 69 | 81.5087 | 60 | Varibar | [5] | [0] | 0 | 10 | 185 | abnormal | tracheal aspiration | 5.7221 | 2.4744 | 14.1591 | 23.3202 | 10.0844 | 235.1704 | 1.2843e-13 | 0.10963 | 0.79467 | 0.10084 | 0.015117 | 4.6883 | 0.050221 | 0.00061567 | 0.31681 | 0.048486 | 0.6301 | 0.091669 | 0.41623 | 2.6244 | 5.9643 | 0.034511 | 6.7309 | 0.016897 | 0.088671 | 0.07752 | 0.96613 | 5.9222 | 0.0053708 | 1.1247 | 0.9594 | 0.6849 | 1.6557 | 0.57465 | 0.0030786 | 1.6796 | 0.84607
1f37113 | MBS_a | 2 | 01m_076010_393x248x546.dat | 0.0663;0.0663;0.1400 | 393;248;546 | (0.1677;69.1162;23.7382) | 60 | 2.5 | 38 | 81.5087 | 60 | Varibar | [5] | [0] | 0 | 10 | 185 | abnormal | tracheal aspiration | 5.7221 | 2.4744 | 14.1591 | 23.3202 | 10.0844 | 235.1704 | 2.0774e-13 | 0.028172 | 0.26676 | 0.034963 | 0.0027082 | 2.4032 | 0.010392 | 0.00022543 | 0.1145 | 0.010299 | 0.31281 | 0.025127 | 0.18404 | 1.5036 | 3.7853 | 0.0067001 | 4.1128 | 0.0028063 | 0.022656 | 0.018108 | 0.46435 | 3.7283 | 0.00061918 | 0.44712 | 0.38157 | 0.36946 | 1.0359 | 0.47302 | 5.3899e-05 | 0.93348 | 0.45712
1f37113 | MBS_a | 2 | 01m_076010_393x248x546.dat | 0.0663;0.0663;0.1400 | 393;248;546 | (0.1677;69.1162;23.7382) | 60 | 5.7448 | 47 | 81.5087 | 60 | Varibar | [5] | [0] | 0 | 10 | 185 | abnormal | tracheal aspiration | 5.7221 | 2.4744 | 14.1591 | 23.3202 | 10.0844 | 235.1704 | 1.349e-13 | 0.064693 | 0.58505 | 0.069099 | 0.0070535 | 3.9821 | 0.031031 | 0.0011701 | 0.24761 | 0.028485 | 0.57721 | 0.062159 | 0.35755 | 2.3787 | 5.5232 | 0.019291 | 6.1812 | 0.0084375 | 0.056418 | 0.051047 | 0.86006 | 5.7444 | 0.0020194 | 0.8678 | 0.75427 | 0.60527 | 1.525 | 0.55794 | 0.00068333 | 1.4806 | 0.74835
1f37113 | MBS_a | 2 | 01m_076010_393x248x546.dat | 0.0663;0.0663;0.1400 | 393;248;546 | (0.1677;69.1162;23.7382) | 60 | 6.3535 | 49 | 81.5087 | 60 | Varibar | [5] | [0] | 0 | 10 | 185 | abnormal | tracheal aspiration | 5.7221 | 2.4744 | 14.1591 | 23.3202 | 10.0844 | 235.1704 | 1.288e-13 | 0.074967 | 0.63869 | 0.077685 | 0.0084269 | 4.2114 | 0.037894 | 0.0017434 | 0.27041 | 0.031929 | 0.57667 | 0.069163 | 0.3823 | 2.5007 | 5.7168 | 0.022687 | 6.4191 | 0.0096054 | 0.065088 | 0.054233 | 0.91831 | 5.9566 | 0.0024372 | 0.93362 | 0.81319 | 0.63748 | 1.5818 | 0.56689 | 0.00049751 | 1.5551 | 0.78704
1f37113 | MBS_a | 2 | 01m_076010_393x248x546.dat | 0.0663;0.0663;0.1400 | 393;248;546 | (0.1677;69.1162;23.7382) | 80 | 2.9 | 44 | 81.5087 | 60 | Varibar | [5] | [0] | 0 | 10 | 185 | abnormal | tracheal aspiration | 5.7221 | 2.4744 | 14.1591 | 23.3202 | 10.0844 | 235.1704 | 1.8601e-13 | 0.042244 | 0.3536 | 0.042235 | 0.0043745 | 2.8007 | 0.014 | 0.00060427 | 0.14832 | 0.016106 | 0.40017 | 0.036376 | 0.22489 | 1.6793 | 4.1516 | 0.011014 | 4.5394 | 0.0047076 | 0.032852 | 0.028856 | 0.55336 | 4.1577 | 0.0012464 | 0.55765 | 0.47869 | 0.4231 | 1.1358 | 0.48997 | 0.00044414 | 1.0597 | 0.52378
1f37113 | MBS_a | 2 | 01m_076010_393x248x546.dat | 0.0663;0.0663;0.1400 | 393;248;546 | (0.1677;69.1162;23.7382) | 80 | 7.702 | 57 | 81.5087 | 60 | Varibar | [5] | [0] | 0 | 10 | 185 | abnormal | tracheal aspiration | 5.7221 | 2.4744 | 14.1591 | 23.3202 | 10.0844 | 235.1704 | 1.2434e-13 | 0.097883 | 0.72949 | 0.09247 | 0.012054 | 4.4546 | 0.049466 | 0.0020201 | 0.30148 | 0.040998 | 0.66163 | 0.082779 | 0.41117 | 2.5648 | 5.8928 | 0.030325 | 6.6372 | 0.012882 | 0.077879 | 0.069046 | 0.96484 | 6.0585 | 0.0040302 | 1.0449 | 0.90618 | 0.65893 | 1.6353 | 0.57408 | 0.0048342 | 1.627 | 0.82783
1f37113 | MBS_a | 2 | 01m_076010_393x248x546.dat | 0.0663;0.0663;0.1400 | 393;248;546 | (0.1677;69.1162;23.7382) | 80 | 8.502 | 60 | 81.5087 | 60 | Varibar | [5] | [0] | 0 | 10 | 185 | abnormal | tracheal aspiration | 5.7221 | 2.4744 | 14.1591 | 23.3202 | 10.0844 | 235.1704 | 1.2127e-13 | 0.10573 | 0.77466 | 0.0953 | 0.013437 | 4.5972 | 0.051832 | 0.0015406 | 0.31748 | 0.044805 | 0.71648 | 0.089099 | 0.42691 | 2.6353 | 6.0101 | 0.032623 | 6.7887 | 0.014389 | 0.085141 | 0.07461 | 0.99497 | 6.129 | 0.0043174 | 1.1003 | 0.9539 | 0.67737 | 1.6712 | 0.57897 | 0.0011324 | 1.6721 | 0.85131
1f37113 | MBS_a | 3 | 01m_076010_393x248x546.dat | 0.0663;0.0663;0.1400 | 393;248;546 | (0.1677;69.1162;23.7226) | 110 | 3.9 | 52 | 81.5087 | 60 | Varibar | [5] | [0] | 0 | 10 | 185 | abnormal | tracheal aspiration | 5.7221 | 8.6242 | 49.3488 | 23.3202 | 35.1474 | 819.6433 | 2.1593e-13 | 0.4922 | 1.2785 | 1.1665 | 0.029543 | 1.3423 | 0.13785 | 0.0025136 | 1.297 | 0.11739 | 1.573 | 0.41229 | 1.5719 | 1.605 | 1.4643 | 0.081623 | 1.6701 | 0.033014 | 0.27385 | 0.30857 | 1.393 | 1.8488 | 0.0076557 | 0.85894 | 0.8303 | 0.35155 | 0.64914 | 0.50981 | 0.0036894 | 0.79056 | 0.76516
1f37113 | MBS_a | 3 | 01m_076010_393x248x546.dat | 0.0663;0.0663;0.1400 | 393;248;546 | (0.1677;69.1162;23.7226) | 110 | 7.85 | 62 | 81.5087 | 60 | Varibar | [5] | [0] | 0 | 10 | 185 | abnormal | tracheal aspiration | 5.7221 | 8.6242 | 49.3488 | 23.3202 | 35.1474 | 819.6433 | 1.7246e-13 | 0.70799 | 1.7751 | 1.3695 | 0.048764 | 1.855 | 0.20408 | 0.005039 | 1.7268 | 0.18194 | 1.8395 | 0.56286 | 1.9524 | 2.0892 | 1.8478 | 0.13055 | 2.1416 | 0.054025 | 0.42046 | 0.4511 | 1.8542 | 2.3844 | 0.01321 | 1.1893 | 1.1433 | 0.45692 | 0.82732 | 0.56264 | 0.0081144 | 1.0573 | 0.98683
1f37113 | MBS_a | 3 | 01m_076010_393x248x546.dat | 0.0663;0.0663;0.1400 | 393;248;546 | (0.1677;69.1162;23.7226) | 110 | 9.9905 | 69 | 81.5087 | 60 | Varibar | [5] | [0] | 0 | 10 | 185 | abnormal | tracheal aspiration | 5.7221 | 8.6242 | 49.3488 | 23.3202 | 35.1474 | 819.6433 | 1.6676e-13 | 0.77189 | 1.9159 | 1.444 | 0.056536 | 1.9887 | 0.2384 | 0.0054936 | 1.8186 | 0.20582 | 1.9486 | 0.59878 | 2.0215 | 2.1971 | 1.9433 | 0.14777 | 2.259 | 0.063595 | 0.46938 | 0.50473 | 1.9604 | 2.4848 | 0.015829 | 1.2954 | 1.2353 | 0.48594 | 0.87229 | 0.57398 | 0.0099611 | 1.1253 | 1.0458
1f37113 | MBS_a | 3 | 01m_076010_393x248x546.dat | 0.0663;0.0663;0.1400 | 393;248;546 | (0.1677;69.1162;23.7226) | 60 | 2.5 | 38 | 81.5087 | 60 | Varibar | [5] | [0] | 0 | 10 | 185 | abnormal | tracheal aspiration | 5.7221 | 8.6242 | 49.3488 | 23.3202 | 35.1474 | 819.6433 | 2.6978e-13 | 0.32841 | 0.87807 | 0.98011 | 0.013281 | 0.96477 | 0.07271 | 0.00077047 | 0.96314 | 0.062579 | 1.346 | 0.29018 | 1.2863 | 1.2341 | 1.1739 | 0.038872 | 1.2971 | 0.014652 | 0.15301 | 0.18988 | 1.033 | 1.4496 | 0.0030822 | 0.58565 | 0.57247 | 0.27275 | 0.5078 | 0.46881 | 0.0012323 | 0.586 | 0.58825
1f37113 | MBS_a | 3 | 01m_076010_393x248x546.dat | 0.0663;0.0663;0.1400 | 393;248;546 | (0.1677;69.1162;23.7226) | 60 | 5.7448 | 47 | 81.5087 | 60 | Varibar | [5] | [0] | 0 | 10 | 185 | abnormal | tracheal aspiration | 5.7221 | 8.6242 | 49.3488 | 23.3202 | 35.1474 | 819.6433 | 1.7517e-13 | 0.62646 | 1.6129 | 1.255 | 0.035814 | 1.6535 | 0.17956 | 0.0026134 | 1.6379 | 0.14918 | 1.7578 | 0.526 | 1.9215 | 1.9795 | 1.7459 | 0.099838 | 2.0106 | 0.03934 | 0.34252 | 0.38827 | 1.7529 | 2.3279 | 0.0090088 | 1.0461 | 1.0282 | 0.42353 | 0.77936 | 0.55412 | 0.0038313 | 0.97577 | 0.92065
1f37113 | MBS_a | 3 | 01m_076010_393x248x546.dat | 0.0663;0.0663;0.1400 | 393;248;546 | (0.1677;69.1162;23.7226) | 60 | 6.3535 | 49 | 81.5087 | 60 | Varibar | [5] | [0] | 0 | 10 | 185 | abnormal | tracheal aspiration | 5.7221 | 8.6242 | 49.3488 | 23.3202 | 35.1474 | 819.6433 | 1.6725e-13 | 0.67748 | 1.7132 | 1.293 | 0.039944 | 1.7529 | 0.18171 | 0.0032032 | 1.72 | 0.16389 | 1.7495 | 0.55756 | 1.9876 | 2.0698 | 1.8138 | 0.11151 | 2.1029 | 0.044388 | 0.37406 | 0.41597 | 1.8376 | 2.4331 | 0.010032 | 1.1151 | 1.096 | 0.44121 | 0.81338 | 0.56407 | 0.0052746 | 1.0263 | 0.96318
1f37113 | MBS_a | 3 | 01m_076010_393x248x546.dat | 0.0663;0.0663;0.1400 | 393;248;546 | (0.1677;69.1162;23.7226) | 80 | 2.9 | 44 | 81.5087 | 60 | Varibar | [5] | [0] | 0 | 10 | 185 | abnormal | tracheal aspiration | 5.7221 | 8.6242 | 49.3488 | 23.3202 | 35.1474 | 819.6433 | 2.4154e-13 | 0.39618 | 1.048 | 1.0481 | 0.020608 | 1.1239 | 0.10227 | 0.0015437 | 1.106 | 0.086602 | 1.4472 | 0.34389 | 1.4072 | 1.3848 | 1.2896 | 0.057741 | 1.4521 | 0.023112 | 0.20329 | 0.24247 | 1.188 | 1.631 | 0.0049316 | 0.70206 | 0.68501 | 0.3048 | 0.56764 | 0.48612 | 0.0019583 | 0.6718 | 0.66248
1f37113 | MBS_a | 3 | 01m_076010_393x248x546.dat | 0.0663;0.0663;0.1400 | 393;248;546 | (0.1677;69.1162;23.7226) | 80 | 7.702 | 57 | 81.5087 | 60 | Varibar | [5] | [0] | 0 | 10 | 185 | abnormal | tracheal aspiration | 5.7221 | 8.6242 | 49.3488 | 23.3202 | 35.1474 | 819.6433 | 1.6144e-13 | 0.73127 | 1.836 | 1.3763 | 0.049688 | 1.884 | 0.20458 | 0.0043154 | 1.7993 | 0.19037 | 1.7952 | 0.59108 | 2.0298 | 2.18 | 1.8931 | 0.13396 | 2.2074 | 0.055883 | 0.42833 | 0.46452 | 1.9218 | 2.511 | 0.012054 | 1.2244 | 1.1922 | 0.46582 | 0.85231 | 0.57293 | 0.0065416 | 1.0882 | 1.0182
1f37113 | MBS_a | 3 | 01m_076010_393x248x546.dat | 0.0663;0.0663;0.1400 | 393;248;546 | (0.1677;69.1162;23.7226) | 80 | 8.502 | 60 | 81.5087 | 60 | Varibar | [5] | [0] | 0 | 10 | 185 | abnormal | tracheal aspiration | 5.7221 | 8.6242 | 49.3488 | 23.3202 | 35.1474 | 819.6433 | 1.5745e-13 | 0.77061 | 1.9076 | 1.4089 | 0.054576 | 1.9587 | 0.22884 | 0.0031233 | 1.8444 | 0.20192 | 1.8385 | 0.61254 | 2.0662 | 2.2459 | 1.9471 | 0.14352 | 2.2747 | 0.060206 | 0.45331 | 0.49011 | 1.9798 | 2.5509 | 0.014449 | 1.2796 | 1.2432 | 0.48667 | 0.87587 | 0.57879 | 0.0074164 | 1.1269 | 1.0484
1f37113 | MBS_a | 4 | 01m_076010_393x248x546.dat | 0.0663;0.0663;0.1400 | 393;248;546 | (0.1677;69.1162;23.7382) | 110 | 3.9 | 52 | 81.5087 | 60 | Varibar | [5,133] | [30,30] | 0 | 10 | 185 | abnormal | tracheal aspiration | 5.7221 | 2.4744 | 14.1591 | 23.3202 | 10.0844 | 235.1704 | 1.663e-13 | 0.058942 | 0.46436 | 0.053813 | 0.0067746 | 3.2398 | 0.028108 | 0.00046489 | 0.18754 | 0.024779 | 0.49595 | 0.049951 | 0.2721 | 1.9092 | 8.2352 | 0.017914 | 4.9883 | 0.0074811 | 0.047079 | 0.04092 | 0.65785 | 4.5852 | 0.0020709 | 0.69846 | 0.59832 | 0.48285 | 1.2619 | 0.51025 | 0.0016582 | 1.4881 | 0.63473
1f37113 | MBS_a | 4 | 01m_076010_393x248x546.dat | 0.0663;0.0663;0.1400 | 393;248;546 | (0.1677;69.1162;23.7382) | 110 | 7.85 | 62 | 81.5087 | 60 | Varibar | [5,133] | [30,30] | 0 | 10 | 185 | abnormal | tracheal aspiration | 5.7221 | 2.4744 | 14.1591 | 23.3202 | 10.0844 | 235.1704 | 1.3282e-13 | 0.09119 | 0.70154 | 0.087983 | 0.012138 | 4.3475 | 0.042367 | 0.001285 | 0.28127 | 0.040119 | 0.62341 | 0.079137 | 0.38259 | 2.4781 | 11.2829 | 0.02927 | 6.2755 | 0.013252 | 0.075523 | 0.06437 | 0.9043 | 5.7438 | 0.0043075 | 1.0055 | 0.86248 | 0.63641 | 1.5684 | 0.56023 | 0.0020739 | 2.0039 | 0.84309
1f37113 | MBS_a | 4 | 01m_076010_393x248x546.dat | 0.0663;0.0663;0.1400 | 393;248;546 | (0.1677;69.1162;23.7382) | 110 | 9.9905 | 69 | 81.5087 | 60 | Varibar | [5,133] | [30,30] | 0 | 10 | 185 | abnormal | tracheal aspiration | 5.7221 | 2.4744 | 14.1591 | 23.3202 | 10.0844 | 235.1704 | 1.2843e-13 | 0.10772 | 0.78642 | 0.097119 | 0.014917 | 4.661 | 0.049585 | 0.00061567 | 0.31137 | 0.047478 | 0.59926 | 0.090026 | 0.41077 | 2.6118 | 12.0782 | 0.03354 | 6.5854 | 0.016532 | 0.086522 | 0.075551 | 0.95429 | 5.9052 | 0.0053828 | 1.1109 | 0.94846 | 0.68008 | 1.6382 | 0.57102 | 0.0030786 | 2.1413 | 0.89553
1f37113 | MBS_a | 4 | 01m_076010_393x248x546.dat | 0.0663;0.0663;0.1400 | 393;248;546 | (0.1677;69.1162;23.7382) | 60 | 2.5 | 38 | 81.5087 | 60 | Varibar | [5,133] | [30,30] | 0 | 10 | 185 | abnormal | tracheal aspiration | 5.7221 | 2.4744 | 14.1591 | 23.3202 | 10.0844 | 235.1704 | 2.0774e-13 | 0.027768 | 0.26473 | 0.035095 | 0.0026252 | 2.3835 | 0.010064 | 0.00022543 | 0.11276 | 0.010168 | 0.30747 | 0.024859 | 0.18244 | 1.4997 | 5.7162 | 0.0065153 | 3.9878 | 0.0027447 | 0.022048 | 0.017915 | 0.46052 | 3.7144 | 0.00061918 | 0.44233 | 0.37797 | 0.36099 | 1.0232 | 0.47159 | 5.3899e-05 | 1.0765 | 0.47146
1f37113 | MBS_a | 4 | 01m_076010_393x248x546.dat | 0.0663;0.0663;0.1400 | 393;248;546 | (0.1677;69.1162;23.7382) | 60 | 5.7448 | 47 | 81.5087 | 60 | Varibar | [5,133] | [30,30] | 0 | 10 | 185 | abnormal | tracheal aspiration | 5.7221 | 2.4744 | 14.1591 | 23.3202 | 10.0844 | 235.1704 | 1.349e-13 | 0.064456 | 0.57927 | 0.067136 | 0.0068034 | 3.9523 | 0.030585 | 0.0011701 | 0.24395 | 0.028015 | 0.55704 | 0.06122 | 0.35362 | 2.3727 | 10.3019 | 0.018566 | 5.9855 | 0.0083063 | 0.055127 | 0.049967 | 0.85161 | 5.7309 | 0.001932 | 0.85625 | 0.74536 | 0.59532 | 1.5036 | 0.55478 | 0.00068333 | 1.8397 | 0.78623
1f37113 | MBS_a | 4 | 01m_076010_393x248x546.dat | 0.0663;0.0663;0.1400 | 393;248;546 | (0.1677;69.1162;23.7382) | 60 | 6.3535 | 49 | 81.5087 | 60 | Varibar | [5,133] | [30,30] | 0 | 10 | 185 | abnormal | tracheal aspiration | 5.7221 | 2.4744 | 14.1591 | 23.3202 | 10.0844 | 235.1704 | 1.288e-13 | 0.073822 | 0.63191 | 0.075281 | 0.0082126 | 4.1824 | 0.038398 | 0.0017434 | 0.26616 | 0.031444 | 0.55415 | 0.068022 | 0.37792 | 2.4918 | 11.0829 | 0.022054 | 6.2186 | 0.0094649 | 0.063577 | 0.052706 | 0.90961 | 5.9446 | 0.0022623 | 0.92078 | 0.80325 | 0.62763 | 1.5596 | 0.56345 | 0.00049751 | 1.9591 | 0.82986
1f37113 | MBS_a | 4 | 01m_076010_393x248x546.dat | 0.0663;0.0663;0.1400 | 393;248;546 | (0.1677;69.1162;23.7382) | 80 | 2.9 | 44 | 81.5087 | 60 | Varibar | [5,133] | [30,30] | 0 | 10 | 185 | abnormal | tracheal aspiration | 5.7221 | 2.4744 | 14.1591 | 23.3202 | 10.0844 | 235.1704 | 1.8601e-13 | 0.041665 | 0.35039 | 0.041066 | 0.0042736 | 2.778 | 0.014027 | 0.00060427 | 0.14592 | 0.015847 | 0.39314 | 0.035873 | 0.22266 | 1.6729 | 6.8777 | 0.010781 | 4.4028 | 0.0046427 | 0.032046 | 0.02853 | 0.54745 | 4.1433 | 0.0012198 | 0.55108 | 0.47365 | 0.41452 | 1.1218 | 0.48819 | 0.00044414 | 1.263 | 0.5446
1f37113 | MBS_a | 4 | 01m_076010_393x248x546.dat | 0.0663;0.0663;0.1400 | 393;248;546 | (0.1677;69.1162;23.7382) | 80 | 7.702 | 57 | 81.5087 | 60 | Varibar | [5,133] | [30,30] | 0 | 10 | 185 | abnormal | tracheal aspiration | 5.7221 | 2.4744 | 14.1591 | 23.3202 | 10.0844 | 235.1704 | 1.2434e-13 | 0.095816 | 0.72133 | 0.09083 | 0.011848 | 4.4327 | 0.047647 | 0.0024833 | 0.2966 | 0.039994 | 0.64006 | 0.081139 | 0.40602 | 2.5517 | 11.9798 | 0.029588 | 6.4523 | 0.012649 | 0.076327 | 0.067289 | 0.95293 | 6.0415 | 0.0039255 | 1.0306 | 0.89489 | 0.65298 | 1.6144 | 0.57076 | 0.0048342 | 2.0871 | 0.87696
1f37113 | MBS_a | 4 | 01m_076010_393x248x546.dat | 0.0663;0.0663;0.1400 | 393;248;546 | (0.1677;69.1162;23.7382) | 80 | 8.502 | 60 | 81.5087 | 60 | Varibar | [5,133] | [30,30] | 0 | 10 | 185 | abnormal | tracheal aspiration | 5.7221 | 2.4744 | 14.1591 | 23.3202 | 10.0844 | 235.1704 | 1.2127e-13 | 0.10388 | 0.76565 | 0.093148 | 0.013197 | 4.5622 | 0.049457 | 0.0015383 | 0.31053 | 0.04378 | 0.69411 | 0.087367 | 0.42131 | 2.6208 | 12.4639 | 0.031944 | 6.6141 | 0.014006 | 0.083467 | 0.072758 | 0.98087 | 6.1176 | 0.0041713 | 1.0851 | 0.94188 | 0.67051 | 1.6504 | 0.57516 | 0.0011324 | 2.1578 | 0.90349
1f37113 | MBS_a | 5 | 01m_076010_393x248x546.dat | 0.0663;0.0663;0.1400 | 393;248;546 | (0.1677;69.1162;23.7382) | 110 | 3.9 | 52 | 81.5087 | 60 | Varibar | [5,133,110] | [30,30,100] | 0 | 20 | 185 | abnormal | tracheal aspiration | 5.7221 | 2.4744 | 14.1591 | 23.3202 | 10.0844 | 235.1704 | 1.663e-13 | 0.054399 | 0.46257 | 0.053338 | 0.0065256 | 3.2354 | 0.027512 | 0.00046489 | 0.17993 | 0.022987 | 0.48953 | 0.048103 | 0.26128 | 24.0014 | 8.2268 | 0.01706 | 4.9734 | 0.007166 | 0.04395 | 0.037238 | 0.63723 | 4.5432 | 0.0019509 | 0.692 | 0.592 | 0.47967 | 1.2551 | 0.5087 | 0.0011812 | 3.1826 | 1.7172
1f37113 | MBS_a | 5 | 01m_076010_393x248x546.dat | 0.0663;0.0663;0.1400 | 393;248;546 | (0.1677;69.1162;23.7382) | 110 | 7.85 | 62 | 81.5087 | 60 | Varibar | [5,133,110] | [30,30,100] | 0 | 20 | 185 | abnormal | tracheal aspiration | 5.7221 | 2.4744 | 14.1591 | 23.3202 | 10.0844 | 235.1704 | 1.3282e-13 | 0.084354 | 0.69878 | 0.085845 | 0.011686 | 4.3419 | 0.0397 | 0.001285 | 0.26802 | 0.03728 | 0.62609 | 0.076103 | 0.36826 | 36.4596 | 11.2708 | 0.027967 | 6.2568 | 0.012669 | 0.070592 | 0.06035 | 0.87501 | 5.684 | 0.004091 | 0.99643 | 0.85351 | 0.63307 | 1.5603 | 0.55818 | 0.0029544 | 4.611 | 2.5088
1f37113 | MBS_a | 5 | 01m_076010_393x248x546.dat | 0.0663;0.0663;0.1400 | 393;248;546 | (0.1677;69.1162;23.7382) | 110 | 9.9905 | 69 | 81.5087 | 60 | Varibar | [5,133,110] | [30,30,100] | 0 | 20 | 185 | abnormal | tracheal aspiration | 5.7221 | 2.4744 | 14.1591 | 23.3202 | 10.0844 | 235.1704 | 1.2843e-13 | 0.097508 | 0.78323 | 0.095422 | 0.014158 | 4.6494 | 0.046226 | 0.00054296 | 0.29695 | 0.044248 | 0.5966 | 0.086607 | 0.39546 | 40.7513 | 12.0626 | 0.032028 | 6.5669 | 0.015816 | 0.080814 | 0.070046 | 0.92634 | 5.8932 | 0.0052038 | 1.1012 | 0.93886 | 0.67667 | 1.6303 | 0.56876 | 0.0030347 | 5.0666 | 2.7672
1f37113 | MBS_a | 5 | 01m_076010_393x248x546.dat | 0.0663;0.0663;0.1400 | 393;248;546 | (0.1677;69.1162;23.7382) | 60 | 2.5 | 38 | 81.5087 | 60 | Varibar | [5,133,110] | [30,30,100] | 0 | 20 | 185 | abnormal | tracheal aspiration | 5.7221 | 2.4744 | 14.1591 | 23.3202 | 10.0844 | 235.1704 | 2.0774e-13 | 0.026086 | 0.26388 | 0.033715 | 0.0025202 | 2.381 | 0.010102 | 0.00022543 | 0.10735 | 0.0094482 | 0.30732 | 0.024039 | 0.17436 | 13.2048 | 5.7128 | 0.0060744 | 3.9741 | 0.0026079 | 0.020439 | 0.016223 | 0.44152 | 3.6456 | 0.00061913 | 0.43806 | 0.37386 | 0.35848 | 1.0172 | 0.47047 | 5.3899e-05 | 1.9735 | 1.0425
1f37113 | MBS_a | 5 | 01m_076010_393x248x546.dat | 0.0663;0.0663;0.1400 | 393;248;546 | (0.1677;69.1162;23.7382) | 60 | 5.7448 | 47 | 81.5087 | 60 | Varibar | [5,133,110] | [30,30,100] | 0 | 20 | 185 | abnormal | tracheal aspiration | 5.7221 | 2.4744 | 14.1591 | 23.3202 | 10.0844 | 235.1704 | 1.349e-13 | 0.057775 | 0.57698 | 0.064675 | 0.0066378 | 3.9484 | 0.029438 | 0.0011701 | 0.23144 | 0.025798 | 0.55516 | 0.059079 | 0.33863 | 29.9263 | 10.2915 | 0.017198 | 5.9619 | 0.0078563 | 0.051437 | 0.045298 | 0.82336 | 5.6555 | 0.0018651 | 0.84783 | 0.73697 | 0.59144 | 1.4943 | 0.5526 | 0.00068333 | 3.9528 | 2.1348
1f37113 | MBS_a | 5 | 01m_076010_393x248x546.dat | 0.0663;0.0663;0.1400 | 393;248;546 | (0.1677;69.1162;23.7382) | 60 | 6.3535 | 49 | 81.5087 | 60 | Varibar | [5,133,110] | [30,30,100] | 0 | 20 | 185 | abnormal | tracheal aspiration | 5.7221 | 2.4744 | 14.1591 | 23.3202 | 10.0844 | 235.1704 | 1.288e-13 | 0.066892 | 0.6293 | 0.073452 | 0.0078492 | 4.1767 | 0.036893 | 0.0017434 | 0.25219 | 0.029121 | 0.55695 | 0.06552 | 0.36162 | 33.2098 | 11.0666 | 0.020485 | 6.1934 | 0.0090363 | 0.05941 | 0.048653 | 0.87933 | 5.8785 | 0.002166 | 0.9116 | 0.79404 | 0.62434 | 1.55 | 0.56116 | 0.00043956 | 4.3146 | 2.3343
1f37113 | MBS_a | 5 | 01m_076010_393x248x546.dat | 0.0663;0.0663;0.1400 | 393;248;546 | (0.1677;69.1162;23.7382) | 80 | 2.9 | 44 | 81.5087 | 60 | Varibar | [5,133,110] | [30,30,100] | 0 | 20 | 185 | abnormal | tracheal aspiration | 5.7221 | 2.4744 | 14.1591 | 23.3202 | 10.0844 | 235.1704 | 1.8601e-13 | 0.038087 | 0.34906 | 0.040114 | 0.0041611 | 2.7723 | 0.013795 | 0.00060427 | 0.1395 | 0.014736 | 0.39239 | 0.034621 | 0.21332 | 18.211 | 6.8717 | 0.010307 | 4.3887 | 0.0043824 | 0.029588 | 0.025857 | 0.5256 | 4.0807 | 0.0011971 | 0.54578 | 0.46849 | 0.41178 | 1.1155 | 0.4869 | 0.00044414 | 2.5305 | 1.3533
1f37113 | MBS_a | 5 | 01m_076010_393x248x546.dat | 0.0663;0.0663;0.1400 | 393;248;546 | (0.1677;69.1162;23.7382) | 80 | 7.702 | 57 | 81.5087 | 60 | Varibar | [5,133,110] | [30,30,100] | 0 | 20 | 185 | abnormal | tracheal aspiration | 5.7221 | 2.4744 | 14.1591 | 23.3202 | 10.0844 | 235.1704 | 1.2434e-13 | 0.088892 | 0.71824 | 0.088996 | 0.011391 | 4.4248 | 0.045631 | 0.0020337 | 0.28161 | 0.037065 | 0.64018 | 0.077875 | 0.38958 | 38.9819 | 11.9621 | 0.02792 | 6.4297 | 0.012091 | 0.07094 | 0.062141 | 0.92583 | 5.9812 | 0.0037881 | 1.0207 | 0.88494 | 0.64871 | 1.6054 | 0.56837 | 0.0041349 | 4.8814 | 2.6625
1f37113 | MBS_a | 5 | 01m_076010_393x248x546.dat | 0.0663;0.0663;0.1400 | 393;248;546 | (0.1677;69.1162;23.7382) | 80 | 8.502 | 60 | 81.5087 | 60 | Varibar | [5,133,110] | [30,30,100] | 0 | 20 | 185 | abnormal | tracheal aspiration | 5.7221 | 2.4744 | 14.1591 | 23.3202 | 10.0844 | 235.1704 | 1.2127e-13 | 0.096091 | 0.76232 | 0.088472 | 0.012458 | 4.5574 | 0.047711 | 0.0014564 | 0.29444 | 0.040613 | 0.69269 | 0.083846 | 0.40407 | 41.7482 | 12.4441 | 0.030319 | 6.5903 | 0.013396 | 0.077473 | 0.066908 | 0.95193 | 6.0661 | 0.0039573 | 1.0748 | 0.93153 | 0.66617 | 1.6413 | 0.57285 | 0.0011324 | 5.1598 | 2.8215
1f37113 | MBS_a | 6 | 01m_076010_393x248x546.dat | 0.0663;0.0663;0.1400 | 393;248;546 | (0.1677;69.1162;23.7226) | 110 | 3.9 | 52 | 81.5087 | 60 | Varibar | [5] | [0] | 0 | 10 | 185 | abnormal | tracheal aspiration | 5.7221 | 8.6242 | 49.3488 | 23.3202 | 35.1474 | 819.6433 | 2.1593e-13 | 0.4922 | 1.2785 | 1.1665 | 0.029543 | 1.3423 | 0.13785 | 0.0025136 | 1.297 | 0.11739 | 1.573 | 0.41229 | 1.5719 | 1.605 | 1.4643 | 0.081623 | 1.6701 | 0.033014 | 0.27385 | 0.30857 | 1.393 | 1.8488 | 0.0076557 | 0.85894 | 0.8303 | 0.35155 | 0.64914 | 0.50981 | 0.0036894 | 0.79056 | 0.76516
1f37113 | MBS_a | 6 | 01m_076010_393x248x546.dat | 0.0663;0.0663;0.1400 | 393;248;546 | (0.1677;69.1162;23.7226) | 110 | 7.85 | 62 | 81.5087 | 60 | Varibar | [5] | [0] | 0 | 10 | 185 | abnormal | tracheal aspiration | 5.7221 | 8.6242 | 49.3488 | 23.3202 | 35.1474 | 819.6433 | 1.7246e-13 | 0.70799 | 1.7751 | 1.3695 | 0.048764 | 1.855 | 0.20408 | 0.005039 | 1.7268 | 0.18194 | 1.8395 | 0.56286 | 1.9524 | 2.0892 | 1.8478 | 0.13055 | 2.1416 | 0.054025 | 0.42046 | 0.4511 | 1.8542 | 2.3844 | 0.01321 | 1.1893 | 1.1433 | 0.45692 | 0.82732 | 0.56264 | 0.0081144 | 1.0573 | 0.98683
1f37113 | MBS_a | 6 | 01m_076010_393x248x546.dat | 0.0663;0.0663;0.1400 | 393;248;546 | (0.1677;69.1162;23.7226) | 110 | 9.9905 | 69 | 81.5087 | 60 | Varibar | [5] | [0] | 0 | 10 | 185 | abnormal | tracheal aspiration | 5.7221 | 8.6242 | 49.3488 | 23.3202 | 35.1474 | 819.6433 | 1.6676e-13 | 0.77189 | 1.9159 | 1.444 | 0.056536 | 1.9887 | 0.2384 | 0.0054936 | 1.8186 | 0.20582 | 1.9486 | 0.59878 | 2.0215 | 2.1971 | 1.9433 | 0.14777 | 2.259 | 0.063595 | 0.46938 | 0.50473 | 1.9604 | 2.4848 | 0.015829 | 1.2954 | 1.2353 | 0.48594 | 0.87229 | 0.57398 | 0.0099611 | 1.1253 | 1.0458
1f37113 | MBS_a | 6 | 01m_076010_393x248x546.dat | 0.0663;0.0663;0.1400 | 393;248;546 | (0.1677;69.1162;23.7226) | 60 | 2.5 | 38 | 81.5087 | 60 | Varibar | [5] | [0] | 0 | 10 | 185 | abnormal | tracheal aspiration | 5.7221 | 8.6242 | 49.3488 | 23.3202 | 35.1474 | 819.6433 | 2.6978e-13 | 0.32841 | 0.87807 | 0.98011 | 0.013281 | 0.96477 | 0.07271 | 0.00077047 | 0.96314 | 0.062579 | 1.346 | 0.29018 | 1.2863 | 1.2341 | 1.1739 | 0.038872 | 1.2971 | 0.014652 | 0.15301 | 0.18988 | 1.033 | 1.4496 | 0.0030822 | 0.58565 | 0.57247 | 0.27275 | 0.5078 | 0.46881 | 0.0012323 | 0.586 | 0.58825
1f37113 | MBS_a | 6 | 01m_076010_393x248x546.dat | 0.0663;0.0663;0.1400 | 393;248;546 | (0.1677;69.1162;23.7226) | 60 | 5.7448 | 47 | 81.5087 | 60 | Varibar | [5] | [0] | 0 | 10 | 185 | abnormal | tracheal aspiration | 5.7221 | 8.6242 | 49.3488 | 23.3202 | 35.1474 | 819.6433 | 1.7517e-13 | 0.62646 | 1.6129 | 1.255 | 0.035814 | 1.6535 | 0.17956 | 0.0026134 | 1.6379 | 0.14918 | 1.7578 | 0.526 | 1.9215 | 1.9795 | 1.7459 | 0.099838 | 2.0106 | 0.03934 | 0.34252 | 0.38827 | 1.7529 | 2.3279 | 0.0090088 | 1.0461 | 1.0282 | 0.42353 | 0.77936 | 0.55412 | 0.0038313 | 0.97577 | 0.92065
1f37113 | MBS_a | 6 | 01m_076010_393x248x546.dat | 0.0663;0.0663;0.1400 | 393;248;546 | (0.1677;69.1162;23.7226) | 60 | 6.3535 | 49 | 81.5087 | 60 | Varibar | [5] | [0] | 0 | 10 | 185 | abnormal | tracheal aspiration | 5.7221 | 8.6242 | 49.3488 | 23.3202 | 35.1474 | 819.6433 | 1.6725e-13 | 0.67748 | 1.7132 | 1.293 | 0.039944 | 1.7529 | 0.18171 | 0.0032032 | 1.72 | 0.16389 | 1.7495 | 0.55756 | 1.9876 | 2.0698 | 1.8138 | 0.11151 | 2.1029 | 0.044388 | 0.37406 | 0.41597 | 1.8376 | 2.4331 | 0.010032 | 1.1151 | 1.096 | 0.44121 | 0.81338 | 0.56407 | 0.0052746 | 1.0263 | 0.96318
1f37113 | MBS_a | 6 | 01m_076010_393x248x546.dat | 0.0663;0.0663;0.1400 | 393;248;546 | (0.1677;69.1162;23.7226) | 80 | 2.9 | 44 | 81.5087 | 60 | Varibar | [5] | [0] | 0 | 10 | 185 | abnormal | tracheal aspiration | 5.7221 | 8.6242 | 49.3488 | 23.3202 | 35.1474 | 819.6433 | 2.4154e-13 | 0.39618 | 1.048 | 1.0481 | 0.020608 | 1.1239 | 0.10227 | 0.0015437 | 1.106 | 0.086602 | 1.4472 | 0.34389 | 1.4072 | 1.3848 | 1.2896 | 0.057741 | 1.4521 | 0.023112 | 0.20329 | 0.24247 | 1.188 | 1.631 | 0.0049316 | 0.70206 | 0.68501 | 0.3048 | 0.56764 | 0.48612 | 0.0019583 | 0.6718 | 0.66248
1f37113 | MBS_a | 6 | 01m_076010_393x248x546.dat | 0.0663;0.0663;0.1400 | 393;248;546 | (0.1677;69.1162;23.7226) | 80 | 7.702 | 57 | 81.5087 | 60 | Varibar | [5] | [0] | 0 | 10 | 185 | abnormal | tracheal aspiration | 5.7221 | 8.6242 | 49.3488 | 23.3202 | 35.1474 | 819.6433 | 1.6144e-13 | 0.73127 | 1.836 | 1.3763 | 0.049688 | 1.884 | 0.20458 | 0.0043154 | 1.7993 | 0.19037 | 1.7952 | 0.59108 | 2.0298 | 2.18 | 1.8931 | 0.13396 | 2.2074 | 0.055883 | 0.42833 | 0.46452 | 1.9218 | 2.511 | 0.012054 | 1.2244 | 1.1922 | 0.46582 | 0.85231 | 0.57293 | 0.0065416 | 1.0882 | 1.0182
1f37113 | MBS_a | 6 | 01m_076010_393x248x546.dat | 0.0663;0.0663;0.1400 | 393;248;546 | (0.1677;69.1162;23.7226) | 80 | 8.502 | 60 | 81.5087 | 60 | Varibar | [5] | [0] | 0 | 10 | 185 | abnormal | tracheal aspiration | 5.7221 | 8.6242 | 49.3488 | 23.3202 | 35.1474 | 819.6433 | 1.5745e-13 | 0.77061 | 1.9076 | 1.4089 | 0.054576 | 1.9587 | 0.22884 | 0.0031233 | 1.8444 | 0.20192 | 1.8385 | 0.61254 | 2.0662 | 2.2459 | 1.9471 | 0.14352 | 2.2747 | 0.060206 | 0.45331 | 0.49011 | 1.9798 | 2.5509 | 0.014449 | 1.2796 | 1.2432 | 0.48667 | 0.87587 | 0.57879 | 0.0074164 | 1.1269 | 1.0484
1f37113 | MBS_a | 7 | 01m_076010_393x248x546.dat | 0.0663;0.0663;0.1400 | 393;248;546 | (0.1677;69.1162;23.7382) | 110 | 3.9 | 52 | 81.5087 | 60 | Varibar | [5,133] | [30,30] | 0 | 10 | 185 | abnormal | tracheal aspiration | 5.7221 | 2.4744 | 14.1591 | 23.3202 | 10.0844 | 235.1704 | 1.663e-13 | 0.058942 | 0.46436 | 0.053813 | 0.0067746 | 3.2398 | 0.028108 | 0.00046489 | 0.18754 | 0.024779 | 0.49595 | 0.049951 | 0.2721 | 1.9092 | 8.2352 | 0.017914 | 4.9883 | 0.0074811 | 0.047079 | 0.04092 | 0.65785 | 4.5852 | 0.0020709 | 0.69846 | 0.59832 | 0.48285 | 1.2619 | 0.51025 | 0.0016582 | 1.4881 | 0.63473
1f37113 | MBS_a | 7 | 01m_076010_393x248x546.dat | 0.0663;0.0663;0.1400 | 393;248;546 | (0.1677;69.1162;23.7382) | 110 | 7.85 | 62 | 81.5087 | 60 | Varibar | [5,133] | [30,30] | 0 | 10 | 185 | abnormal | tracheal aspiration | 5.7221 | 2.4744 | 14.1591 | 23.3202 | 10.0844 | 235.1704 | 1.3282e-13 | 0.09119 | 0.70154 | 0.087983 | 0.012138 | 4.3475 | 0.042367 | 0.001285 | 0.28127 | 0.040119 | 0.62341 | 0.079137 | 0.38259 | 2.4781 | 11.2829 | 0.02927 | 6.2755 | 0.013252 | 0.075523 | 0.06437 | 0.9043 | 5.7438 | 0.0043075 | 1.0055 | 0.86248 | 0.63641 | 1.5684 | 0.56023 | 0.0020739 | 2.0039 | 0.84309
1f37113 | MBS_a | 7 | 01m_076010_393x248x546.dat | 0.0663;0.0663;0.1400 | 393;248;546 | (0.1677;69.1162;23.7382) | 110 | 9.9905 | 69 | 81.5087 | 60 | Varibar | [5,133] | [30,30] | 0 | 10 | 185 | abnormal | tracheal aspiration | 5.7221 | 2.4744 | 14.1591 | 23.3202 | 10.0844 | 235.1704 | 1.2843e-13 | 0.10772 | 0.78642 | 0.097119 | 0.014917 | 4.661 | 0.049585 | 0.00061567 | 0.31137 | 0.047478 | 0.59926 | 0.090026 | 0.41076 | 2.6118 | 12.0782 | 0.03354 | 6.5854 | 0.016532 | 0.086522 | 0.075551 | 0.95429 | 5.9052 | 0.0053828 | 1.1109 | 0.94846 | 0.68008 | 1.6382 | 0.57102 | 0.0030786 | 2.1413 | 0.89553
1f37113 | MBS_a | 7 | 01m_076010_393x248x546.dat | 0.0663;0.0663;0.1400 | 393;248;546 | (0.1677;69.1162;23.7382) | 60 | 2.5 | 38 | 81.5087 | 60 | Varibar | [5,133] | [30,30] | 0 | 10 | 185 | abnormal | tracheal aspiration | 5.7221 | 2.4744 | 14.1591 | 23.3202 | 10.0844 | 235.1704 | 2.0774e-13 | 0.027768 | 0.26473 | 0.035095 | 0.0026252 | 2.3835 | 0.010064 | 0.00022543 | 0.11276 | 0.010168 | 0.30747 | 0.024859 | 0.18244 | 1.4997 | 5.7162 | 0.0065153 | 3.9878 | 0.0027447 | 0.022048 | 0.017915 | 0.46052 | 3.7144 | 0.00061918 | 0.44233 | 0.37797 | 0.36099 | 1.0232 | 0.47159 | 5.3899e-05 | 1.0765 | 0.47146
1f37113 | MBS_a | 7 | 01m_076010_393x248x546.dat | 0.0663;0.0663;0.1400 | 393;248;546 | (0.1677;69.1162;23.7382) | 60 | 5.7448 | 47 | 81.5087 | 60 | Varibar | [5,133] | [30,30] | 0 | 10 | 185 | abnormal | tracheal aspiration | 5.7221 | 2.4744 | 14.1591 | 23.3202 | 10.0844 | 235.1704 | 1.349e-13 | 0.064456 | 0.57927 | 0.067136 | 0.0068034 | 3.9523 | 0.030585 | 0.0011701 | 0.24395 | 0.028015 | 0.55704 | 0.06122 | 0.35362 | 2.3727 | 10.3019 | 0.018566 | 5.9855 | 0.0083063 | 0.055127 | 0.049967 | 0.85161 | 5.7309 | 0.001932 | 0.85625 | 0.74536 | 0.59532 | 1.5036 | 0.55478 | 0.00068333 | 1.8397 | 0.78623
1f37113 | MBS_a | 7 | 01m_076010_393x248x546.dat | 0.0663;0.0663;0.1400 | 393;248;546 | (0.1677;69.1162;23.7382) | 60 | 6.3535 | 49 | 81.5087 | 60 | Varibar | [5,133] | [30,30] | 0 | 10 | 185 | abnormal | tracheal aspiration | 5.7221 | 2.4744 | 14.1591 | 23.3202 | 10.0844 | 235.1704 | 1.288e-13 | 0.073822 | 0.63191 | 0.075281 | 0.0082126 | 4.1824 | 0.038398 | 0.0017434 | 0.26616 | 0.031444 | 0.55415 | 0.068022 | 0.37792 | 2.4918 | 11.0829 | 0.022054 | 6.2186 | 0.0094649 | 0.063577 | 0.052706 | 0.90961 | 5.9446 | 0.0022623 | 0.92078 | 0.80325 | 0.62763 | 1.5596 | 0.56345 | 0.00049751 | 1.9591 | 0.82986
1f37113 | MBS_a | 7 | 01m_076010_393x248x546.dat | 0.0663;0.0663;0.1400 | 393;248;546 | (0.1677;69.1162;23.7382) | 80 | 2.9 | 44 | 81.5087 | 60 | Varibar | [5,133] | [30,30] | 0 | 10 | 185 | abnormal | tracheal aspiration | 5.7221 | 2.4744 | 14.1591 | 23.3202 | 10.0844 | 235.1704 | 1.8601e-13 | 0.041665 | 0.35039 | 0.041066 | 0.0042736 | 2.778 | 0.014027 | 0.00060427 | 0.14592 | 0.015847 | 0.39314 | 0.035873 | 0.22266 | 1.6729 | 6.8777 | 0.010781 | 4.4028 | 0.0046427 | 0.032046 | 0.02853 | 0.54745 | 4.1433 | 0.0012198 | 0.55108 | 0.47365 | 0.41452 | 1.1218 | 0.48819 | 0.00044414 | 1.263 | 0.5446
1f37113 | MBS_a | 7 | 01m_076010_393x248x546.dat | 0.0663;0.0663;0.1400 | 393;248;546 | (0.1677;69.1162;23.7382) | 80 | 7.702 | 57 | 81.5087 | 60 | Varibar | [5,133] | [30,30] | 0 | 10 | 185 | abnormal | tracheal aspiration | 5.7221 | 2.4744 | 14.1591 | 23.3202 | 10.0844 | 235.1704 | 1.2434e-13 | 0.095816 | 0.72133 | 0.09083 | 0.011848 | 4.4327 | 0.047647 | 0.0024833 | 0.29661 | 0.039994 | 0.64006 | 0.081139 | 0.40602 | 2.5517 | 11.9798 | 0.029588 | 6.4523 | 0.012649 | 0.076327 | 0.067289 | 0.95293 | 6.0415 | 0.0039255 | 1.0306 | 0.8949 | 0.65298 | 1.6144 | 0.57076 | 0.0048342 | 2.0871 | 0.87696
1f37113 | MBS_a | 7 | 01m_076010_393x248x546.dat | 0.0663;0.0663;0.1400 | 393;248;546 | (0.1677;69.1162;23.7382) | 80 | 8.502 | 60 | 81.5087 | 60 | Varibar | [5,133] | [30,30] | 0 | 10 | 185 | abnormal | tracheal aspiration | 5.7221 | 2.4744 | 14.1591 | 23.3202 | 10.0844 | 235.1704 | 1.2127e-13 | 0.10388 | 0.76565 | 0.093148 | 0.013197 | 4.5622 | 0.049457 | 0.0015383 | 0.31053 | 0.04378 | 0.69411 | 0.087367 | 0.42131 | 2.6208 | 12.4639 | 0.031944 | 6.6141 | 0.014006 | 0.083467 | 0.072759 | 0.98087 | 6.1176 | 0.0041713 | 1.0851 | 0.94188 | 0.67051 | 1.6504 | 0.57516 | 0.0011324 | 2.1578 | 0.9035
1f37113 | MBS_a | 8 | 01m_076010_393x248x546.dat | 0.0663;0.0663;0.1400 | 393;248;546 | (0.1677;69.1162;23.7382) | 110 | 3.9 | 52 | 81.5087 | 60 | Varibar | [5,133,110] | [30,30,100] | 0 | 20 | 185 | abnormal | tracheal aspiration | 5.7221 | 2.4744 | 14.1591 | 23.3202 | 10.0844 | 235.1704 | 1.663e-13 | 0.054399 | 0.46257 | 0.053338 | 0.0065256 | 3.2354 | 0.027512 | 0.00046489 | 0.17993 | 0.022987 | 0.48953 | 0.048103 | 0.26128 | 24.0014 | 8.2268 | 0.01706 | 4.9734 | 0.007166 | 0.04395 | 0.037238 | 0.63723 | 4.5432 | 0.0019509 | 0.692 | 0.592 | 0.47967 | 1.2551 | 0.5087 | 0.0011812 | 3.1826 | 1.7172
1f37113 | MBS_a | 8 | 01m_076010_393x248x546.dat | 0.0663;0.0663;0.1400 | 393;248;546 | (0.1677;69.1162;23.7382) | 110 | 7.85 | 62 | 81.5087 | 60 | Varibar | [5,133,110] | [30,30,100] | 0 | 20 | 185 | abnormal | tracheal aspiration | 5.7221 | 2.4744 | 14.1591 | 23.3202 | 10.0844 | 235.1704 | 1.3282e-13 | 0.084354 | 0.69878 | 0.085845 | 0.011686 | 4.3419 | 0.0397 | 0.001285 | 0.26802 | 0.03728 | 0.62609 | 0.076103 | 0.36826 | 36.4596 | 11.2708 | 0.027967 | 6.2568 | 0.012673 | 0.070592 | 0.06035 | 0.87501 | 5.684 | 0.004091 | 0.99643 | 0.85351 | 0.63307 | 1.5603 | 0.55818 | 0.0029544 | 4.611 | 2.5088
1f37113 | MBS_a | 8 | 01m_076010_393x248x546.dat | 0.0663;0.0663;0.1400 | 393;248;546 | (0.1677;69.1162;23.7382) | 110 | 9.9905 | 69 | 81.5087 | 60 | Varibar | [5,133,110] | [30,30,100] | 0 | 20 | 185 | abnormal | tracheal aspiration | 5.7221 | 2.4744 | 14.1591 | 23.3202 | 10.0844 | 235.1704 | 1.2843e-13 | 0.097508 | 0.78323 | 0.095422 | 0.014158 | 4.6494 | 0.046226 | 0.00054296 | 0.29695 | 0.044248 | 0.5966 | 0.086607 | 0.39545 | 40.7513 | 12.0626 | 0.032028 | 6.5669 | 0.015816 | 0.080814 | 0.070046 | 0.92634 | 5.8932 | 0.0052038 | 1.1012 | 0.93886 | 0.67667 | 1.6303 | 0.56876 | 0.0030347 | 5.0666 | 2.7672
1f37113 | MBS_a | 8 | 01m_076010_393x248x546.dat | 0.0663;0.0663;0.1400 | 393;248;546 | (0.1677;69.1162;23.7382) | 60 | 2.5 | 38 | 81.5087 | 60 | Varibar | [5,133,110] | [30,30,100] | 0 | 20 | 185 | abnormal | tracheal aspiration | 5.7221 | 2.4744 | 14.1591 | 23.3202 | 10.0844 | 235.1704 | 2.0774e-13 | 0.026086 | 0.26388 | 0.033715 | 0.0025202 | 2.381 | 0.010102 | 0.00022543 | 0.10735 | 0.0094482 | 0.30732 | 0.024039 | 0.17436 | 13.2048 | 5.7128 | 0.0060744 | 3.9741 | 0.0026079 | 0.020439 | 0.016223 | 0.44152 | 3.6456 | 0.00061913 | 0.43806 | 0.37386 | 0.35848 | 1.0172 | 0.47047 | 5.3899e-05 | 1.9735 | 1.0425
1f37113 | MBS_a | 8 | 01m_076010_393x248x546.dat | 0.0663;0.0663;0.1400 | 393;248;546 | (0.1677;69.1162;23.7382) | 60 | 5.7448 | 47 | 81.5087 | 60 | Varibar | [5,133,110] | [30,30,100] | 0 | 20 | 185 | abnormal | tracheal aspiration | 5.7221 | 2.4744 | 14.1591 | 23.3202 | 10.0844 | 235.1704 | 1.349e-13 | 0.057775 | 0.57698 | 0.064675 | 0.0066378 | 3.9484 | 0.029438 | 0.0011701 | 0.23144 | 0.025798 | 0.55516 | 0.059079 | 0.33863 | 29.9263 | 10.2915 | 0.017198 | 5.9619 | 0.0078563 | 0.051437 | 0.045298 | 0.82336 | 5.6555 | 0.0018651 | 0.84783 | 0.73697 | 0.59144 | 1.4943 | 0.5526 | 0.00068333 | 3.9528 | 2.1348
1f37113 | MBS_a | 8 | 01m_076010_393x248x546.dat | 0.0663;0.0663;0.1400 | 393;248;546 | (0.1677;69.1162;23.7382) | 60 | 6.3535 | 49 | 81.5087 | 60 | Varibar | [5,133,110] | [30,30,100] | 0 | 20 | 185 | abnormal | tracheal aspiration | 5.7221 | 2.4744 | 14.1591 | 23.3202 | 10.0844 | 235.1704 | 1.288e-13 | 0.066892 | 0.6293 | 0.073452 | 0.0078492 | 4.1767 | 0.036893 | 0.0017434 | 0.25219 | 0.029121 | 0.55695 | 0.06552 | 0.36162 | 33.2098 | 11.0666 | 0.020485 | 6.1934 | 0.0090363 | 0.05941 | 0.048653 | 0.87933 | 5.8785 | 0.002166 | 0.9116 | 0.79404 | 0.62434 | 1.55 | 0.56116 | 0.00043956 | 4.3146 | 2.3343
1f37113 | MBS_a | 8 | 01m_076010_393x248x546.dat | 0.0663;0.0663;0.1400 | 393;248;546 | (0.1677;69.1162;23.7382) | 80 | 2.9 | 44 | 81.5087 | 60 | Varibar | [5,133,110] | [30,30,100] | 0 | 20 | 185 | abnormal | tracheal aspiration | 5.7221 | 2.4744 | 14.1591 | 23.3202 | 10.0844 | 235.1704 | 1.8601e-13 | 0.038087 | 0.34906 | 0.040114 | 0.0041611 | 2.7723 | 0.013795 | 0.00060427 | 0.1395 | 0.014736 | 0.39239 | 0.034621 | 0.21332 | 18.211 | 6.8717 | 0.010307 | 4.3887 | 0.0043824 | 0.029588 | 0.025857 | 0.5256 | 4.0807 | 0.0011971 | 0.54578 | 0.46849 | 0.41178 | 1.1155 | 0.4869 | 0.00044414 | 2.5305 | 1.3533
1f37113 | MBS_a | 8 | 01m_076010_393x248x546.dat | 0.0663;0.0663;0.1400 | 393;248;546 | (0.1677;69.1162;23.7382) | 80 | 7.702 | 57 | 81.5087 | 60 | Varibar | [5,133,110] | [30,30,100] | 0 | 20 | 185 | abnormal | tracheal aspiration | 5.7221 | 2.4744 | 14.1591 | 23.3202 | 10.0844 | 235.1704 | 1.2434e-13 | 0.088892 | 0.71824 | 0.088996 | 0.011391 | 4.4248 | 0.045631 | 0.0020337 | 0.28161 | 0.037065 | 0.64018 | 0.077875 | 0.38958 | 38.9819 | 11.9621 | 0.02792 | 6.4297 | 0.012091 | 0.07094 | 0.062141 | 0.92583 | 5.9812 | 0.0037881 | 1.0207 | 0.88494 | 0.64871 | 1.6054 | 0.56837 | 0.0041349 | 4.8814 | 2.6625
1f37113 | MBS_a | 8 | 01m_076010_393x248x546.dat | 0.0663;0.0663;0.1400 | 393;248;546 | (0.1677;69.1162;23.7382) | 80 | 8.502 | 60 | 81.5087 | 60 | Varibar | [5,133,110] | [30,30,100] | 0 | 20 | 185 | abnormal | tracheal aspiration | 5.7221 | 2.4744 | 14.1591 | 23.3202 | 10.0844 | 235.1704 | 1.2127e-13 | 0.096091 | 0.76232 | 0.088472 | 0.012458 | 4.5574 | 0.047711 | 0.0014564 | 0.29444 | 0.040613 | 0.69269 | 0.083846 | 0.40407 | 41.7482 | 12.4441 | 0.030319 | 6.5903 | 0.013396 | 0.077473 | 0.066908 | 0.95193 | 6.0661 | 0.0039573 | 1.0748 | 0.93153 | 0.66617 | 1.6413 | 0.57285 | 0.0011324 | 5.1598 | 2.8215
1f37113 | MBS_a | 9 | 01m_076010_393x248x546.dat | 0.0663;0.0663;0.1400 | 393;248;546 | (0.1677;69.1162;23.7226) | 110 | 3.9 | 52 | 81.5087 | 60 | Varibar | [5] | [0] | 0 | 10 | 185 | abnormal | tracheal aspiration | 5.7221 | 8.6242 | 49.3488 | 23.3202 | 35.1474 | 819.6433 | 2.1593e-13 | 0.4922 | 1.2785 | 1.1665 | 0.029543 | 1.3423 | 0.13785 | 0.0025136 | 1.297 | 0.11739 | 1.573 | 0.41229 | 1.5719 | 1.605 | 1.4643 | 0.081623 | 1.6701 | 0.033014 | 0.27385 | 0.30857 | 1.393 | 1.8488 | 0.0076557 | 0.85894 | 0.8303 | 0.35155 | 0.64914 | 0.50981 | 0.0036894 | 0.79056 | 0.76516
1f37113 | MBS_a | 9 | 01m_076010_393x248x546.dat | 0.0663;0.0663;0.1400 | 393;248;546 | (0.1677;69.1162;23.7226) | 110 | 7.85 | 62 | 81.5087 | 60 | Varibar | [5] | [0] | 0 | 10 | 185 | abnormal | tracheal aspiration | 5.7221 | 8.6242 | 49.3488 | 23.3202 | 35.1474 | 819.6433 | 1.7246e-13 | 0.70799 | 1.7751 | 1.3695 | 0.048764 | 1.855 | 0.20408 | 0.005039 | 1.7268 | 0.18194 | 1.8395 | 0.56286 | 1.9524 | 2.0892 | 1.8478 | 0.13055 | 2.1416 | 0.054025 | 0.42046 | 0.4511 | 1.8542 | 2.3844 | 0.01321 | 1.1893 | 1.1433 | 0.45692 | 0.82732 | 0.56264 | 0.0081144 | 1.0573 | 0.98683
1f37113 | MBS_a | 9 | 01m_076010_393x248x546.dat | 0.0663;0.0663;0.1400 | 393;248;546 | (0.1677;69.1162;23.7226) | 110 | 9.9905 | 69 | 81.5087 | 60 | Varibar | [5] | [0] | 0 | 10 | 185 | abnormal | tracheal aspiration | 5.7221 | 8.6242 | 49.3488 | 23.3202 | 35.1474 | 819.6433 | 1.6676e-13 | 0.77189 | 1.9159 | 1.444 | 0.056536 | 1.9887 | 0.2384 | 0.0054936 | 1.8186 | 0.20582 | 1.9486 | 0.59878 | 2.0215 | 2.1971 | 1.9433 | 0.14777 | 2.259 | 0.063595 | 0.46938 | 0.50473 | 1.9604 | 2.4848 | 0.015829 | 1.2954 | 1.2353 | 0.48594 | 0.87229 | 0.57398 | 0.0099611 | 1.1253 | 1.0458
1f37113 | MBS_a | 9 | 01m_076010_393x248x546.dat | 0.0663;0.0663;0.1400 | 393;248;546 | (0.1677;69.1162;23.7226) | 60 | 2.5 | 38 | 81.5087 | 60 | Varibar | [5] | [0] | 0 | 10 | 185 | abnormal | tracheal aspiration | 5.7221 | 8.6242 | 49.3488 | 23.3202 | 35.1474 | 819.6433 | 2.6978e-13 | 0.32841 | 0.87807 | 0.98011 | 0.013281 | 0.96477 | 0.07271 | 0.00077047 | 0.96314 | 0.062579 | 1.346 | 0.29018 | 1.2863 | 1.2341 | 1.1739 | 0.038872 | 1.2971 | 0.014652 | 0.15301 | 0.18988 | 1.033 | 1.4496 | 0.0030822 | 0.58565 | 0.57247 | 0.27275 | 0.5078 | 0.46881 | 0.0012323 | 0.586 | 0.58825
1f37113 | MBS_a | 9 | 01m_076010_393x248x546.dat | 0.0663;0.0663;0.1400 | 393;248;546 | (0.1677;69.1162;23.7226) | 60 | 5.7448 | 47 | 81.5087 | 60 | Varibar | [5] | [0] | 0 | 10 | 185 | abnormal | tracheal aspiration | 5.7221 | 8.6242 | 49.3488 | 23.3202 | 35.1474 | 819.6433 | 1.7517e-13 | 0.62646 | 1.6129 | 1.255 | 0.035814 | 1.6535 | 0.17956 | 0.0026134 | 1.6379 | 0.14918 | 1.7578 | 0.526 | 1.9215 | 1.9795 | 1.7459 | 0.099838 | 2.0106 | 0.03934 | 0.34252 | 0.38827 | 1.7529 | 2.3279 | 0.0090088 | 1.0461 | 1.0282 | 0.42353 | 0.77936 | 0.55412 | 0.0038313 | 0.97577 | 0.92065
1f37113 | MBS_a | 9 | 01m_076010_393x248x546.dat | 0.0663;0.0663;0.1400 | 393;248;546 | (0.1677;69.1162;23.7226) | 60 | 6.3535 | 49 | 81.5087 | 60 | Varibar | [5] | [0] | 0 | 10 | 185 | abnormal | tracheal aspiration | 5.7221 | 8.6242 | 49.3488 | 23.3202 | 35.1474 | 819.6433 | 1.6725e-13 | 0.67748 | 1.7132 | 1.293 | 0.039944 | 1.7529 | 0.18171 | 0.0032032 | 1.72 | 0.16389 | 1.7495 | 0.55756 | 1.9876 | 2.0698 | 1.8138 | 0.11151 | 2.1029 | 0.044388 | 0.37406 | 0.41597 | 1.8376 | 2.4331 | 0.010032 | 1.1151 | 1.096 | 0.44121 | 0.81338 | 0.56407 | 0.0052746 | 1.0263 | 0.96318
1f37113 | MBS_a | 9 | 01m_076010_393x248x546.dat | 0.0663;0.0663;0.1400 | 393;248;546 | (0.1677;69.1162;23.7226) | 80 | 2.9 | 44 | 81.5087 | 60 | Varibar | [5] | [0] | 0 | 10 | 185 | abnormal | tracheal aspiration | 5.7221 | 8.6242 | 49.3488 | 23.3202 | 35.1474 | 819.6433 | 2.4154e-13 | 0.39618 | 1.048 | 1.0481 | 0.020608 | 1.1239 | 0.10227 | 0.0015437 | 1.106 | 0.086602 | 1.4472 | 0.34389 | 1.4072 | 1.3848 | 1.2896 | 0.057741 | 1.4521 | 0.023112 | 0.20329 | 0.24247 | 1.188 | 1.631 | 0.0049316 | 0.70206 | 0.68501 | 0.3048 | 0.56764 | 0.48612 | 0.0019583 | 0.6718 | 0.66248
1f37113 | MBS_a | 9 | 01m_076010_393x248x546.dat | 0.0663;0.0663;0.1400 | 393;248;546 | (0.1677;69.1162;23.7226) | 80 | 7.702 | 57 | 81.5087 | 60 | Varibar | [5] | [0] | 0 | 10 | 185 | abnormal | tracheal aspiration | 5.7221 | 8.6242 | 49.3488 | 23.3202 | 35.1474 | 819.6433 | 1.6144e-13 | 0.73127 | 1.836 | 1.3763 | 0.049688 | 1.884 | 0.20458 | 0.0043154 | 1.7993 | 0.19037 | 1.7952 | 0.59108 | 2.0298 | 2.18 | 1.8931 | 0.13396 | 2.2074 | 0.055883 | 0.42833 | 0.46452 | 1.9218 | 2.511 | 0.012054 | 1.2244 | 1.1922 | 0.46582 | 0.85231 | 0.57293 | 0.0065416 | 1.0882 | 1.0182
1f37113 | MBS_a | 9 | 01m_076010_393x248x546.dat | 0.0663;0.0663;0.1400 | 393;248;546 | (0.1677;69.1162;23.7226) | 80 | 8.502 | 60 | 81.5087 | 60 | Varibar | [5] | [0] | 0 | 10 | 185 | abnormal | tracheal aspiration | 5.7221 | 8.6242 | 49.3488 | 23.3202 | 35.1474 | 819.6433 | 1.5745e-13 | 0.77061 | 1.9076 | 1.4089 | 0.054576 | 1.9587 | 0.22884 | 0.0031233 | 1.8444 | 0.20192 | 1.8385 | 0.61254 | 2.0662 | 2.2459 | 1.9471 | 0.14352 | 2.2747 | 0.060206 | 0.45331 | 0.49011 | 1.9798 | 2.5509 | 0.014449 | 1.2796 | 1.2432 | 0.48667 | 0.87587 | 0.57879 | 0.0074164 | 1.1269 | 1.0484
1f37113 | MBS_a | 10 | 05f_109019_419x230x572.dat | 0.0850;0.0850;0.1928 | 419;230;572 | (0.1925;73.4725;38.8236) | 110 | 3.9 | 52 | 87.015 | 60 | Varibar | [5,133] | [30,30] | 0 | 30 | 150 | abnormal | tracheal aspiration | 6.3767 | 3.0101 | 19.1949 | 27.7436 | 13.0964 | 363.3414 | 1.7717e-13 | 0.014858 | 0.45168 | 0.029498 | 0.0016736 | 2.132 | 0.0086155 | 0.00032093 | 0.060394 | 0.0060344 | 0.29551 | 0.017857 | 0.16152 | 0.81075 | 7.2513 | 0.0059316 | 3.2782 | 0.0017504 | 0.013606 | 0.011951 | 0.24688 | 3.9544 | 0.0004879 | 0.36686 | 0.38547 | 0.32932 | 0.39033 | 0.25128 | 0.00027984 | 1.0299 | 0.4272
1f37113 | MBS_a | 10 | 05f_109019_419x230x572.dat | 0.0850;0.0850;0.1928 | 419;230;572 | (0.1925;73.4725;38.8236) | 110 | 7.85 | 62 | 87.015 | 60 | Varibar | [5,133] | [30,30] | 0 | 30 | 150 | abnormal | tracheal aspiration | 6.3767 | 3.0101 | 19.1949 | 27.7436 | 13.0964 | 363.3414 | 1.4151e-13 | 0.023459 | 0.69219 | 0.041822 | 0.002916 | 2.8735 | 0.0131 | 0.00033729 | 0.095146 | 0.010515 | 0.46205 | 0.029613 | 0.2305 | 1.0604 | 10.299 | 0.010179 | 4.1055 | 0.0032603 | 0.023859 | 0.020395 | 0.35093 | 4.6871 | 0.001105 | 0.53556 | 0.56908 | 0.42226 | 0.48988 | 0.27675 | 0.00097245 | 1.4248 | 0.55831
1f37113 | MBS_a | 10 | 05f_109019_419x230x572.dat | 0.0850;0.0850;0.1928 | 419;230;572 | (0.1925;73.4725;38.8236) | 110 | 9.9905 | 69 | 87.015 | 60 | Varibar | [5,133] | [30,30] | 0 | 30 | 150 | abnormal | tracheal aspiration | 6.3767 | 3.0101 | 19.1949 | 27.7436 | 13.0964 | 363.3414 | 1.3683e-13 | 0.026684 | 0.78351 | 0.04649 | 0.0035451 | 3.0887 | 0.014084 | 0.0011217 | 0.10862 | 0.013093 | 0.47131 | 0.034955 | 0.25066 | 1.1092 | 11.3299 | 0.012321 | 4.3023 | 0.0039037 | 0.027861 | 0.024909 | 0.37797 | 4.7786 | 0.00095423 | 0.60104 | 0.63679 | 0.44991 | 0.5159 | 0.28282 | 0.00082283 | 1.5489 | 0.59416
1f37113 | MBS_a | 10 | 05f_109019_419x230x572.dat | 0.0850;0.0850;0.1928 | 419;230;572 | (0.1925;73.4725;38.8236) | 60 | 2.5 | 38 | 87.015 | 60 | Varibar | [5,133] | [30,30] | 0 | 30 | 150 | abnormal | tracheal aspiration | 6.3767 | 3.0101 | 19.1949 | 27.7436 | 13.0964 | 363.3414 | 2.2134e-13 | 0.0049906 | 0.2473 | 0.017307 | 0.00050227 | 1.532 | 0.0024638 | 0.00025853 | 0.030757 | 0.0019065 | 0.19105 | 0.0076472 | 0.10366 | 0.62683 | 4.6517 | 0.0016085 | 2.6553 | 0.00061666 | 0.0054117 | 0.0042136 | 0.16184 | 3.3991 | 9.5294e-05 | 0.22451 | 0.22992 | 0.25289 | 0.31146 | 0.23158 | 0.00016106 | 0.70081 | 0.32113
1f37113 | MBS_a | 10 | 05f_109019_419x230x572.dat | 0.0850;0.0850;0.1928 | 419;230;572 | (0.1925;73.4725;38.8236) | 60 | 5.7448 | 47 | 87.015 | 60 | Varibar | [5,133] | [30,30] | 0 | 30 | 150 | abnormal | tracheal aspiration | 6.3767 | 3.0101 | 19.1949 | 27.7436 | 13.0964 | 363.3414 | 1.4372e-13 | 0.017323 | 0.55429 | 0.03271 | 0.0015905 | 2.5709 | 0.0080156 | 0.0011978 | 0.074186 | 0.0059667 | 0.36419 | 0.0202 | 0.20493 | 0.99979 | 8.7559 | 0.0054616 | 3.8736 | 0.0017089 | 0.015274 | 0.01259 | 0.31934 | 4.7911 | 0.00040978 | 0.43411 | 0.46687 | 0.3962 | 0.46074 | 0.2703 | 0.00049879 | 1.245 | 0.51592
1f37113 | MBS_a | 10 | 05f_109019_419x230x572.dat | 0.0850;0.0850;0.1928 | 419;230;572 | (0.1925;73.4725;38.8236) | 60 | 6.3535 | 49 | 87.015 | 60 | Varibar | [5,133] | [30,30] | 0 | 30 | 150 | abnormal | tracheal aspiration | 6.3767 | 3.0101 | 19.1949 | 27.7436 | 13.0964 | 363.3414 | 1.3723e-13 | 0.016723 | 0.60684 | 0.035984 | 0.0018756 | 2.699 | 0.0089895 | 0.0003402 | 0.081726 | 0.0069815 | 0.36655 | 0.022843 | 0.22068 | 1.0403 | 9.5528 | 0.0064797 | 4.0254 | 0.0019582 | 0.016745 | 0.014079 | 0.34221 | 4.9032 | 0.00054248 | 0.4683 | 0.50675 | 0.41501 | 0.47945 | 0.27521 | 0.00055307 | 1.3346 | 0.5419
1f37113 | MBS_a | 10 | 05f_109019_419x230x572.dat | 0.0850;0.0850;0.1928 | 419;230;572 | (0.1925;73.4725;38.8236) | 80 | 2.9 | 44 | 87.015 | 60 | Varibar | [5,133] | [30,30] | 0 | 30 | 150 | abnormal | tracheal aspiration | 6.3767 | 3.0101 | 19.1949 | 27.7436 | 13.0964 | 363.3414 | 1.9817e-13 | 0.0082546 | 0.33391 | 0.021228 | 0.00097786 | 1.7778 | 0.0039723 | 0.00043805 | 0.043499 | 0.0036752 | 0.23357 | 0.01196 | 0.12911 | 0.69845 | 5.8466 | 0.0032314 | 2.9146 | 0.0011035 | 0.0082914 | 0.0074997 | 0.19993 | 3.6363 | 0.00025754 | 0.28317 | 0.29624 | 0.28372 | 0.34426 | 0.23978 | 0.00030168 | 0.84549 | 0.36626
1f37113 | MBS_a | 10 | 05f_109019_419x230x572.dat | 0.0850;0.0850;0.1928 | 419;230;572 | (0.1925;73.4725;38.8236) | 80 | 7.702 | 57 | 87.015 | 60 | Varibar | [5,133] | [30,30] | 0 | 30 | 150 | abnormal | tracheal aspiration | 6.3767 | 3.0101 | 19.1949 | 27.7436 | 13.0964 | 363.3414 | 1.3247e-13 | 0.022016 | 0.70381 | 0.040474 | 0.0026149 | 2.9193 | 0.01096 | 0.00052358 | 0.098171 | 0.0096321 | 0.47397 | 0.029605 | 0.24209 | 1.0964 | 10.8535 | 0.0095929 | 4.1998 | 0.002852 | 0.022392 | 0.019363 | 0.3703 | 4.9094 | 0.00071577 | 0.53766 | 0.582 | 0.43742 | 0.50225 | 0.28072 | 0.00048732 | 1.4807 | 0.5779
1f37113 | MBS_a | 10 | 05f_109019_419x230x572.dat | 0.0850;0.0850;0.1928 | 419;230;572 | (0.1925;73.4725;38.8236) | 80 | 8.502 | 60 | 87.015 | 60 | Varibar | [5,133] | [30,30] | 0 | 30 | 150 | abnormal | tracheal aspiration | 6.3767 | 3.0101 | 19.1949 | 27.7436 | 13.0964 | 363.3414 | 1.292e-13 | 0.024818 | 0.74996 | 0.044161 | 0.0028479 | 3.0423 | 0.012708 | 0.0005942 | 0.10486 | 0.011324 | 0.53976 | 0.032305 | 0.25383 | 1.1264 | 11.5256 | 0.010831 | 4.3029 | 0.0032182 | 0.025033 | 0.021339 | 0.38692 | 4.9726 | 0.00072722 | 0.56938 | 0.6172 | 0.45198 | 0.51534 | 0.28398 | 0.00082168 | 1.5582 | 0.59884
1f37113 | MBS_a | 1 | 05f_109019_419x230x572.dat | 0.0850;0.0850;0.1928 | 419;230;572 | (0.1925;73.4725;37.2187) | 110 | 3.9 | 52 | 87.015 | 60 | Varibar | [5] | [0] | 0 | 10 | 150 | abnormal | tracheal aspiration | 6.3767 | 9.9022 | 63.144 | 27.7436 | 43.0822 | 1195.2548 | 2.1538e-13 | 0.13872 | 0.7852 | 0.74583 | 0.010234 | 0.87523 | 0.061889 | 0.0034595 | 0.62688 | 0.046209 | 1.0437 | 0.24827 | 0.91943 | 0.8203 | 1.1146 | 0.040313 | 1.146 | 0.012251 | 0.09471 | 0.10197 | 0.70228 | 1.4635 | 0.0014985 | 0.40338 | 0.46705 | 0.2141 | 0.24219 | 0.26935 | 0.0024569 | 0.44311 | 0.44317
1f37113 | MBS_a | 1 | 05f_109019_419x230x572.dat | 0.0850;0.0850;0.1928 | 419;230;572 | (0.1925;73.4725;37.2187) | 110 | 7.85 | 62 | 87.015 | 60 | Varibar | [5] | [0] | 0 | 10 | 150 | abnormal | tracheal aspiration | 6.3767 | 9.9022 | 63.144 | 27.7436 | 43.0822 | 1195.2548 | 1.7203e-13 | 0.22304 | 1.1374 | 0.87915 | 0.017037 | 1.2147 | 0.097826 | 0.0053128 | 0.88194 | 0.075621 | 1.2154 | 0.3538 | 1.1844 | 1.1247 | 1.3584 | 0.06646 | 1.4492 | 0.020579 | 0.15462 | 0.16286 | 0.9878 | 1.7775 | 0.0033251 | 0.57982 | 0.67806 | 0.28133 | 0.31067 | 0.29745 | 0.0038925 | 0.60316 | 0.5776
1f37113 | MBS_a | 1 | 05f_109019_419x230x572.dat | 0.0850;0.0850;0.1928 | 419;230;572 | (0.1925;73.4725;37.2187) | 110 | 9.9905 | 69 | 87.015 | 60 | Varibar | [5] | [0] | 0 | 10 | 150 | abnormal | tracheal aspiration | 6.3767 | 9.9022 | 63.144 | 27.7436 | 43.0822 | 1195.2548 | 1.6635e-13 | 0.24695 | 1.2515 | 0.93498 | 0.020878 | 1.3438 | 0.11195 | 0.0073605 | 0.95662 | 0.088995 | 1.3118 | 0.38557 | 1.2443 | 1.2096 | 1.4384 | 0.079827 | 1.5318 | 0.025077 | 0.17996 | 0.18981 | 1.0639 | 1.8337 | 0.0040574 | 0.64647 | 0.75275 | 0.30174 | 0.33012 | 0.30453 | 0.0037945 | 0.65534 | 0.61933
1f37113 | MBS_a | 1 | 05f_109019_419x230x572.dat | 0.0850;0.0850;0.1928 | 419;230;572 | (0.1925;73.4725;37.2187) | 60 | 2.5 | 38 | 87.015 | 60 | Varibar | [5] | [0] | 0 | 10 | 150 | abnormal | tracheal aspiration | 6.3767 | 9.9022 | 63.144 | 27.7436 | 43.0822 | 1195.2548 | 2.6909e-13 | 0.068385 | 0.49499 | 0.62064 | 0.0038823 | 0.60168 | 0.029516 | 0.00062513 | 0.41963 | 0.020123 | 0.89775 | 0.1609 | 0.71421 | 0.56917 | 0.91957 | 0.016101 | 0.89812 | 0.0044081 | 0.041417 | 0.048039 | 0.4779 | 1.2008 | 0.00057861 | 0.25491 | 0.28889 | 0.1577 | 0.187 | 0.24682 | 0.00068437 | 0.31301 | 0.33116
1f37113 | MBS_a | 1 | 05f_109019_419x230x572.dat | 0.0850;0.0850;0.1928 | 419;230;572 | (0.1925;73.4725;37.2187) | 60 | 5.7448 | 47 | 87.015 | 60 | Varibar | [5] | [0] | 0 | 10 | 150 | abnormal | tracheal aspiration | 6.3767 | 9.9022 | 63.144 | 27.7436 | 43.0822 | 1195.2548 | 1.7472e-13 | 0.17155 | 0.98564 | 0.80821 | 0.010975 | 1.0505 | 0.076797 | 0.0021956 | 0.79218 | 0.053532 | 1.1329 | 0.3146 | 1.1304 | 1.0165 | 1.266 | 0.045832 | 1.3614 | 0.012841 | 0.11009 | 0.12093 | 0.88857 | 1.7544 | 0.001913 | 0.4783 | 0.56803 | 0.25624 | 0.28767 | 0.29006 | 0.001541 | 0.5352 | 0.52581
1f37113 | MBS_a | 1 | 05f_109019_419x230x572.dat | 0.0850;0.0850;0.1928 | 419;230;572 | (0.1925;73.4725;37.2187) | 60 | 6.3535 | 49 | 87.015 | 60 | Varibar | [5] | [0] | 0 | 10 | 150 | abnormal | tracheal aspiration | 6.3767 | 9.9022 | 63.144 | 27.7436 | 43.0822 | 1195.2548 | 1.6683e-13 | 0.18214 | 1.059 | 0.83548 | 0.012997 | 1.1095 | 0.087097 | 0.0040796 | 0.84267 | 0.060416 | 1.1628 | 0.33719 | 1.1804 | 1.0744 | 1.3204 | 0.051891 | 1.4189 | 0.014764 | 0.12379 | 0.13531 | 0.94344 | 1.819 | 0.0021588 | 0.51403 | 0.61397 | 0.2676 | 0.30106 | 0.29562 | 0.0020962 | 0.56555 | 0.55277
1f37113 | MBS_a | 1 | 05f_109019_419x230x572.dat | 0.0850;0.0850;0.1928 | 419;230;572 | (0.1925;73.4725;37.2187) | 80 | 2.9 | 44 | 87.015 | 60 | Varibar | [5] | [0] | 0 | 10 | 150 | abnormal | tracheal aspiration | 6.3767 | 9.9022 | 63.144 | 27.7436 | 43.0822 | 1195.2548 | 2.4093e-13 | 0.098408 | 0.61816 | 0.66838 | 0.0064684 | 0.71516 | 0.043412 | 0.002081 | 0.50754 | 0.030817 | 0.9505 | 0.19878 | 0.8007 | 0.67668 | 0.99134 | 0.025689 | 1.0033 | 0.0076206 | 0.06353 | 0.070557 | 0.57254 | 1.2958 | 0.0011118 | 0.31627 | 0.36529 | 0.18243 | 0.21003 | 0.25634 | 0.0014124 | 0.36697 | 0.37701
1f37113 | MBS_a | 1 | 05f_109019_419x230x572.dat | 0.0850;0.0850;0.1928 | 419;230;572 | (0.1925;73.4725;37.2187) | 80 | 7.702 | 57 | 87.015 | 60 | Varibar | [5] | [0] | 0 | 10 | 150 | abnormal | tracheal aspiration | 6.3767 | 9.9022 | 63.144 | 27.7436 | 43.0822 | 1195.2548 | 1.6104e-13 | 0.22027 | 1.1688 | 0.8816 | 0.016781 | 1.2297 | 0.10312 | 0.0043549 | 0.9098 | 0.076529 | 1.2156 | 0.36869 | 1.2262 | 1.1574 | 1.387 | 0.067662 | 1.4876 | 0.020229 | 0.15428 | 0.16308 | 1.0159 | 1.869 | 0.0029124 | 0.58427 | 0.69678 | 0.28798 | 0.3187 | 0.30165 | 0.0038799 | 0.61597 | 0.59137
1f37113 | MBS_a | 1 | 05f_109019_419x230x572.dat | 0.0850;0.0850;0.1928 | 419;230;572 | (0.1925;73.4725;37.2187) | 80 | 8.502 | 60 | 87.015 | 60 | Varibar | [5] | [0] | 0 | 10 | 150 | abnormal | tracheal aspiration | 6.3767 | 9.9022 | 63.144 | 27.7436 | 43.0822 | 1195.2548 | 1.5705e-13 | 0.24238 | 1.2255 | 0.90537 | 0.018081 | 1.2827 | 0.11008 | 0.0050509 | 0.94892 | 0.082954 | 1.2577 | 0.38555 | 1.2582 | 1.2002 | 1.4266 | 0.071607 | 1.5308 | 0.022319 | 0.16699 | 0.17535 | 1.0542 | 1.8954 | 0.0032276 | 0.61676 | 0.73627 | 0.29858 | 0.32859 | 0.30527 | 0.0042291 | 0.64106 | 0.61154
1f37113 | MBS_a | 2 | 05f_109019_419x230x572.dat | 0.0850;0.0850;0.1928 | 419;230;572 | (0.1925;73.4725;38.8236) | 110 | 3.9 | 52 | 87.015 | 60 | Varibar | [5] | [0] | 0 | 10 | 150 | abnormal | tracheal aspiration | 6.3767 | 3.0101 | 19.1949 | 27.7436 | 13.0964 | 363.3414 | 1.7717e-13 | 0.015682 | 0.45578 | 0.030241 | 0.0017352 | 2.1491 | 0.0085004 | 0.00032093 | 0.061896 | 0.0061845 | 0.30359 | 0.018191 | 0.1638 | 0.81555 | 3.422 | 0.0061066 | 3.3837 | 0.0017931 | 0.014115 | 0.012363 | 0.25127 | 3.9679 | 0.00053276 | 0.37166 | 0.39041 | 0.33439 | 0.39537 | 0.25252 | 0.00027984 | 0.73965 | 0.39527
1f37113 | MBS_a | 2 | 05f_109019_419x230x572.dat | 0.0850;0.0850;0.1928 | 419;230;572 | (0.1925;73.4725;38.8236) | 110 | 7.85 | 62 | 87.015 | 60 | Varibar | [5] | [0] | 0 | 10 | 150 | abnormal | tracheal aspiration | 6.3767 | 3.0101 | 19.1949 | 27.7436 | 13.0964 | 363.3414 | 1.4151e-13 | 0.023776 | 0.69923 | 0.04412 | 0.0029855 | 2.8976 | 0.013158 | 0.00036627 | 0.097747 | 0.010721 | 0.47493 | 0.030306 | 0.23431 | 1.0694 | 4.1253 | 0.010408 | 4.2407 | 0.0033564 | 0.024419 | 0.021025 | 0.35956 | 4.7126 | 0.0011086 | 0.5432 | 0.57706 | 0.42904 | 0.49667 | 0.27874 | 0.00098171 | 0.95631 | 0.50676
1f37113 | MBS_a | 2 | 05f_109019_419x230x572.dat | 0.0850;0.0850;0.1928 | 419;230;572 | (0.1925;73.4725;38.8236) | 110 | 9.9905 | 69 | 87.015 | 60 | Varibar | [5] | [0] | 0 | 10 | 150 | abnormal | tracheal aspiration | 6.3767 | 3.0101 | 19.1949 | 27.7436 | 13.0964 | 363.3414 | 1.3683e-13 | 0.027386 | 0.7917 | 0.048691 | 0.0035878 | 3.1183 | 0.014556 | 0.0010966 | 0.1118 | 0.01337 | 0.48808 | 0.035854 | 0.25517 | 1.117 | 4.3421 | 0.012739 | 4.4394 | 0.0040277 | 0.028677 | 0.025894 | 0.38728 | 4.814 | 0.00095606 | 0.60975 | 0.64593 | 0.45553 | 0.52287 | 0.2851 | 0.00082283 | 1.0186 | 0.53583
1f37113 | MBS_a | 2 | 05f_109019_419x230x572.dat | 0.0850;0.0850;0.1928 | 419;230;572 | (0.1925;73.4725;38.8236) | 60 | 2.5 | 38 | 87.015 | 60 | Varibar | [5] | [0] | 0 | 10 | 150 | abnormal | tracheal aspiration | 6.3767 | 3.0101 | 19.1949 | 27.7436 | 13.0964 | 363.3414 | 2.2134e-13 | 0.0050498 | 0.24884 | 0.017753 | 0.00050254 | 1.5457 | 0.0024487 | 0.00025853 | 0.031324 | 0.0019456 | 0.19396 | 0.007738 | 0.10459 | 0.62882 | 2.8615 | 0.00171 | 2.7348 | 0.00062421 | 0.0055201 | 0.0043593 | 0.16418 | 3.4142 | 9.4264e-05 | 0.22678 | 0.23212 | 0.25786 | 0.31522 | 0.23224 | 0.00016106 | 0.56629 | 0.30697
1f37113 | MBS_a | 2 | 05f_109019_419x230x572.dat | 0.0850;0.0850;0.1928 | 419;230;572 | (0.1925;73.4725;38.8236) | 60 | 5.7448 | 47 | 87.015 | 60 | Varibar | [5] | [0] | 0 | 10 | 150 | abnormal | tracheal aspiration | 6.3767 | 3.0101 | 19.1949 | 27.7436 | 13.0964 | 363.3414 | 1.4372e-13 | 0.017296 | 0.55913 | 0.03423 | 0.0016293 | 2.598 | 0.0081701 | 0.0011978 | 0.075995 | 0.0061092 | 0.3653 | 0.020554 | 0.20765 | 1.0059 | 3.8757 | 0.0056598 | 4.0229 | 0.0017728 | 0.015582 | 0.012857 | 0.32488 | 4.813 | 0.00041262 | 0.4402 | 0.47309 | 0.40357 | 0.4678 | 0.27196 | 0.00049879 | 0.87597 | 0.47567
1f37113 | MBS_a | 2 | 05f_109019_419x230x572.dat | 0.0850;0.0850;0.1928 | 419;230;572 | (0.1925;73.4725;38.8236) | 60 | 6.3535 | 49 | 87.015 | 60 | Varibar | [5] | [0] | 0 | 10 | 150 | abnormal | tracheal aspiration | 6.3767 | 3.0101 | 19.1949 | 27.7436 | 13.0964 | 363.3414 | 1.3723e-13 | 0.017119 | 0.6125 | 0.036511 | 0.0019034 | 2.7283 | 0.0088627 | 0.0003402 | 0.083716 | 0.007122 | 0.38367 | 0.023283 | 0.22385 | 1.0469 | 4.0197 | 0.0066906 | 4.1837 | 0.0020054 | 0.017126 | 0.014612 | 0.34796 | 4.9193 | 0.00054041 | 0.47517 | 0.51383 | 0.42294 | 0.48689 | 0.27712 | 0.00055307 | 0.91577 | 0.49564
1f37113 | MBS_a | 2 | 05f_109019_419x230x572.dat | 0.0850;0.0850;0.1928 | 419;230;572 | (0.1925;73.4725;38.8236) | 80 | 2.9 | 44 | 87.015 | 60 | Varibar | [5] | [0] | 0 | 10 | 150 | abnormal | tracheal aspiration | 6.3767 | 3.0101 | 19.1949 | 27.7436 | 13.0964 | 363.3414 | 1.9817e-13 | 0.0083429 | 0.33666 | 0.021801 | 0.0010084 | 1.7983 | 0.0042815 | 0.00043805 | 0.044513 | 0.0037162 | 0.24107 | 0.012166 | 0.1307 | 0.70243 | 3.1094 | 0.0033212 | 3.0089 | 0.0011109 | 0.0084448 | 0.0077101 | 0.20205 | 3.6506 | 0.00025754 | 0.28662 | 0.29974 | 0.28839 | 0.34867 | 0.24076 | 0.00030168 | 0.63939 | 0.34398
1f37113 | MBS_a | 2 | 05f_109019_419x230x572.dat | 0.0850;0.0850;0.1928 | 419;230;572 | (0.1925;73.4725;38.8236) | 80 | 7.702 | 57 | 87.015 | 60 | Varibar | [5] | [0] | 0 | 10 | 150 | abnormal | tracheal aspiration | 6.3767 | 3.0101 | 19.1949 | 27.7436 | 13.0964 | 363.3414 | 1.3247e-13 | 0.022669 | 0.71127 | 0.040874 | 0.0027041 | 2.9502 | 0.011221 | 0.00052934 | 0.10092 | 0.0098518 | 0.48734 | 0.030304 | 0.24628 | 1.1042 | 4.204 | 0.010024 | 4.3541 | 0.0029497 | 0.023215 | 0.020092 | 0.3787 | 4.9435 | 0.00071635 | 0.54598 | 0.59074 | 0.44445 | 0.50976 | 0.28288 | 0.00048732 | 0.97668 | 0.52249
1f37113 | MBS_a | 2 | 05f_109019_419x230x572.dat | 0.0850;0.0850;0.1928 | 419;230;572 | (0.1925;73.4725;38.8236) | 80 | 8.502 | 60 | 87.015 | 60 | Varibar | [5] | [0] | 0 | 10 | 150 | abnormal | tracheal aspiration | 6.3767 | 3.0101 | 19.1949 | 27.7436 | 13.0964 | 363.3414 | 1.292e-13 | 0.025506 | 0.75823 | 0.045366 | 0.0028991 | 3.0687 | 0.013137 | 0.0005942 | 0.10802 | 0.011574 | 0.53991 | 0.033037 | 0.25819 | 1.1341 | 4.3127 | 0.011271 | 4.4562 | 0.0033163 | 0.025825 | 0.022154 | 0.39705 | 5.0023 | 0.00078731 | 0.57831 | 0.62667 | 0.45794 | 0.52305 | 0.28635 | 0.00082168 | 1.0102 | 0.53818
1f37113 | MBS_a | 3 | 05f_109019_419x230x572.dat | 0.0850;0.0850;0.1928 | 419;230;572 | (0.1925;73.4725;37.2187) | 110 | 3.9 | 52 | 87.015 | 60 | Varibar | [5] | [0] | 0 | 10 | 150 | abnormal | tracheal aspiration | 6.3767 | 9.9022 | 63.144 | 27.7436 | 43.0822 | 1195.2548 | 2.1538e-13 | 0.13872 | 0.7852 | 0.74583 | 0.010234 | 0.87523 | 0.061889 | 0.0034595 | 0.62688 | 0.046209 | 1.0437 | 0.24827 | 0.91943 | 0.8203 | 1.1146 | 0.040313 | 1.146 | 0.012251 | 0.09471 | 0.10197 | 0.70228 | 1.4635 | 0.0014985 | 0.40338 | 0.46705 | 0.2141 | 0.24219 | 0.26935 | 0.0024569 | 0.44311 | 0.44317
1f37113 | MBS_a | 3 | 05f_109019_419x230x572.dat | 0.0850;0.0850;0.1928 | 419;230;572 | (0.1925;73.4725;37.2187) | 110 | 7.85 | 62 | 87.015 | 60 | Varibar | [5] | [0] | 0 | 10 | 150 | abnormal | tracheal aspiration | 6.3767 | 9.9022 | 63.144 | 27.7436 | 43.0822 | 1195.2548 | 1.7203e-13 | 0.22304 | 1.1374 | 0.87915 | 0.017037 | 1.2147 | 0.097826 | 0.0053128 | 0.88194 | 0.075621 | 1.2154 | 0.3538 | 1.1844 | 1.1247 | 1.3584 | 0.06646 | 1.4492 | 0.020579 | 0.15462 | 0.16286 | 0.9878 | 1.7775 | 0.0033251 | 0.57982 | 0.67806 | 0.28133 | 0.31067 | 0.29745 | 0.0038925 | 0.60316 | 0.5776
1f37113 | MBS_a | 3 | 05f_109019_419x230x572.dat | 0.0850;0.0850;0.1928 | 419;230;572 | (0.1925;73.4725;37.2187) | 110 | 9.9905 | 69 | 87.015 | 60 | Varibar | [5] | [0] | 0 | 10 | 150 | abnormal | tracheal aspiration | 6.3767 | 9.9022 | 63.144 | 27.7436 | 43.0822 | 1195.2548 | 1.6635e-13 | 0.24695 | 1.2515 | 0.93498 | 0.020878 | 1.3438 | 0.11195 | 0.0073605 | 0.95662 | 0.088995 | 1.3118 | 0.38557 | 1.2443 | 1.2096 | 1.4384 | 0.079827 | 1.5318 | 0.025077 | 0.17996 | 0.18981 | 1.0639 | 1.8337 | 0.0040574 | 0.64647 | 0.75275 | 0.30174 | 0.33012 | 0.30453 | 0.0037945 | 0.65534 | 0.61933
1f37113 | MBS_a | 3 | 05f_109019_419x230x572.dat | 0.0850;0.0850;0.1928 | 419;230;572 | (0.1925;73.4725;37.2187) | 60 | 2.5 | 38 | 87.015 | 60 | Varibar | [5] | [0] | 0 | 10 | 150 | abnormal | tracheal aspiration | 6.3767 | 9.9022 | 63.144 | 27.7436 | 43.0822 | 1195.2548 | 2.6909e-13 | 0.068385 | 0.49499 | 0.62064 | 0.0038823 | 0.60168 | 0.029516 | 0.00062513 | 0.41963 | 0.020123 | 0.89775 | 0.1609 | 0.71421 | 0.56917 | 0.91957 | 0.016101 | 0.89812 | 0.0044081 | 0.041417 | 0.048039 | 0.4779 | 1.2008 | 0.00057861 | 0.25491 | 0.28889 | 0.1577 | 0.187 | 0.24682 | 0.00068437 | 0.31301 | 0.33116
1f37113 | MBS_a | 3 | 05f_109019_419x230x572.dat | 0.0850;0.0850;0.1928 | 419;230;572 | (0.1925;73.4725;37.2187) | 60 | 5.7448 | 47 | 87.015 | 60 | Varibar | [5] | [0] | 0 | 10 | 150 | abnormal | tracheal aspiration | 6.3767 | 9.9022 | 63.144 | 27.7436 | 43.0822 | 1195.2548 | 1.7472e-13 | 0.17155 | 0.98564 | 0.80821 | 0.010975 | 1.0505 | 0.076797 | 0.0021956 | 0.79218 | 0.053532 | 1.1329 | 0.3146 | 1.1304 | 1.0165 | 1.266 | 0.045832 | 1.3614 | 0.012841 | 0.11009 | 0.12093 | 0.88857 | 1.7544 | 0.001913 | 0.4783 | 0.56803 | 0.25624 | 0.28767 | 0.29006 | 0.001541 | 0.5352 | 0.52581
1f37113 | MBS_a | 3 | 05f_109019_419x230x572.dat | 0.0850;0.0850;0.1928 | 419;230;572 | (0.1925;73.4725;37.2187) | 60 | 6.3535 | 49 | 87.015 | 60 | Varibar | [5] | [0] | 0 | 10 | 150 | abnormal | tracheal aspiration | 6.3767 | 9.9022 | 63.144 | 27.7436 | 43.0822 | 1195.2548 | 1.6683e-13 | 0.18214 | 1.059 | 0.83548 | 0.012997 | 1.1095 | 0.087097 | 0.0040796 | 0.84267 | 0.060416 | 1.1628 | 0.33719 | 1.1804 | 1.0744 | 1.3204 | 0.051891 | 1.4189 | 0.014764 | 0.12379 | 0.13531 | 0.94344 | 1.819 | 0.0021588 | 0.51403 | 0.61397 | 0.2676 | 0.30106 | 0.29562 | 0.0020962 | 0.56555 | 0.55277
1f37113 | MBS_a | 3 | 05f_109019_419x230x572.dat | 0.0850;0.0850;0.1928 | 419;230;572 | (0.1925;73.4725;37.2187) | 80 | 2.9 | 44 | 87.015 | 60 | Varibar | [5] | [0] | 0 | 10 | 150 | abnormal | tracheal aspiration | 6.3767 | 9.9022 | 63.144 | 27.7436 | 43.0822 | 1195.2548 | 2.4093e-13 | 0.098408 | 0.61816 | 0.66838 | 0.0064684 | 0.71516 | 0.043412 | 0.002081 | 0.50754 | 0.030817 | 0.9505 | 0.19878 | 0.8007 | 0.67668 | 0.99134 | 0.025689 | 1.0033 | 0.0076206 | 0.06353 | 0.070557 | 0.57254 | 1.2958 | 0.0011118 | 0.31627 | 0.36529 | 0.18243 | 0.21003 | 0.25634 | 0.0014124 | 0.36697 | 0.37701
1f37113 | MBS_a | 3 | 05f_109019_419x230x572.dat | 0.0850;0.0850;0.1928 | 419;230;572 | (0.1925;73.4725;37.2187) | 80 | 7.702 | 57 | 87.015 | 60 | Varibar | [5] | [0] | 0 | 10 | 150 | abnormal | tracheal aspiration | 6.3767 | 9.9022 | 63.144 | 27.7436 | 43.0822 | 1195.2548 | 1.6104e-13 | 0.22027 | 1.1688 | 0.8816 | 0.016781 | 1.2297 | 0.10312 | 0.0043549 | 0.9098 | 0.076529 | 1.2156 | 0.36869 | 1.2262 | 1.1574 | 1.387 | 0.067662 | 1.4876 | 0.020229 | 0.15428 | 0.16308 | 1.0159 | 1.869 | 0.0029124 | 0.58427 | 0.69678 | 0.28798 | 0.3187 | 0.30165 | 0.0038799 | 0.61597 | 0.59137
1f37113 | MBS_a | 3 | 05f_109019_419x230x572.dat | 0.0850;0.0850;0.1928 | 419;230;572 | (0.1925;73.4725;37.2187) | 80 | 8.502 | 60 | 87.015 | 60 | Varibar | [5] | [0] | 0 | 10 | 150 | abnormal | tracheal aspiration | 6.3767 | 9.9022 | 63.144 | 27.7436 | 43.0822 | 1195.2548 | 1.5705e-13 | 0.24238 | 1.2255 | 0.90537 | 0.018081 | 1.2827 | 0.11008 | 0.0050509 | 0.94892 | 0.082954 | 1.2577 | 0.38555 | 1.2582 | 1.2002 | 1.4266 | 0.071607 | 1.5308 | 0.022319 | 0.16699 | 0.17535 | 1.0542 | 1.8954 | 0.0032276 | 0.61676 | 0.73627 | 0.29858 | 0.32859 | 0.30527 | 0.0042291 | 0.64106 | 0.61154
1f37113 | MBS_a | 4 | 05f_109019_419x230x572.dat | 0.0850;0.0850;0.1928 | 419;230;572 | (0.1925;73.4725;38.8236) | 110 | 3.9 | 52 | 87.015 | 60 | Varibar | [5,133] | [30,30] | 0 | 10 | 150 | abnormal | tracheal aspiration | 6.3767 | 3.0101 | 19.1949 | 27.7436 | 13.0964 | 363.3414 | 1.7717e-13 | 0.014858 | 0.45168 | 0.029498 | 0.0016736 | 2.132 | 0.0086155 | 0.00032093 | 0.060394 | 0.0060344 | 0.29551 | 0.017857 | 0.16152 | 0.81075 | 7.2513 | 0.0059316 | 3.2782 | 0.0017504 | 0.013606 | 0.011951 | 0.24688 | 3.9544 | 0.0004879 | 0.36686 | 0.38547 | 0.32932 | 0.39033 | 0.25128 | 0.00027984 | 1.0299 | 0.4272
1f37113 | MBS_a | 4 | 05f_109019_419x230x572.dat | 0.0850;0.0850;0.1928 | 419;230;572 | (0.1925;73.4725;38.8236) | 110 | 7.85 | 62 | 87.015 | 60 | Varibar | [5,133] | [30,30] | 0 | 10 | 150 | abnormal | tracheal aspiration | 6.3767 | 3.0101 | 19.1949 | 27.7436 | 13.0964 | 363.3414 | 1.4151e-13 | 0.023459 | 0.69219 | 0.041822 | 0.002916 | 2.8735 | 0.0131 | 0.00033729 | 0.095146 | 0.010515 | 0.46205 | 0.029613 | 0.2305 | 1.0604 | 10.299 | 0.010179 | 4.1055 | 0.0032603 | 0.023859 | 0.020395 | 0.35093 | 4.6871 | 0.001105 | 0.53556 | 0.56908 | 0.42226 | 0.48988 | 0.27675 | 0.00097245 | 1.4248 | 0.55831
1f37113 | MBS_a | 4 | 05f_109019_419x230x572.dat | 0.0850;0.0850;0.1928 | 419;230;572 | (0.1925;73.4725;38.8236) | 110 | 9.9905 | 69 | 87.015 | 60 | Varibar | [5,133] | [30,30] | 0 | 10 | 150 | abnormal | tracheal aspiration | 6.3767 | 3.0101 | 19.1949 | 27.7436 | 13.0964 | 363.3414 | 1.3683e-13 | 0.026684 | 0.78351 | 0.04649 | 0.0035451 | 3.0887 | 0.014084 | 0.0011217 | 0.10862 | 0.013093 | 0.47131 | 0.034955 | 0.25066 | 1.1092 | 11.3299 | 0.012321 | 4.3023 | 0.0039037 | 0.027861 | 0.024909 | 0.37797 | 4.7786 | 0.00095423 | 0.60104 | 0.63679 | 0.44991 | 0.5159 | 0.28282 | 0.00082283 | 1.5489 | 0.59416
1f37113 | MBS_a | 4 | 05f_109019_419x230x572.dat | 0.0850;0.0850;0.1928 | 419;230;572 | (0.1925;73.4725;38.8236) | 60 | 2.5 | 38 | 87.015 | 60 | Varibar | [5,133] | [30,30] | 0 | 10 | 150 | abnormal | tracheal aspiration | 6.3767 | 3.0101 | 19.1949 | 27.7436 | 13.0964 | 363.3414 | 2.2134e-13 | 0.0049906 | 0.2473 | 0.017307 | 0.00050227 | 1.532 | 0.0024638 | 0.00025853 | 0.030757 | 0.0019065 | 0.19105 | 0.0076472 | 0.10366 | 0.62683 | 4.6517 | 0.0016085 | 2.6553 | 0.00061666 | 0.0054117 | 0.0042136 | 0.16184 | 3.3991 | 9.5294e-05 | 0.22451 | 0.22992 | 0.25289 | 0.31146 | 0.23158 | 0.00016106 | 0.70081 | 0.32113
1f37113 | MBS_a | 4 | 05f_109019_419x230x572.dat | 0.0850;0.0850;0.1928 | 419;230;572 | (0.1925;73.4725;38.8236) | 60 | 5.7448 | 47 | 87.015 | 60 | Varibar | [5,133] | [30,30] | 0 | 10 | 150 | abnormal | tracheal aspiration | 6.3767 | 3.0101 | 19.1949 | 27.7436 | 13.0964 | 363.3414 | 1.4372e-13 | 0.017323 | 0.55429 | 0.03271 | 0.0015905 | 2.5709 | 0.0080156 | 0.0011978 | 0.074186 | 0.0059667 | 0.36419 | 0.0202 | 0.20493 | 0.99979 | 8.7559 | 0.0054616 | 3.8736 | 0.0017089 | 0.015274 | 0.01259 | 0.31934 | 4.7911 | 0.00040978 | 0.43411 | 0.46687 | 0.3962 | 0.46074 | 0.2703 | 0.00049879 | 1.245 | 0.51592
1f37113 | MBS_a | 4 | 05f_109019_419x230x572.dat | 0.0850;0.0850;0.1928 | 419;230;572 | (0.1925;73.4725;38.8236) | 60 | 6.3535 | 49 | 87.015 | 60 | Varibar | [5,133] | [30,30] | 0 | 10 | 150 | abnormal | tracheal aspiration | 6.3767 | 3.0101 | 19.1949 | 27.7436 | 13.0964 | 363.3414 | 1.3723e-13 | 0.016723 | 0.60684 | 0.035984 | 0.0018756 | 2.699 | 0.0089895 | 0.0003402 | 0.081726 | 0.0069815 | 0.36655 | 0.022843 | 0.22068 | 1.0403 | 9.5528 | 0.0064797 | 4.0254 | 0.0019582 | 0.016745 | 0.014079 | 0.34221 | 4.9032 | 0.00054248 | 0.4683 | 0.50675 | 0.41501 | 0.47945 | 0.27521 | 0.00055307 | 1.3346 | 0.5419
1f37113 | MBS_a | 4 | 05f_109019_419x230x572.dat | 0.0850;0.0850;0.1928 | 419;230;572 | (0.1925;73.4725;38.8236) | 80 | 2.9 | 44 | 87.015 | 60 | Varibar | [5,133] | [30,30] | 0 | 10 | 150 | abnormal | tracheal aspiration | 6.3767 | 3.0101 | 19.1949 | 27.7436 | 13.0964 | 363.3414 | 1.9817e-13 | 0.0082546 | 0.33391 | 0.021228 | 0.00097786 | 1.7778 | 0.0039723 | 0.00043805 | 0.043499 | 0.0036752 | 0.23357 | 0.01196 | 0.12911 | 0.69845 | 5.8466 | 0.0032314 | 2.9146 | 0.0011035 | 0.0082914 | 0.0074997 | 0.19993 | 3.6363 | 0.00025754 | 0.28317 | 0.29624 | 0.28372 | 0.34426 | 0.23978 | 0.00030168 | 0.84549 | 0.36626
1f37113 | MBS_a | 4 | 05f_109019_419x230x572.dat | 0.0850;0.0850;0.1928 | 419;230;572 | (0.1925;73.4725;38.8236) | 80 | 7.702 | 57 | 87.015 | 60 | Varibar | [5,133] | [30,30] | 0 | 10 | 150 | abnormal | tracheal aspiration | 6.3767 | 3.0101 | 19.1949 | 27.7436 | 13.0964 | 363.3414 | 1.3247e-13 | 0.022016 | 0.70381 | 0.040474 | 0.0026149 | 2.9193 | 0.01096 | 0.00052358 | 0.098171 | 0.0096321 | 0.47397 | 0.029605 | 0.24209 | 1.0964 | 10.8535 | 0.0095929 | 4.1998 | 0.002852 | 0.022392 | 0.019363 | 0.3703 | 4.9094 | 0.00071577 | 0.53766 | 0.582 | 0.43742 | 0.50225 | 0.28072 | 0.00048732 | 1.4807 | 0.5779
1f37113 | MBS_a | 4 | 05f_109019_419x230x572.dat | 0.0850;0.0850;0.1928 | 419;230;572 | (0.1925;73.4725;38.8236) | 80 | 8.502 | 60 | 87.015 | 60 | Varibar | [5,133] | [30,30] | 0 | 10 | 150 | abnormal | tracheal aspiration | 6.3767 | 3.0101 | 19.1949 | 27.7436 | 13.0964 | 363.3414 | 1.292e-13 | 0.024818 | 0.74996 | 0.044161 | 0.0028479 | 3.0423 | 0.012708 | 0.0005942 | 0.10486 | 0.011324 | 0.53976 | 0.032305 | 0.25383 | 1.1264 | 11.5256 | 0.010831 | 4.3029 | 0.0032182 | 0.025033 | 0.021339 | 0.38692 | 4.9726 | 0.00072722 | 0.56938 | 0.6172 | 0.45198 | 0.51534 | 0.28398 | 0.00082168 | 1.5582 | 0.59884
1f37113 | MBS_a | 5 | 05f_109019_419x230x572.dat | 0.0850;0.0850;0.1928 | 419;230;572 | (0.1925;73.4725;38.8236) | 110 | 3.9 | 52 | 87.015 | 60 | Varibar | [5,133,110] | [30,30,100] | 0 | 20 | 150 | abnormal | tracheal aspiration | 6.3767 | 3.0101 | 19.1949 | 27.7436 | 13.0964 | 363.3414 | 1.7717e-13 | 0.013827 | 0.45113 | 0.028833 | 0.0015863 | 2.1291 | 0.0081798 | 0.00032818 | 0.056311 | 0.0056107 | 0.29635 | 0.017063 | 0.15471 | 8.8362 | 7.2479 | 0.0054409 | 3.2715 | 0.001637 | 0.012713 | 0.010889 | 0.23302 | 3.9212 | 0.0004879 | 0.36502 | 0.38267 | 0.32517 | 0.38854 | 0.25062 | 0.00024575 | 1.6445 | 0.81925
1f37113 | MBS_a | 5 | 05f_109019_419x230x572.dat | 0.0850;0.0850;0.1928 | 419;230;572 | (0.1925;73.4725;38.8236) | 110 | 7.85 | 62 | 87.015 | 60 | Varibar | [5,133,110] | [30,30,100] | 0 | 20 | 150 | abnormal | tracheal aspiration | 6.3767 | 3.0101 | 19.1949 | 27.7436 | 13.0964 | 363.3414 | 1.4151e-13 | 0.021568 | 0.69127 | 0.040477 | 0.0027749 | 2.8714 | 0.01277 | 0.00027482 | 0.08839 | 0.0097973 | 0.46183 | 0.028185 | 0.22111 | 13.6303 | 10.2905 | 0.00935 | 4.097 | 0.0030877 | 0.021915 | 0.018873 | 0.33069 | 4.6505 | 0.0010326 | 0.53277 | 0.56479 | 0.41868 | 0.48762 | 0.27586 | 0.00097245 | 2.388 | 1.1732
1f37113 | MBS_a | 5 | 05f_109019_419x230x572.dat | 0.0850;0.0850;0.1928 | 419;230;572 | (0.1925;73.4725;38.8236) | 110 | 9.9905 | 69 | 87.015 | 60 | Varibar | [5,133,110] | [30,30,100] | 0 | 20 | 150 | abnormal | tracheal aspiration | 6.3767 | 3.0101 | 19.1949 | 27.7436 | 13.0964 | 363.3414 | 1.3683e-13 | 0.025669 | 0.78241 | 0.046026 | 0.0033461 | 3.0891 | 0.012974 | 0.0011217 | 0.10121 | 0.012284 | 0.46866 | 0.033263 | 0.24022 | 15.4656 | 11.3189 | 0.011429 | 4.2923 | 0.0037023 | 0.025897 | 0.023296 | 0.35668 | 4.7499 | 0.0010041 | 0.59802 | 0.63208 | 0.44554 | 0.51365 | 0.28198 | 0.00079732 | 2.6495 | 1.2972
1f37113 | MBS_a | 5 | 05f_109019_419x230x572.dat | 0.0850;0.0850;0.1928 | 419;230;572 | (0.1925;73.4725;38.8236) | 60 | 2.5 | 38 | 87.015 | 60 | Varibar | [5,133,110] | [30,30,100] | 0 | 20 | 150 | abnormal | tracheal aspiration | 6.3767 | 3.0101 | 19.1949 | 27.7436 | 13.0964 | 363.3414 | 2.2134e-13 | 0.0045257 | 0.24711 | 0.017162 | 0.00049364 | 1.5298 | 0.0022748 | 0.00025853 | 0.028799 | 0.0017537 | 0.19105 | 0.0073806 | 0.098953 | 4.6215 | 4.6499 | 0.0014946 | 2.6504 | 0.00058233 | 0.0050706 | 0.0037887 | 0.15306 | 3.3623 | 9.5294e-05 | 0.22341 | 0.22832 | 0.24946 | 0.31003 | 0.23112 | 0.00016106 | 1.0063 | 0.51526
1f37113 | MBS_a | 5 | 05f_109019_419x230x572.dat | 0.0850;0.0850;0.1928 | 419;230;572 | (0.1925;73.4725;38.8236) | 60 | 5.7448 | 47 | 87.015 | 60 | Varibar | [5,133,110] | [30,30,100] | 0 | 20 | 150 | abnormal | tracheal aspiration | 6.3767 | 3.0101 | 19.1949 | 27.7436 | 13.0964 | 363.3414 | 1.4372e-13 | 0.015607 | 0.55365 | 0.031923 | 0.0015533 | 2.5678 | 0.0078389 | 0.0011978 | 0.069024 | 0.0055055 | 0.36405 | 0.01937 | 0.19567 | 10.5351 | 8.7504 | 0.0050081 | 3.8652 | 0.0016477 | 0.014015 | 0.011162 | 0.30118 | 4.7385 | 0.00040873 | 0.43178 | 0.46333 | 0.39082 | 0.45839 | 0.26944 | 0.00047853 | 1.975 | 0.98099
1f37113 | MBS_a | 5 | 05f_109019_419x230x572.dat | 0.0850;0.0850;0.1928 | 419;230;572 | (0.1925;73.4725;38.8236) | 60 | 6.3535 | 49 | 87.015 | 60 | Varibar | [5,133,110] | [30,30,100] | 0 | 20 | 150 | abnormal | tracheal aspiration | 6.3767 | 3.0101 | 19.1949 | 27.7436 | 13.0964 | 363.3414 | 1.3723e-13 | 0.014696 | 0.6061 | 0.035047 | 0.0018203 | 2.6971 | 0.0089057 | 0.00033182 | 0.075969 | 0.0064595 | 0.36632 | 0.021872 | 0.21074 | 11.731 | 9.547 | 0.0058917 | 4.0164 | 0.0018664 | 0.015417 | 0.012827 | 0.32154 | 4.8628 | 0.00050168 | 0.46575 | 0.50282 | 0.40955 | 0.47701 | 0.27429 | 0.00040079 | 2.1533 | 1.0642
1f37113 | MBS_a | 5 | 05f_109019_419x230x572.dat | 0.0850;0.0850;0.1928 | 419;230;572 | (0.1925;73.4725;38.8236) | 80 | 2.9 | 44 | 87.015 | 60 | Varibar | [5,133,110] | [30,30,100] | 0 | 20 | 150 | abnormal | tracheal aspiration | 6.3767 | 3.0101 | 19.1949 | 27.7436 | 13.0964 | 363.3414 | 1.9817e-13 | 0.0076687 | 0.33356 | 0.020974 | 0.00093961 | 1.7759 | 0.0036405 | 0.00043805 | 0.04054 | 0.0034255 | 0.23406 | 0.011432 | 0.12328 | 6.5162 | 5.844 | 0.002882 | 2.9096 | 0.0010646 | 0.0075713 | 0.0070269 | 0.18892 | 3.6 | 0.00025109 | 0.28174 | 0.29411 | 0.28 | 0.34263 | 0.23921 | 0.00028699 | 1.2909 | 0.6499
1f37113 | MBS_a | 5 | 05f_109019_419x230x572.dat | 0.0850;0.0850;0.1928 | 419;230;572 | (0.1925;73.4725;38.8236) | 80 | 7.702 | 57 | 87.015 | 60 | Varibar | [5,133,110] | [30,30,100] | 0 | 20 | 150 | abnormal | tracheal aspiration | 6.3767 | 3.0101 | 19.1949 | 27.7436 | 13.0964 | 363.3414 | 1.3247e-13 | 0.019948 | 0.70287 | 0.039264 | 0.0025457 | 2.9175 | 0.01061 | 0.00052358 | 0.090924 | 0.0088954 | 0.47191 | 0.028161 | 0.23153 | 14.2821 | 10.8467 | 0.00853 | 4.1903 | 0.0027107 | 0.020577 | 0.017962 | 0.34697 | 4.8652 | 0.00074498 | 0.53472 | 0.57738 | 0.43171 | 0.49974 | 0.27973 | 0.00036012 | 2.4909 | 1.2226
1f37113 | MBS_a | 5 | 05f_109019_419x230x572.dat | 0.0850;0.0850;0.1928 | 419;230;572 | (0.1925;73.4725;38.8236) | 80 | 8.502 | 60 | 87.015 | 60 | Varibar | [5,133,110] | [30,30,100] | 0 | 20 | 150 | abnormal | tracheal aspiration | 6.3767 | 3.0101 | 19.1949 | 27.7436 | 13.0964 | 363.3414 | 1.292e-13 | 0.022482 | 0.74888 | 0.043353 | 0.0027275 | 3.0404 | 0.012036 | 0.0005942 | 0.096905 | 0.01054 | 0.53884 | 0.030688 | 0.24309 | 15.4041 | 11.5171 | 0.0097052 | 4.2924 | 0.0030724 | 0.023065 | 0.019496 | 0.36335 | 4.9341 | 0.00072722 | 0.56624 | 0.61231 | 0.44652 | 0.51287 | 0.28292 | 0.00063214 | 2.6521 | 1.2974
1f37113 | MBS_a | 6 | 05f_109019_419x230x572.dat | 0.0850;0.0850;0.1928 | 419;230;572 | (0.1925;73.4725;37.2187) | 110 | 3.9 | 52 | 87.015 | 60 | Varibar | [5] | [0] | 0 | 10 | 150 | abnormal | tracheal aspiration | 6.3767 | 9.9022 | 63.144 | 27.7436 | 43.0822 | 1195.2548 | 2.1538e-13 | 0.13872 | 0.7852 | 0.74583 | 0.010234 | 0.87523 | 0.061889 | 0.0034595 | 0.62688 | 0.046209 | 1.0437 | 0.24827 | 0.91943 | 0.8203 | 1.1146 | 0.040313 | 1.146 | 0.012251 | 0.09471 | 0.10197 | 0.70228 | 1.4635 | 0.0014985 | 0.40338 | 0.46705 | 0.2141 | 0.24219 | 0.26935 | 0.0024569 | 0.44311 | 0.44317
1f37113 | MBS_a | 6 | 05f_109019_419x230x572.dat | 0.0850;0.0850;0.1928 | 419;230;572 | (0.1925;73.4725;37.2187) | 110 | 7.85 | 62 | 87.015 | 60 | Varibar | [5] | [0] | 0 | 10 | 150 | abnormal | tracheal aspiration | 6.3767 | 9.9022 | 63.144 | 27.7436 | 43.0822 | 1195.2548 | 1.7203e-13 | 0.22304 | 1.1374 | 0.87915 | 0.017037 | 1.2147 | 0.097826 | 0.0053128 | 0.88194 | 0.075621 | 1.2154 | 0.3538 | 1.1844 | 1.1247 | 1.3584 | 0.06646 | 1.4492 | 0.020579 | 0.15462 | 0.16286 | 0.9878 | 1.7775 | 0.0033251 | 0.57982 | 0.67806 | 0.28133 | 0.31067 | 0.29745 | 0.0038925 | 0.60316 | 0.5776
1f37113 | MBS_a | 6 | 05f_109019_419x230x572.dat | 0.0850;0.0850;0.1928 | 419;230;572 | (0.1925;73.4725;37.2187) | 110 | 9.9905 | 69 | 87.015 | 60 | Varibar | [5] | [0] | 0 | 10 | 150 | abnormal | tracheal aspiration | 6.3767 | 9.9022 | 63.144 | 27.7436 | 43.0822 | 1195.2548 | 1.6635e-13 | 0.24695 | 1.2515 | 0.93498 | 0.020878 | 1.3438 | 0.11195 | 0.0073605 | 0.95662 | 0.088995 | 1.3118 | 0.38557 | 1.2444 | 1.2096 | 1.4384 | 0.079827 | 1.5318 | 0.025077 | 0.17996 | 0.18981 | 1.0638 | 1.8337 | 0.0040574 | 0.64647 | 0.75275 | 0.30174 | 0.33012 | 0.30452 | 0.0037945 | 0.65534 | 0.61934
1f37113 | MBS_a | 6 | 05f_109019_419x230x572.dat | 0.0850;0.0850;0.1928 | 419;230;572 | (0.1925;73.4725;37.2187) | 60 | 2.5 | 38 | 87.015 | 60 | Varibar | [5] | [0] | 0 | 10 | 150 | abnormal | tracheal aspiration | 6.3767 | 9.9022 | 63.144 | 27.7436 | 43.0822 | 1195.2548 | 2.6909e-13 | 0.068385 | 0.49499 | 0.62064 | 0.0038823 | 0.60168 | 0.029516 | 0.00062513 | 0.41963 | 0.020124 | 0.89775 | 0.1609 | 0.71421 | 0.56917 | 0.91957 | 0.016106 | 0.89812 | 0.0044081 | 0.041417 | 0.048039 | 0.4779 | 1.2008 | 0.00057861 | 0.25491 | 0.28889 | 0.1577 | 0.187 | 0.24682 | 0.00068437 | 0.31301 | 0.33116
1f37113 | MBS_a | 6 | 05f_109019_419x230x572.dat | 0.0850;0.0850;0.1928 | 419;230;572 | (0.1925;73.4725;37.2187) | 60 | 5.7448 | 47 | 87.015 | 60 | Varibar | [5] | [0] | 0 | 10 | 150 | abnormal | tracheal aspiration | 6.3767 | 9.9022 | 63.144 | 27.7436 | 43.0822 | 1195.2548 | 1.7472e-13 | 0.17155 | 0.98564 | 0.80821 | 0.010975 | 1.0505 | 0.076797 | 0.0021956 | 0.79218 | 0.053532 | 1.1329 | 0.3146 | 1.1304 | 1.0165 | 1.266 | 0.045832 | 1.3614 | 0.012841 | 0.11009 | 0.12093 | 0.88857 | 1.7544 | 0.001913 | 0.4783 | 0.56803 | 0.25624 | 0.28767 | 0.29006 | 0.001541 | 0.5352 | 0.52581
1f37113 | MBS_a | 6 | 05f_109019_419x230x572.dat | 0.0850;0.0850;0.1928 | 419;230;572 | (0.1925;73.4725;37.2187) | 60 | 6.3535 | 49 | 87.015 | 60 | Varibar | [5] | [0] | 0 | 10 | 150 | abnormal | tracheal aspiration | 6.3767 | 9.9022 | 63.144 | 27.7436 | 43.0822 | 1195.2548 | 1.6683e-13 | 0.18214 | 1.059 | 0.83548 | 0.012997 | 1.1095 | 0.087097 | 0.0040796 | 0.84267 | 0.060416 | 1.1628 | 0.33719 | 1.1804 | 1.0744 | 1.3204 | 0.051891 | 1.4189 | 0.014764 | 0.12379 | 0.13531 | 0.94344 | 1.819 | 0.0021588 | 0.51403 | 0.61397 | 0.2676 | 0.30106 | 0.29562 | 0.0020962 | 0.56555 | 0.55277
1f37113 | MBS_a | 6 | 05f_109019_419x230x572.dat | 0.0850;0.0850;0.1928 | 419;230;572 | (0.1925;73.4725;37.2187) | 80 | 2.9 | 44 | 87.015 | 60 | Varibar | [5] | [0] | 0 | 10 | 150 | abnormal | tracheal aspiration | 6.3767 | 9.9022 | 63.144 | 27.7436 | 43.0822 | 1195.2548 | 2.4093e-13 | 0.098408 | 0.61816 | 0.66838 | 0.0064684 | 0.71516 | 0.043412 | 0.002081 | 0.50754 | 0.030819 | 0.9505 | 0.19878 | 0.8007 | 0.67668 | 0.99134 | 0.025682 | 1.0033 | 0.0076206 | 0.06353 | 0.070557 | 0.57254 | 1.2958 | 0.0011118 | 0.31627 | 0.36529 | 0.18243 | 0.21003 | 0.25634 | 0.0014124 | 0.36697 | 0.37701
1f37113 | MBS_a | 6 | 05f_109019_419x230x572.dat | 0.0850;0.0850;0.1928 | 419;230;572 | (0.1925;73.4725;37.2187) | 80 | 7.702 | 57 | 87.015 | 60 | Varibar | [5] | [0] | 0 | 10 | 150 | abnormal | tracheal aspiration | 6.3767 | 9.9022 | 63.144 | 27.7436 | 43.0822 | 1195.2548 | 1.6104e-13 | 0.22027 | 1.1688 | 0.8816 | 0.016779 | 1.2297 | 0.10312 | 0.0043549 | 0.9098 | 0.076529 | 1.2156 | 0.36869 | 1.2262 | 1.1574 | 1.387 | 0.067662 | 1.4876 | 0.020229 | 0.15428 | 0.16308 | 1.0159 | 1.869 | 0.0029124 | 0.58427 | 0.69678 | 0.28798 | 0.3187 | 0.30165 | 0.0038799 | 0.61597 | 0.59137
1f37113 | MBS_a | 6 | 05f_109019_419x230x572.dat | 0.0850;0.0850;0.1928 | 419;230;572 | (0.1925;73.4725;37.2187) | 80 | 8.502 | 60 | 87.015 | 60 | Varibar | [5] | [0] | 0 | 10 | 150 | abnormal | tracheal aspiration | 6.3767 | 9.9022 | 63.144 | 27.7436 | 43.0822 | 1195.2548 | 1.5705e-13 | 0.24238 | 1.2255 | 0.90537 | 0.018081 | 1.2827 | 0.11008 | 0.0050509 | 0.94892 | 0.082947 | 1.2577 | 0.38555 | 1.2582 | 1.2002 | 1.4266 | 0.071607 | 1.5308 | 0.022319 | 0.16699 | 0.17535 | 1.0542 | 1.8954 | 0.0032276 | 0.61676 | 0.73628 | 0.29858 | 0.32859 | 0.30527 | 0.0042291 | 0.64106 | 0.61154
1f37113 | MBS_a | 7 | 05f_109019_419x230x572.dat | 0.0850;0.0850;0.1928 | 419;230;572 | (0.1925;73.4725;38.8236) | 110 | 3.9 | 52 | 87.015 | 60 | Varibar | [5,133] | [30,30] | 0 | 10 | 150 | abnormal | tracheal aspiration | 6.3767 | 3.0101 | 19.1949 | 27.7436 | 13.0964 | 363.3414 | 1.7717e-13 | 0.014858 | 0.45168 | 0.029498 | 0.0016736 | 2.132 | 0.0086155 | 0.00032093 | 0.060394 | 0.0060344 | 0.29551 | 0.017857 | 0.16152 | 0.81075 | 7.2513 | 0.0059316 | 3.2782 | 0.0017504 | 0.013606 | 0.011951 | 0.24688 | 3.9544 | 0.0004879 | 0.36686 | 0.38547 | 0.32932 | 0.39033 | 0.25128 | 0.00027984 | 1.0299 | 0.4272
1f37113 | MBS_a | 7 | 05f_109019_419x230x572.dat | 0.0850;0.0850;0.1928 | 419;230;572 | (0.1925;73.4725;38.8236) | 110 | 7.85 | 62 | 87.015 | 60 | Varibar | [5,133] | [30,30] | 0 | 10 | 150 | abnormal | tracheal aspiration | 6.3767 | 3.0101 | 19.1949 | 27.7436 | 13.0964 | 363.3414 | 1.4151e-13 | 0.023459 | 0.69219 | 0.041822 | 0.002916 | 2.8735 | 0.0131 | 0.00033729 | 0.095146 | 0.010515 | 0.46205 | 0.029613 | 0.2305 | 1.0604 | 10.299 | 0.010179 | 4.1055 | 0.0032603 | 0.023859 | 0.020395 | 0.35093 | 4.6871 | 0.001105 | 0.53556 | 0.56908 | 0.42226 | 0.48988 | 0.27675 | 0.00097245 | 1.4248 | 0.55831
1f37113 | MBS_a | 7 | 05f_109019_419x230x572.dat | 0.0850;0.0850;0.1928 | 419;230;572 | (0.1925;73.4725;38.8236) | 110 | 9.9905 | 69 | 87.015 | 60 | Varibar | [5,133] | [30,30] | 0 | 10 | 150 | abnormal | tracheal aspiration | 6.3767 | 3.0101 | 19.1949 | 27.7436 | 13.0964 | 363.3414 | 1.3683e-13 | 0.026684 | 0.78351 | 0.04649 | 0.0035451 | 3.0887 | 0.014084 | 0.0011217 | 0.10862 | 0.013093 | 0.47131 | 0.034955 | 0.25066 | 1.1092 | 11.3299 | 0.012321 | 4.3023 | 0.0039037 | 0.027861 | 0.024909 | 0.37797 | 4.7786 | 0.00095423 | 0.60104 | 0.63679 | 0.44991 | 0.5159 | 0.28282 | 0.00082283 | 1.5489 | 0.59416
1f37113 | MBS_a | 7 | 05f_109019_419x230x572.dat | 0.0850;0.0850;0.1928 | 419;230;572 | (0.1925;73.4725;38.8236) | 60 | 2.5 | 38 | 87.015 | 60 | Varibar | [5,133] | [30,30] | 0 | 10 | 150 | abnormal | tracheal aspiration | 6.3767 | 3.0101 | 19.1949 | 27.7436 | 13.0964 | 363.3414 | 2.2134e-13 | 0.0049906 | 0.2473 | 0.017307 | 0.00050227 | 1.532 | 0.0024638 | 0.00025853 | 0.030757 | 0.0019065 | 0.19105 | 0.0076472 | 0.10366 | 0.62683 | 4.6517 | 0.0016085 | 2.6553 | 0.00061666 | 0.0054117 | 0.0042136 | 0.16184 | 3.3991 | 9.5294e-05 | 0.22451 | 0.22992 | 0.25289 | 0.31146 | 0.23158 | 0.00016106 | 0.70081 | 0.32113
1f37113 | MBS_a | 7 | 05f_109019_419x230x572.dat | 0.0850;0.0850;0.1928 | 419;230;572 | (0.1925;73.4725;38.8236) | 60 | 5.7448 | 47 | 87.015 | 60 | Varibar | [5,133] | [30,30] | 0 | 10 | 150 | abnormal | tracheal aspiration | 6.3767 | 3.0101 | 19.1949 | 27.7436 | 13.0964 | 363.3414 | 1.4372e-13 | 0.017323 | 0.55429 | 0.03271 | 0.0015905 | 2.5709 | 0.0080156 | 0.0011978 | 0.074186 | 0.0059667 | 0.36419 | 0.0202 | 0.20493 | 0.99979 | 8.7559 | 0.0054616 | 3.8736 | 0.0017089 | 0.015274 | 0.01259 | 0.31934 | 4.7911 | 0.00040978 | 0.43411 | 0.46687 | 0.3962 | 0.46074 | 0.2703 | 0.00049879 | 1.245 | 0.51592
1f37113 | MBS_a | 7 | 05f_109019_419x230x572.dat | 0.0850;0.0850;0.1928 | 419;230;572 | (0.1925;73.4725;38.8236) | 60 | 6.3535 | 49 | 87.015 | 60 | Varibar | [5,133] | [30,30] | 0 | 10 | 150 | abnormal | tracheal aspiration | 6.3767 | 3.0101 | 19.1949 | 27.7436 | 13.0964 | 363.3414 | 1.3723e-13 | 0.016723 | 0.60684 | 0.035984 | 0.0018756 | 2.699 | 0.0089895 | 0.0003402 | 0.081726 | 0.0069815 | 0.36655 | 0.022843 | 0.22068 | 1.0403 | 9.5528 | 0.0064797 | 4.0254 | 0.0019582 | 0.016745 | 0.014079 | 0.34221 | 4.9032 | 0.00054248 | 0.4683 | 0.50675 | 0.41501 | 0.47945 | 0.27521 | 0.00055307 | 1.3346 | 0.5419
1f37113 | MBS_a | 7 | 05f_109019_419x230x572.dat | 0.0850;0.0850;0.1928 | 419;230;572 | (0.1925;73.4725;38.8236) | 80 | 2.9 | 44 | 87.015 | 60 | Varibar | [5,133] | [30,30] | 0 | 10 | 150 | abnormal | tracheal aspiration | 6.3767 | 3.0101 | 19.1949 | 27.7436 | 13.0964 | 363.3414 | 1.9817e-13 | 0.0082546 | 0.33391 | 0.021228 | 0.00097786 | 1.7778 | 0.0039723 | 0.00043805 | 0.043499 | 0.0036752 | 0.23357 | 0.01196 | 0.1291 | 0.69845 | 5.8466 | 0.0032314 | 2.9146 | 0.0011035 | 0.0082914 | 0.0074997 | 0.19993 | 3.6363 | 0.00025754 | 0.28317 | 0.29624 | 0.28372 | 0.34426 | 0.23978 | 0.00030168 | 0.84549 | 0.36626
1f37113 | MBS_a | 7 | 05f_109019_419x230x572.dat | 0.0850;0.0850;0.1928 | 419;230;572 | (0.1925;73.4725;38.8236) | 80 | 7.702 | 57 | 87.015 | 60 | Varibar | [5,133] | [30,30] | 0 | 10 | 150 | abnormal | tracheal aspiration | 6.3767 | 3.0101 | 19.1949 | 27.7436 | 13.0964 | 363.3414 | 1.3247e-13 | 0.022016 | 0.70381 | 0.040474 | 0.0026149 | 2.9193 | 0.01096 | 0.00052358 | 0.098171 | 0.0096321 | 0.47397 | 0.029605 | 0.24209 | 1.0964 | 10.8535 | 0.0095929 | 4.1998 | 0.002852 | 0.022392 | 0.019363 | 0.3703 | 4.9094 | 0.00071577 | 0.53766 | 0.582 | 0.43742 | 0.50225 | 0.28072 | 0.00048732 | 1.4807 | 0.5779
1f37113 | MBS_a | 7 | 05f_109019_419x230x572.dat | 0.0850;0.0850;0.1928 | 419;230;572 | (0.1925;73.4725;38.8236) | 80 | 8.502 | 60 | 87.015 | 60 | Varibar | [5,133] | [30,30] | 0 | 10 | 150 | abnormal | tracheal aspiration | 6.3767 | 3.0101 | 19.1949 | 27.7436 | 13.0964 | 363.3414 | 1.292e-13 | 0.024818 | 0.74996 | 0.044161 | 0.0028479 | 3.0423 | 0.012708 | 0.0005942 | 0.10486 | 0.011324 | 0.53976 | 0.032304 | 0.25383 | 1.1264 | 11.5256 | 0.010831 | 4.3029 | 0.0032182 | 0.025033 | 0.021339 | 0.38692 | 4.9726 | 0.00072722 | 0.56938 | 0.6172 | 0.45198 | 0.51534 | 0.28398 | 0.00082168 | 1.5582 | 0.59884
1f37113 | MBS_a | 8 | 05f_109019_419x230x572.dat | 0.0850;0.0850;0.1928 | 419;230;572 | (0.1925;73.4725;38.8236) | 110 | 3.9 | 52 | 87.015 | 60 | Varibar | [5,133,110] | [30,30,100] | 0 | 20 | 150 | abnormal | tracheal aspiration | 6.3767 | 3.0101 | 19.1949 | 27.7436 | 13.0964 | 363.3414 | 1.7717e-13 | 0.013827 | 0.45113 | 0.028833 | 0.0015863 | 2.1291 | 0.0081798 | 0.00032818 | 0.056311 | 0.0056114 | 0.29635 | 0.017063 | 0.15471 | 8.8368 | 7.2479 | 0.0054409 | 3.2715 | 0.001637 | 0.012713 | 0.010889 | 0.23302 | 3.9212 | 0.0004879 | 0.36502 | 0.38267 | 0.32517 | 0.38854 | 0.25062 | 0.00024575 | 1.6446 | 0.81928
1f37113 | MBS_a | 8 | 05f_109019_419x230x572.dat | 0.0850;0.0850;0.1928 | 419;230;572 | (0.1925;73.4725;38.8236) | 110 | 7.85 | 62 | 87.015 | 60 | Varibar | [5,133,110] | [30,30,100] | 0 | 20 | 150 | abnormal | tracheal aspiration | 6.3767 | 3.0101 | 19.1949 | 27.7436 | 13.0964 | 363.3414 | 1.4151e-13 | 0.021568 | 0.69127 | 0.040477 | 0.0027749 | 2.8714 | 0.01277 | 0.00027482 | 0.08839 | 0.0097973 | 0.46183 | 0.028185 | 0.22111 | 13.6303 | 10.2905 | 0.00935 | 4.097 | 0.0030877 | 0.021915 | 0.018873 | 0.33069 | 4.6505 | 0.0010326 | 0.53277 | 0.56479 | 0.41868 | 0.48762 | 0.27586 | 0.00097245 | 2.388 | 1.1732
1f37113 | MBS_a | 8 | 05f_109019_419x230x572.dat | 0.0850;0.0850;0.1928 | 419;230;572 | (0.1925;73.4725;38.8236) | 110 | 9.9905 | 69 | 87.015 | 60 | Varibar | [5,133,110] | [30,30,100] | 0 | 20 | 150 | abnormal | tracheal aspiration | 6.3767 | 3.0101 | 19.1949 | 27.7436 | 13.0964 | 363.3414 | 1.3683e-13 | 0.025669 | 0.78241 | 0.046026 | 0.0033461 | 3.0891 | 0.012974 | 0.0011217 | 0.10121 | 0.012282 | 0.46866 | 0.033263 | 0.24022 | 15.4656 | 11.3189 | 0.011429 | 4.2923 | 0.0037023 | 0.025897 | 0.023296 | 0.35668 | 4.7499 | 0.0010041 | 0.59802 | 0.63208 | 0.44553 | 0.51365 | 0.28198 | 0.00079732 | 2.6495 | 1.2972
1f37113 | MBS_a | 8 | 05f_109019_419x230x572.dat | 0.0850;0.0850;0.1928 | 419;230;572 | (0.1925;73.4725;38.8236) | 60 | 2.5 | 38 | 87.015 | 60 | Varibar | [5,133,110] | [30,30,100] | 0 | 20 | 150 | abnormal | tracheal aspiration | 6.3767 | 3.0101 | 19.1949 | 27.7436 | 13.0964 | 363.3414 | 2.2134e-13 | 0.0045257 | 0.24711 | 0.017162 | 0.00049364 | 1.5298 | 0.0022748 | 0.00025853 | 0.028799 | 0.0017537 | 0.19105 | 0.0073806 | 0.098953 | 4.6215 | 4.6499 | 0.0014946 | 2.6504 | 0.00058233 | 0.0050706 | 0.0037887 | 0.15306 | 3.3623 | 9.5294e-05 | 0.22341 | 0.22832 | 0.24946 | 0.31003 | 0.23112 | 0.00016106 | 1.0063 | 0.51526
1f37113 | MBS_a | 8 | 05f_109019_419x230x572.dat | 0.0850;0.0850;0.1928 | 419;230;572 | (0.1925;73.4725;38.8236) | 60 | 5.7448 | 47 | 87.015 | 60 | Varibar | [5,133,110] | [30,30,100] | 0 | 20 | 150 | abnormal | tracheal aspiration | 6.3767 | 3.0101 | 19.1949 | 27.7436 | 13.0964 | 363.3414 | 1.4372e-13 | 0.015607 | 0.55365 | 0.031923 | 0.0015533 | 2.5678 | 0.0078389 | 0.0011978 | 0.069024 | 0.0055055 | 0.36405 | 0.01937 | 0.19567 | 10.5351 | 8.7504 | 0.0050081 | 3.8652 | 0.0016477 | 0.014015 | 0.011162 | 0.30118 | 4.7385 | 0.00040873 | 0.43178 | 0.46333 | 0.39082 | 0.45839 | 0.26944 | 0.00047853 | 1.975 | 0.98099
1f37113 | MBS_a | 8 | 05f_109019_419x230x572.dat | 0.0850;0.0850;0.1928 | 419;230;572 | (0.1925;73.4725;38.8236) | 60 | 6.3535 | 49 | 87.015 | 60 | Varibar | [5,133,110] | [30,30,100] | 0 | 20 | 150 | abnormal | tracheal aspiration | 6.3767 | 3.0101 | 19.1949 | 27.7436 | 13.0964 | 363.3414 | 1.3723e-13 | 0.014696 | 0.6061 | 0.035047 | 0.0018203 | 2.6971 | 0.0089057 | 0.00033182 | 0.075969 | 0.0064595 | 0.36632 | 0.021872 | 0.21074 | 11.731 | 9.547 | 0.0058917 | 4.0164 | 0.0018664 | 0.015417 | 0.012827 | 0.32154 | 4.8628 | 0.00050168 | 0.46575 | 0.50282 | 0.40955 | 0.47701 | 0.27429 | 0.00040079 | 2.1533 | 1.0642
1f37113 | MBS_a | 8 | 05f_109019_419x230x572.dat | 0.0850;0.0850;0.1928 | 419;230;572 | (0.1925;73.4725;38.8236) | 80 | 2.9 | 44 | 87.015 | 60 | Varibar | [5,133,110] | [30,30,100] | 0 | 20 | 150 | abnormal | tracheal aspiration | 6.3767 | 3.0101 | 19.1949 | 27.7436 | 13.0964 | 363.3414 | 1.9817e-13 | 0.0076687 | 0.33356 | 0.020974 | 0.00093961 | 1.7759 | 0.0036405 | 0.00043805 | 0.04054 | 0.0034255 | 0.23406 | 0.011432 | 0.12328 | 6.5162 | 5.844 | 0.002882 | 2.9096 | 0.0010646 | 0.0075713 | 0.0070269 | 0.18892 | 3.6 | 0.00025109 | 0.28174 | 0.29411 | 0.28 | 0.34263 | 0.23921 | 0.00028699 | 1.2909 | 0.6499
1f37113 | MBS_a | 8 | 05f_109019_419x230x572.dat | 0.0850;0.0850;0.1928 | 419;230;572 | (0.1925;73.4725;38.8236) | 80 | 7.702 | 57 | 87.015 | 60 | Varibar | [5,133,110] | [30,30,100] | 0 | 20 | 150 | abnormal | tracheal aspiration | 6.3767 | 3.0101 | 19.1949 | 27.7436 | 13.0964 | 363.3414 | 1.3247e-13 | 0.019948 | 0.70287 | 0.039264 | 0.0025457 | 2.9175 | 0.01061 | 0.00052358 | 0.090924 | 0.0088954 | 0.47191 | 0.028161 | 0.23153 | 14.2821 | 10.8467 | 0.00853 | 4.1903 | 0.0027107 | 0.020577 | 0.017962 | 0.34697 | 4.8652 | 0.00074498 | 0.53472 | 0.57738 | 0.43171 | 0.49974 | 0.27973 | 0.00036012 | 2.4909 | 1.2226
1f37113 | MBS_a | 8 | 05f_109019_419x230x572.dat | 0.0850;0.0850;0.1928 | 419;230;572 | (0.1925;73.4725;38.8236) | 80 | 8.502 | 60 | 87.015 | 60 | Varibar | [5,133,110] | [30,30,100] | 0 | 20 | 150 | abnormal | tracheal aspiration | 6.3767 | 3.0101 | 19.1949 | 27.7436 | 13.0964 | 363.3414 | 1.292e-13 | 0.022482 | 0.74888 | 0.043353 | 0.0027275 | 3.0404 | 0.012036 | 0.0005942 | 0.096905 | 0.01054 | 0.53884 | 0.030688 | 0.24309 | 15.4041 | 11.5171 | 0.0097052 | 4.2924 | 0.0030724 | 0.023065 | 0.019496 | 0.36335 | 4.9341 | 0.00072722 | 0.56624 | 0.61231 | 0.44652 | 0.51287 | 0.28292 | 0.00063214 | 2.6521 | 1.2974
1f37113 | MBS_a | 9 | 05f_109019_419x230x572.dat | 0.0850;0.0850;0.1928 | 419;230;572 | (0.1925;73.4725;38.8236) | 110 | 3.9 | 52 | 87.015 | 60 | Varibar | [5,133,110] | [30,30,100] | 0 | 20 | 150 | abnormal | tracheal aspiration | 6.3767 | 3.0101 | 19.1949 | 27.7436 | 13.0964 | 363.3414 | 1.7717e-13 | 0.013827 | 0.45113 | 0.028833 | 0.0015863 | 2.1291 | 0.0081798 | 0.00032818 | 0.056311 | 0.0056107 | 0.29635 | 0.017063 | 0.15471 | 8.8362 | 7.2479 | 0.0054409 | 3.2715 | 0.001637 | 0.012713 | 0.010889 | 0.23302 | 3.9212 | 0.0004879 | 0.36502 | 0.38267 | 0.32517 | 0.38854 | 0.25062 | 0.00024575 | 1.6445 | 0.81925
1f37113 | MBS_a | 9 | 05f_109019_419x230x572.dat | 0.0850;0.0850;0.1928 | 419;230;572 | (0.1925;73.4725;38.8236) | 110 | 7.85 | 62 | 87.015 | 60 | Varibar | [5,133,110] | [30,30,100] | 0 | 20 | 150 | abnormal | tracheal aspiration | 6.3767 | 3.0101 | 19.1949 | 27.7436 | 13.0964 | 363.3414 | 1.4151e-13 | 0.021568 | 0.69127 | 0.040477 | 0.0027749 | 2.8714 | 0.01277 | 0.00027482 | 0.08839 | 0.0097973 | 0.46183 | 0.028185 | 0.22111 | 13.6303 | 10.2905 | 0.00935 | 4.097 | 0.0030877 | 0.021915 | 0.018873 | 0.33069 | 4.6505 | 0.0010326 | 0.53277 | 0.56479 | 0.41868 | 0.48762 | 0.27586 | 0.00097245 | 2.388 | 1.1732
1f37113 | MBS_a | 9 | 05f_109019_419x230x572.dat | 0.0850;0.0850;0.1928 | 419;230;572 | (0.1925;73.4725;38.8236) | 110 | 9.9905 | 69 | 87.015 | 60 | Varibar | [5,133,110] | [30,30,100] | 0 | 20 | 150 | abnormal | tracheal aspiration | 6.3767 | 3.0101 | 19.1949 | 27.7436 | 13.0964 | 363.3414 | 1.3683e-13 | 0.025669 | 0.78241 | 0.046026 | 0.0033461 | 3.0891 | 0.012974 | 0.0011217 | 0.10121 | 0.012284 | 0.46866 | 0.033263 | 0.24022 | 15.4656 | 11.3189 | 0.011429 | 4.2923 | 0.0037023 | 0.025897 | 0.023296 | 0.35668 | 4.7499 | 0.0010041 | 0.59802 | 0.63208 | 0.44554 | 0.51365 | 0.28198 | 0.00079732 | 2.6495 | 1.2972
1f37113 | MBS_a | 9 | 05f_109019_419x230x572.dat | 0.0850;0.0850;0.1928 | 419;230;572 | (0.1925;73.4725;38.8236) | 60 | 2.5 | 38 | 87.015 | 60 | Varibar | [5,133,110] | [30,30,100] | 0 | 20 | 150 | abnormal | tracheal aspiration | 6.3767 | 3.0101 | 19.1949 | 27.7436 | 13.0964 | 363.3414 | 2.2134e-13 | 0.0045257 | 0.24711 | 0.017162 | 0.00049364 | 1.5298 | 0.0022748 | 0.00025853 | 0.028799 | 0.0017537 | 0.19105 | 0.0073806 | 0.098953 | 4.6215 | 4.6499 | 0.0014946 | 2.6504 | 0.00058233 | 0.0050706 | 0.0037887 | 0.15306 | 3.3623 | 9.5294e-05 | 0.22341 | 0.22832 | 0.24946 | 0.31003 | 0.23112 | 0.00016106 | 1.0063 | 0.51526
1f37113 | MBS_a | 9 | 05f_109019_419x230x572.dat | 0.0850;0.0850;0.1928 | 419;230;572 | (0.1925;73.4725;38.8236) | 60 | 5.7448 | 47 | 87.015 | 60 | Varibar | [5,133,110] | [30,30,100] | 0 | 20 | 150 | abnormal | tracheal aspiration | 6.3767 | 3.0101 | 19.1949 | 27.7436 | 13.0964 | 363.3414 | 1.4372e-13 | 0.015607 | 0.55365 | 0.031923 | 0.0015533 | 2.5678 | 0.0078389 | 0.0011978 | 0.069024 | 0.0055055 | 0.36405 | 0.01937 | 0.19567 | 10.5351 | 8.7504 | 0.0050081 | 3.8652 | 0.0016477 | 0.014015 | 0.011162 | 0.30118 | 4.7385 | 0.00040873 | 0.43178 | 0.46333 | 0.39082 | 0.45839 | 0.26944 | 0.00047853 | 1.975 | 0.98099
1f37113 | MBS_a | 9 | 05f_109019_419x230x572.dat | 0.0850;0.0850;0.1928 | 419;230;572 | (0.1925;73.4725;38.8236) | 60 | 6.3535 | 49 | 87.015 | 60 | Varibar | [5,133,110] | [30,30,100] | 0 | 20 | 150 | abnormal | tracheal aspiration | 6.3767 | 3.0101 | 19.1949 | 27.7436 | 13.0964 | 363.3414 | 1.3723e-13 | 0.014696 | 0.6061 | 0.035047 | 0.0018203 | 2.6971 | 0.0089057 | 0.00033182 | 0.075969 | 0.0064595 | 0.36632 | 0.021872 | 0.21074 | 11.731 | 9.547 | 0.0058917 | 4.0164 | 0.0018664 | 0.015417 | 0.012827 | 0.32154 | 4.8628 | 0.00050168 | 0.46575 | 0.50282 | 0.40955 | 0.47701 | 0.27429 | 0.00040079 | 2.1533 | 1.0642
1f37113 | MBS_a | 9 | 05f_109019_419x230x572.dat | 0.0850;0.0850;0.1928 | 419;230;572 | (0.1925;73.4725;38.8236) | 80 | 2.9 | 44 | 87.015 | 60 | Varibar | [5,133,110] | [30,30,100] | 0 | 20 | 150 | abnormal | tracheal aspiration | 6.3767 | 3.0101 | 19.1949 | 27.7436 | 13.0964 | 363.3414 | 1.9817e-13 | 0.0076687 | 0.33356 | 0.020974 | 0.00093961 | 1.7759 | 0.0036405 | 0.00043805 | 0.04054 | 0.0034255 | 0.23406 | 0.011432 | 0.12328 | 6.5162 | 5.844 | 0.002882 | 2.9096 | 0.0010646 | 0.0075713 | 0.0070269 | 0.18892 | 3.6 | 0.00025109 | 0.28174 | 0.29411 | 0.28 | 0.34263 | 0.23921 | 0.00028699 | 1.2909 | 0.6499
1f37113 | MBS_a | 9 | 05f_109019_419x230x572.dat | 0.0850;0.0850;0.1928 | 419;230;572 | (0.1925;73.4725;38.8236) | 80 | 7.702 | 57 | 87.015 | 60 | Varibar | [5,133,110] | [30,30,100] | 0 | 20 | 150 | abnormal | tracheal aspiration | 6.3767 | 3.0101 | 19.1949 | 27.7436 | 13.0964 | 363.3414 | 1.3247e-13 | 0.019948 | 0.70287 | 0.039264 | 0.0025457 | 2.9175 | 0.01061 | 0.00052358 | 0.090924 | 0.0088954 | 0.47191 | 0.028161 | 0.23153 | 14.2821 | 10.8467 | 0.00853 | 4.1903 | 0.0027107 | 0.020577 | 0.017962 | 0.34697 | 4.8652 | 0.00074498 | 0.53472 | 0.57738 | 0.43171 | 0.49974 | 0.27973 | 0.00036012 | 2.4909 | 1.2226
1f37113 | MBS_a | 9 | 05f_109019_419x230x572.dat | 0.0850;0.0850;0.1928 | 419;230;572 | (0.1925;73.4725;38.8236) | 80 | 8.502 | 60 | 87.015 | 60 | Varibar | [5,133,110] | [30,30,100] | 0 | 20 | 150 | abnormal | tracheal aspiration | 6.3767 | 3.0101 | 19.1949 | 27.7436 | 13.0964 | 363.3414 | 1.292e-13 | 0.022482 | 0.74888 | 0.043353 | 0.0027275 | 3.0404 | 0.012036 | 0.0005942 | 0.096905 | 0.01054 | 0.53884 | 0.030688 | 0.24309 | 15.4041 | 11.5171 | 0.0097052 | 4.2924 | 0.0030724 | 0.023065 | 0.019496 | 0.36335 | 4.9341 | 0.00072722 | 0.56624 | 0.61231 | 0.44652 | 0.51287 | 0.28292 | 0.00063214 | 2.6521 | 1.2974
1f37113 | MBS_a | 10 | 05m_109019_419x230x572.dat | 0.0850;0.0850;0.1928 | 419;230;572 | (0.1925;73.4725;38.8236) | 110 | 3.9 | 52 | 87.015 | 60 | Varibar | [5,133] | [30,30] | 0 | 30 | 150 | abnormal | tracheal aspiration | 6.3767 | 3.0101 | 19.1949 | 27.7436 | 13.0964 | 363.3414 | 1.7717e-13 | 0.015417 | 0.4519 | 0.028976 | 0.0016668 | 2.1302 | 0.0085088 | 6.9623e-05 | 0.060428 | 0.0060428 | 0.29411 | 0.017893 | 0.16163 | 0.78118 | 7.253 | 0.0058876 | 3.2782 | 0.0017469 | 0.013752 | 0.011766 | 0.24677 | 3.9539 | 0.00031412 | 0.36694 | 0.38555 | 0.33971 | 0.38874 | 0.25082 | 0.00029963 | 1.0282 | 0.4257
1f37113 | MBS_a | 10 | 05m_109019_419x230x572.dat | 0.0850;0.0850;0.1928 | 419;230;572 | (0.1925;73.4725;38.8236) | 110 | 7.85 | 62 | 87.015 | 60 | Varibar | [5,133] | [30,30] | 0 | 30 | 150 | abnormal | tracheal aspiration | 6.3767 | 3.0101 | 19.1949 | 27.7436 | 13.0964 | 363.3414 | 1.4151e-13 | 0.023201 | 0.69235 | 0.041602 | 0.0029173 | 2.8749 | 0.012143 | 3.2247e-05 | 0.095309 | 0.01056 | 0.47332 | 0.029617 | 0.23053 | 1.0223 | 10.2997 | 0.010392 | 4.1065 | 0.003263 | 0.023887 | 0.020286 | 0.35136 | 4.6852 | 0.00065932 | 0.53565 | 0.56918 | 0.43729 | 0.4876 | 0.27631 | 0.00049348 | 1.4231 | 0.55644
1f37113 | MBS_a | 10 | 05m_109019_419x230x572.dat | 0.0850;0.0850;0.1928 | 419;230;572 | (0.1925;73.4725;38.8236) | 110 | 9.9905 | 69 | 87.015 | 60 | Varibar | [5,133] | [30,30] | 0 | 30 | 150 | abnormal | tracheal aspiration | 6.3767 | 3.0101 | 19.1949 | 27.7436 | 13.0964 | 363.3414 | 1.3683e-13 | 0.027333 | 0.78366 | 0.046277 | 0.0035064 | 3.0905 | 0.014247 | 9.1024e-05 | 0.10835 | 0.01318 | 0.47087 | 0.035003 | 0.25063 | 1.0687 | 11.3343 | 0.012436 | 4.3012 | 0.0039092 | 0.027946 | 0.025223 | 0.3775 | 4.782 | 0.00084717 | 0.60113 | 0.63688 | 0.46259 | 0.51352 | 0.28237 | 8.7384e-05 | 1.5472 | 0.59239
1f37113 | MBS_a | 10 | 05m_109019_419x230x572.dat | 0.0850;0.0850;0.1928 | 419;230;572 | (0.1925;73.4725;38.8236) | 60 | 2.5 | 38 | 87.015 | 60 | Varibar | [5,133] | [30,30] | 0 | 30 | 150 | abnormal | tracheal aspiration | 6.3767 | 3.0101 | 19.1949 | 27.7436 | 13.0964 | 363.3414 | 2.2134e-13 | 0.0050367 | 0.24753 | 0.017154 | 0.00049707 | 1.5321 | 0.002395 | 0.00012038 | 0.030952 | 0.0019089 | 0.18961 | 0.007649 | 0.10367 | 0.60221 | 4.6486 | 0.0015543 | 2.6556 | 0.0006252 | 0.0054569 | 0.0042337 | 0.16168 | 3.4019 | 6.3586e-05 | 0.22459 | 0.23 | 0.2655 | 0.31034 | 0.23119 | 0.00021183 | 0.69958 | 0.32009
1f37113 | MBS_a | 10 | 05m_109019_419x230x572.dat | 0.0850;0.0850;0.1928 | 419;230;572 | (0.1925;73.4725;38.8236) | 60 | 5.7448 | 47 | 87.015 | 60 | Varibar | [5,133] | [30,30] | 0 | 30 | 150 | abnormal | tracheal aspiration | 6.3767 | 3.0101 | 19.1949 | 27.7436 | 13.0964 | 363.3414 | 1.4372e-13 | 0.017399 | 0.55466 | 0.032552 | 0.0015941 | 2.5736 | 0.0076607 | 0.00023911 | 0.073935 | 0.0060316 | 0.37141 | 0.020214 | 0.20508 | 0.96069 | 8.7608 | 0.0054374 | 3.8743 | 0.001722 | 0.015079 | 0.012372 | 0.31911 | 4.7878 | 0.00030699 | 0.43424 | 0.46701 | 0.41158 | 0.45876 | 0.2698 | 0.00041945 | 1.2438 | 0.51399
1f37113 | MBS_a | 10 | 05m_109019_419x230x572.dat | 0.0850;0.0850;0.1928 | 419;230;572 | (0.1925;73.4725;38.8236) | 60 | 6.3535 | 49 | 87.015 | 60 | Varibar | [5,133] | [30,30] | 0 | 30 | 150 | abnormal | tracheal aspiration | 6.3767 | 3.0101 | 19.1949 | 27.7436 | 13.0964 | 363.3414 | 1.3723e-13 | 0.016517 | 0.60722 | 0.03585 | 0.0018761 | 2.6972 | 0.0088598 | 0 | 0.081668 | 0.0069996 | 0.36282 | 0.022899 | 0.22077 | 0.99624 | 9.5507 | 0.0064646 | 4.0264 | 0.0019679 | 0.016923 | 0.014153 | 0.34263 | 4.9026 | 0.00047992 | 0.46842 | 0.50687 | 0.42543 | 0.47746 | 0.27463 | 0.00042285 | 1.3314 | 0.53973
1f37113 | MBS_a | 10 | 05m_109019_419x230x572.dat | 0.0850;0.0850;0.1928 | 419;230;572 | (0.1925;73.4725;38.8236) | 80 | 2.9 | 44 | 87.015 | 60 | Varibar | [5,133] | [30,30] | 0 | 30 | 150 | abnormal | tracheal aspiration | 6.3767 | 3.0101 | 19.1949 | 27.7436 | 13.0964 | 363.3414 | 1.9817e-13 | 0.0084867 | 0.33414 | 0.021119 | 0.00099057 | 1.7795 | 0.0041606 | 0.00016596 | 0.043519 | 0.0036641 | 0.23411 | 0.011959 | 0.1292 | 0.67115 | 5.8496 | 0.0032759 | 2.9154 | 0.0011055 | 0.008242 | 0.007483 | 0.1991 | 3.6351 | 0.00017875 | 0.28325 | 0.29633 | 0.29635 | 0.34293 | 0.23938 | 0 | 0.84472 | 0.36501
1f37113 | MBS_a | 10 | 05m_109019_419x230x572.dat | 0.0850;0.0850;0.1928 | 419;230;572 | (0.1925;73.4725;38.8236) | 80 | 7.702 | 57 | 87.015 | 60 | Varibar | [5,133] | [30,30] | 0 | 30 | 150 | abnormal | tracheal aspiration | 6.3767 | 3.0101 | 19.1949 | 27.7436 | 13.0964 | 363.3414 | 1.3247e-13 | 0.021655 | 0.70411 | 0.04052 | 0.0026656 | 2.9186 | 0.010379 | 7.0987e-05 | 0.09808 | 0.0097159 | 0.47954 | 0.029621 | 0.2419 | 1.0566 | 10.8573 | 0.009611 | 4.1989 | 0.0028693 | 0.022386 | 0.019465 | 0.37077 | 4.9116 | 0.00052317 | 0.53781 | 0.58213 | 0.44907 | 0.49999 | 0.2802 | 0.00011525 | 1.4785 | 0.5761
1f37113 | MBS_a | 10 | 05m_109019_419x230x572.dat | 0.0850;0.0850;0.1928 | 419;230;572 | (0.1925;73.4725;38.8236) | 80 | 8.502 | 60 | 87.015 | 60 | Varibar | [5,133] | [30,30] | 0 | 30 | 150 | abnormal | tracheal aspiration | 6.3767 | 3.0101 | 19.1949 | 27.7436 | 13.0964 | 363.3414 | 1.292e-13 | 0.02392 | 0.75016 | 0.043942 | 0.002824 | 3.0434 | 0.013191 | 3.536e-05 | 0.10515 | 0.011411 | 0.5332 | 0.032352 | 0.254 | 1.0841 | 11.5218 | 0.010835 | 4.3032 | 0.0031898 | 0.025265 | 0.021392 | 0.38658 | 4.9732 | 0.00080094 | 0.56949 | 0.61735 | 0.45972 | 0.51304 | 0.28349 | 0.00052232 | 1.5552 | 0.59678
1f37113 | MBS_a | 1 | 05m_109019_419x230x572.dat | 0.0850;0.0850;0.1928 | 419;230;572 | (0.1925;73.4725;37.2187) | 110 | 3.9 | 52 | 87.015 | 60 | Varibar | [5] | [0] | 0 | 10 | 150 | abnormal | tracheal aspiration | 6.3767 | 9.9022 | 63.144 | 27.7436 | 43.0822 | 1195.2548 | 2.1538e-13 | 0.1387 | 0.78543 | 0.74012 | 0.010207 | 0.87518 | 0.062465 | 0.00055352 | 0.62702 | 0.04621 | 1.0448 | 0.24835 | 0.9198 | 0.81376 | 1.1152 | 0.040348 | 1.1456 | 0.01219 | 0.094844 | 0.1015 | 0.70265 | 1.4647 | 0.0017135 | 0.4035 | 0.46716 | 0.21868 | 0.24048 | 0.26891 | 0.00071853 | 0.44281 | 0.44201
1f37113 | MBS_a | 1 | 05m_109019_419x230x572.dat | 0.0850;0.0850;0.1928 | 419;230;572 | (0.1925;73.4725;37.2187) | 110 | 7.85 | 62 | 87.015 | 60 | Varibar | [5] | [0] | 0 | 10 | 150 | abnormal | tracheal aspiration | 6.3767 | 9.9022 | 63.144 | 27.7436 | 43.0822 | 1195.2548 | 1.7203e-13 | 0.22298 | 1.1377 | 0.87375 | 0.017084 | 1.2146 | 0.099849 | 0.00094147 | 0.88223 | 0.075661 | 1.2147 | 0.35381 | 1.1845 | 1.1175 | 1.3571 | 0.066512 | 1.4492 | 0.02061 | 0.15464 | 0.16239 | 0.98809 | 1.7809 | 0.0035702 | 0.57996 | 0.6782 | 0.28826 | 0.30831 | 0.29697 | 0.0018106 | 0.60288 | 0.57639
1f37113 | MBS_a | 1 | 05m_109019_419x230x572.dat | 0.0850;0.0850;0.1928 | 419;230;572 | (0.1925;73.4725;37.2187) | 110 | 9.9905 | 69 | 87.015 | 60 | Varibar | [5] | [0] | 0 | 10 | 150 | abnormal | tracheal aspiration | 6.3767 | 9.9022 | 63.144 | 27.7436 | 43.0822 | 1195.2548 | 1.6635e-13 | 0.24727 | 1.2518 | 0.93053 | 0.020951 | 1.3435 | 0.11286 | 0.0015332 | 0.95674 | 0.088989 | 1.31 | 0.38555 | 1.2446 | 1.2037 | 1.438 | 0.079966 | 1.5322 | 0.02511 | 0.18002 | 0.18914 | 1.0648 | 1.8416 | 0.0041781 | 0.64658 | 0.75288 | 0.30651 | 0.32756 | 0.30413 | 0.0025781 | 0.65507 | 0.61836
1f37113 | MBS_a | 1 | 05m_109019_419x230x572.dat | 0.0850;0.0850;0.1928 | 419;230;572 | (0.1925;73.4725;37.2187) | 60 | 2.5 | 38 | 87.015 | 60 | Varibar | [5] | [0] | 0 | 10 | 150 | abnormal | tracheal aspiration | 6.3767 | 9.9022 | 63.144 | 27.7436 | 43.0822 | 1195.2548 | 2.6909e-13 | 0.068054 | 0.49529 | 0.61491 | 0.0038518 | 0.60206 | 0.029774 | 0.00014273 | 0.41978 | 0.020135 | 0.89942 | 0.16094 | 0.71447 | 0.56653 | 0.92042 | 0.016012 | 0.89809 | 0.0043933 | 0.041506 | 0.04789 | 0.47842 | 1.1989 | 0.00042465 | 0.25501 | 0.28901 | 0.16202 | 0.18583 | 0.24642 | 0.00019152 | 0.31318 | 0.33029
1f37113 | MBS_a | 1 | 05m_109019_419x230x572.dat | 0.0850;0.0850;0.1928 | 419;230;572 | (0.1925;73.4725;37.2187) | 60 | 5.7448 | 47 | 87.015 | 60 | Varibar | [5] | [0] | 0 | 10 | 150 | abnormal | tracheal aspiration | 6.3767 | 9.9022 | 63.144 | 27.7436 | 43.0822 | 1195.2548 | 1.7472e-13 | 0.17156 | 0.98592 | 0.80146 | 0.011058 | 1.0511 | 0.07662 | 0.00022264 | 0.79236 | 0.053493 | 1.1347 | 0.31464 | 1.1307 | 1.0105 | 1.2655 | 0.045703 | 1.3621 | 0.012839 | 0.11009 | 0.12086 | 0.88874 | 1.7553 | 0.0017703 | 0.47846 | 0.5682 | 0.26165 | 0.28562 | 0.28956 | 0.00088656 | 0.53498 | 0.52466
1f37113 | MBS_a | 1 | 05m_109019_419x230x572.dat | 0.0850;0.0850;0.1928 | 419;230;572 | (0.1925;73.4725;37.2187) | 60 | 6.3535 | 49 | 87.015 | 60 | Varibar | [5] | [0] | 0 | 10 | 150 | abnormal | tracheal aspiration | 6.3767 | 9.9022 | 63.144 | 27.7436 | 43.0822 | 1195.2548 | 1.6683e-13 | 0.18224 | 1.0594 | 0.82763 | 0.013063 | 1.1118 | 0.088745 | 0.00089093 | 0.84261 | 0.060434 | 1.17 | 0.33721 | 1.1806 | 1.0682 | 1.3193 | 0.052037 | 1.4194 | 0.014634 | 0.124 | 0.13473 | 0.94356 | 1.8166 | 0.0020239 | 0.51418 | 0.61415 | 0.27476 | 0.29884 | 0.29503 | 0.0006053 | 0.56577 | 0.55123
1f37113 | MBS_a | 1 | 05m_109019_419x230x572.dat | 0.0850;0.0850;0.1928 | 419;230;572 | (0.1925;73.4725;37.2187) | 80 | 2.9 | 44 | 87.015 | 60 | Varibar | [5] | [0] | 0 | 10 | 150 | abnormal | tracheal aspiration | 6.3767 | 9.9022 | 63.144 | 27.7436 | 43.0822 | 1195.2548 | 2.4093e-13 | 0.098263 | 0.61845 | 0.66298 | 0.0064584 | 0.71628 | 0.043158 | 6.4725e-05 | 0.50762 | 0.030828 | 0.95407 | 0.19879 | 0.80087 | 0.67328 | 0.99159 | 0.025602 | 1.0031 | 0.0075994 | 0.063667 | 0.070349 | 0.57287 | 1.2949 | 0.00082876 | 0.31639 | 0.36542 | 0.1866 | 0.20865 | 0.25591 | 0.0005659 | 0.36705 | 0.37604
1f37113 | MBS_a | 1 | 05m_109019_419x230x572.dat | 0.0850;0.0850;0.1928 | 419;230;572 | (0.1925;73.4725;37.2187) | 80 | 7.702 | 57 | 87.015 | 60 | Varibar | [5] | [0] | 0 | 10 | 150 | abnormal | tracheal aspiration | 6.3767 | 9.9022 | 63.144 | 27.7436 | 43.0822 | 1195.2548 | 1.6104e-13 | 0.22066 | 1.1691 | 0.87595 | 0.016758 | 1.2307 | 0.10202 | 0.0014705 | 0.91035 | 0.076623 | 1.2225 | 0.36874 | 1.2266 | 1.1512 | 1.3834 | 0.067519 | 1.4882 | 0.020145 | 0.15438 | 0.16289 | 1.0162 | 1.8671 | 0.0033419 | 0.58439 | 0.69692 | 0.29365 | 0.31626 | 0.30117 | 0.0026079 | 0.61553 | 0.59014
1f37113 | MBS_a | 1 | 05m_109019_419x230x572.dat | 0.0850;0.0850;0.1928 | 419;230;572 | (0.1925;73.4725;37.2187) | 80 | 8.502 | 60 | 87.015 | 60 | Varibar | [5] | [0] | 0 | 10 | 150 | abnormal | tracheal aspiration | 6.3767 | 9.9022 | 63.144 | 27.7436 | 43.0822 | 1195.2548 | 1.5705e-13 | 0.24104 | 1.2258 | 0.90053 | 0.01811 | 1.2835 | 0.11126 | 0.001201 | 0.94905 | 0.082941 | 1.2486 | 0.38566 | 1.2582 | 1.1941 | 1.4264 | 0.071511 | 1.5303 | 0.02225 | 0.16698 | 0.17501 | 1.0542 | 1.8984 | 0.0034308 | 0.61692 | 0.73647 | 0.30436 | 0.32605 | 0.30473 | 0.00077369 | 0.64068 | 0.61046
1f37113 | MBS_a | 2 | 05m_109019_419x230x572.dat | 0.0850;0.0850;0.1928 | 419;230;572 | (0.1925;73.4725;38.8236) | 110 | 3.9 | 52 | 87.015 | 60 | Varibar | [5] | [0] | 0 | 10 | 150 | abnormal | tracheal aspiration | 6.3767 | 3.0101 | 19.1949 | 27.7436 | 13.0964 | 363.3414 | 1.7717e-13 | 0.016057 | 0.45599 | 0.029844 | 0.0017258 | 2.1475 | 0.0085201 | 6.9623e-05 | 0.061935 | 0.0061845 | 0.30534 | 0.01822 | 0.16395 | 0.78592 | 3.4189 | 0.0060789 | 3.3839 | 0.0017834 | 0.014273 | 0.012208 | 0.25116 | 3.9672 | 0.00033447 | 0.37174 | 0.3905 | 0.34315 | 0.39377 | 0.25205 | 0.00029963 | 0.73746 | 0.39373
1f37113 | MBS_a | 2 | 05m_109019_419x230x572.dat | 0.0850;0.0850;0.1928 | 419;230;572 | (0.1925;73.4725;38.8236) | 110 | 7.85 | 62 | 87.015 | 60 | Varibar | [5] | [0] | 0 | 10 | 150 | abnormal | tracheal aspiration | 6.3767 | 3.0101 | 19.1949 | 27.7436 | 13.0964 | 363.3414 | 1.4151e-13 | 0.023563 | 0.69938 | 0.043635 | 0.0029887 | 2.8986 | 0.012598 | 1.806e-05 | 0.097902 | 0.010743 | 0.48578 | 0.030308 | 0.23429 | 1.031 | 4.1247 | 0.010641 | 4.2425 | 0.0033682 | 0.024389 | 0.02092 | 0.36025 | 4.7112 | 0.00067066 | 0.54329 | 0.57717 | 0.44182 | 0.49439 | 0.27833 | 0.00049348 | 0.95424 | 0.50482
1f37113 | MBS_a | 2 | 05m_109019_419x230x572.dat | 0.0850;0.0850;0.1928 | 419;230;572 | (0.1925;73.4725;38.8236) | 110 | 9.9905 | 69 | 87.015 | 60 | Varibar | [5] | [0] | 0 | 10 | 150 | abnormal | tracheal aspiration | 6.3767 | 3.0101 | 19.1949 | 27.7436 | 13.0964 | 363.3414 | 1.3683e-13 | 0.027867 | 0.79184 | 0.048594 | 0.0035553 | 3.1185 | 0.014751 | 9.1024e-05 | 0.1114 | 0.013437 | 0.48248 | 0.035883 | 0.25519 | 1.0751 | 4.3474 | 0.012846 | 4.4386 | 0.0040389 | 0.028756 | 0.026281 | 0.38708 | 4.8181 | 0.00087004 | 0.60983 | 0.64601 | 0.4659 | 0.52047 | 0.28469 | 8.7384e-05 | 1.0164 | 0.534
1f37113 | MBS_a | 2 | 05m_109019_419x230x572.dat | 0.0850;0.0850;0.1928 | 419;230;572 | (0.1925;73.4725;38.8236) | 60 | 2.5 | 38 | 87.015 | 60 | Varibar | [5] | [0] | 0 | 10 | 150 | abnormal | tracheal aspiration | 6.3767 | 3.0101 | 19.1949 | 27.7436 | 13.0964 | 363.3414 | 2.2134e-13 | 0.0051004 | 0.24907 | 0.017581 | 0.00049779 | 1.5462 | 0.0023832 | 0.00012038 | 0.031501 | 0.0019426 | 0.19099 | 0.0077407 | 0.10461 | 0.60406 | 2.8619 | 0.00164 | 2.7354 | 0.00063365 | 0.0055825 | 0.0043663 | 0.16413 | 3.4162 | 6.3586e-05 | 0.22686 | 0.2322 | 0.26866 | 0.31411 | 0.23186 | 0.00021183 | 0.56523 | 0.30591
1f37113 | MBS_a | 2 | 05m_109019_419x230x572.dat | 0.0850;0.0850;0.1928 | 419;230;572 | (0.1925;73.4725;38.8236) | 60 | 5.7448 | 47 | 87.015 | 60 | Varibar | [5] | [0] | 0 | 10 | 150 | abnormal | tracheal aspiration | 6.3767 | 3.0101 | 19.1949 | 27.7436 | 13.0964 | 363.3414 | 1.4372e-13 | 0.017362 | 0.55948 | 0.034352 | 0.0016263 | 2.6017 | 0.0078062 | 0.00023911 | 0.075758 | 0.0061712 | 0.37657 | 0.020565 | 0.20781 | 0.96681 | 3.8751 | 0.0056305 | 4.024 | 0.0017732 | 0.01542 | 0.012696 | 0.32458 | 4.8082 | 0.00030699 | 0.44033 | 0.47325 | 0.41649 | 0.46582 | 0.27144 | 0.00041945 | 0.87425 | 0.47367
1f37113 | MBS_a | 2 | 05m_109019_419x230x572.dat | 0.0850;0.0850;0.1928 | 419;230;572 | (0.1925;73.4725;38.8236) | 60 | 6.3535 | 49 | 87.015 | 60 | Varibar | [5] | [0] | 0 | 10 | 150 | abnormal | tracheal aspiration | 6.3767 | 3.0101 | 19.1949 | 27.7436 | 13.0964 | 363.3414 | 1.3723e-13 | 0.016909 | 0.61287 | 0.036594 | 0.0019035 | 2.726 | 0.0088817 | 0 | 0.083541 | 0.0071307 | 0.37719 | 0.023337 | 0.22395 | 1.0027 | 4.0212 | 0.0067068 | 4.1846 | 0.0020175 | 0.017342 | 0.014582 | 0.34867 | 4.9178 | 0.00048293 | 0.4753 | 0.51396 | 0.43052 | 0.48492 | 0.27652 | 0.00013699 | 0.91256 | 0.49344
1f37113 | MBS_a | 2 | 05m_109019_419x230x572.dat | 0.0850;0.0850;0.1928 | 419;230;572 | (0.1925;73.4725;38.8236) | 80 | 2.9 | 44 | 87.015 | 60 | Varibar | [5] | [0] | 0 | 10 | 150 | abnormal | tracheal aspiration | 6.3767 | 3.0101 | 19.1949 | 27.7436 | 13.0964 | 363.3414 | 1.9817e-13 | 0.0085781 | 0.33689 | 0.021555 | 0.0010263 | 1.8003 | 0.0044 | 0.00016596 | 0.044536 | 0.0037143 | 0.24066 | 0.01216 | 0.1308 | 0.67529 | 3.1094 | 0.0033785 | 3.0099 | 0.0011246 | 0.0083787 | 0.0077056 | 0.20138 | 3.6487 | 0.00017875 | 0.2867 | 0.29983 | 0.29996 | 0.34733 | 0.24036 | 0 | 0.63836 | 0.34267
1f37113 | MBS_a | 2 | 05m_109019_419x230x572.dat | 0.0850;0.0850;0.1928 | 419;230;572 | (0.1925;73.4725;38.8236) | 80 | 7.702 | 57 | 87.015 | 60 | Varibar | [5] | [0] | 0 | 10 | 150 | abnormal | tracheal aspiration | 6.3767 | 3.0101 | 19.1949 | 27.7436 | 13.0964 | 363.3414 | 1.3247e-13 | 0.022345 | 0.71158 | 0.040845 | 0.0027455 | 2.9488 | 0.010496 | 5.2998e-05 | 0.10081 | 0.0099552 | 0.49096 | 0.030308 | 0.24609 | 1.0628 | 4.2041 | 0.010028 | 4.3535 | 0.002978 | 0.023226 | 0.020159 | 0.37906 | 4.9459 | 0.00061923 | 0.5461 | 0.59087 | 0.4534 | 0.50752 | 0.28234 | 0.00011525 | 0.97371 | 0.52053
1f37113 | MBS_a | 2 | 05m_109019_419x230x572.dat | 0.0850;0.0850;0.1928 | 419;230;572 | (0.1925;73.4725;38.8236) | 80 | 8.502 | 60 | 87.015 | 60 | Varibar | [5] | [0] | 0 | 10 | 150 | abnormal | tracheal aspiration | 6.3767 | 3.0101 | 19.1949 | 27.7436 | 13.0964 | 363.3414 | 1.292e-13 | 0.02479 | 0.75843 | 0.045195 | 0.0028716 | 3.0695 | 0.013513 | 3.536e-05 | 0.10834 | 0.011652 | 0.53468 | 0.033074 | 0.25838 | 1.0922 | 4.3119 | 0.011304 | 4.4568 | 0.0032931 | 0.026115 | 0.022142 | 0.39658 | 5.003 | 0.00078453 | 0.57844 | 0.62682 | 0.46497 | 0.52072 | 0.28587 | 0.00058308 | 1.0074 | 0.53617
1f37113 | MBS_a | 3 | 05m_109019_419x230x572.dat | 0.0850;0.0850;0.1928 | 419;230;572 | (0.1925;73.4725;37.2187) | 110 | 3.9 | 52 | 87.015 | 60 | Varibar | [5] | [0] | 0 | 10 | 150 | abnormal | tracheal aspiration | 6.3767 | 9.9022 | 63.144 | 27.7436 | 43.0822 | 1195.2548 | 2.1538e-13 | 0.1387 | 0.78543 | 0.74012 | 0.010207 | 0.87518 | 0.062465 | 0.00055352 | 0.62702 | 0.04621 | 1.0448 | 0.24835 | 0.9198 | 0.81376 | 1.1152 | 0.040348 | 1.1456 | 0.01219 | 0.094844 | 0.1015 | 0.70265 | 1.4647 | 0.0017135 | 0.4035 | 0.46716 | 0.21868 | 0.24048 | 0.26891 | 0.00071853 | 0.44281 | 0.44201
1f37113 | MBS_a | 3 | 05m_109019_419x230x572.dat | 0.0850;0.0850;0.1928 | 419;230;572 | (0.1925;73.4725;37.2187) | 110 | 7.85 | 62 | 87.015 | 60 | Varibar | [5] | [0] | 0 | 10 | 150 | abnormal | tracheal aspiration | 6.3767 | 9.9022 | 63.144 | 27.7436 | 43.0822 | 1195.2548 | 1.7203e-13 | 0.22298 | 1.1377 | 0.87375 | 0.017084 | 1.2146 | 0.099849 | 0.00094147 | 0.88223 | 0.075661 | 1.2147 | 0.35381 | 1.1845 | 1.1175 | 1.3571 | 0.066512 | 1.4492 | 0.02061 | 0.15464 | 0.16239 | 0.98809 | 1.7809 | 0.0035702 | 0.57996 | 0.6782 | 0.28826 | 0.30831 | 0.29697 | 0.0018106 | 0.60288 | 0.57639
1f37113 | MBS_a | 3 | 05m_109019_419x230x572.dat | 0.0850;0.0850;0.1928 | 419;230;572 | (0.1925;73.4725;37.2187) | 110 | 9.9905 | 69 | 87.015 | 60 | Varibar | [5] | [0] | 0 | 10 | 150 | abnormal | tracheal aspiration | 6.3767 | 9.9022 | 63.144 | 27.7436 | 43.0822 | 1195.2548 | 1.6635e-13 | 0.24727 | 1.2518 | 0.93053 | 0.020951 | 1.3435 | 0.11286 | 0.0015332 | 0.95674 | 0.088989 | 1.31 | 0.38555 | 1.2446 | 1.2037 | 1.438 | 0.079966 | 1.5322 | 0.02511 | 0.18002 | 0.18914 | 1.0648 | 1.8416 | 0.0041781 | 0.64658 | 0.75288 | 0.30651 | 0.32756 | 0.30413 | 0.0025781 | 0.65507 | 0.61836
1f37113 | MBS_a | 3 | 05m_109019_419x230x572.dat | 0.0850;0.0850;0.1928 | 419;230;572 | (0.1925;73.4725;37.2187) | 60 | 2.5 | 38 | 87.015 | 60 | Varibar | [5] | [0] | 0 | 10 | 150 | abnormal | tracheal aspiration | 6.3767 | 9.9022 | 63.144 | 27.7436 | 43.0822 | 1195.2548 | 2.6909e-13 | 0.068054 | 0.49529 | 0.61491 | 0.0038518 | 0.60206 | 0.029774 | 0.00014273 | 0.41978 | 0.020135 | 0.89942 | 0.16094 | 0.71447 | 0.56653 | 0.92042 | 0.016012 | 0.89809 | 0.0043933 | 0.041506 | 0.04789 | 0.47842 | 1.1989 | 0.00042465 | 0.25501 | 0.28901 | 0.16202 | 0.18583 | 0.24642 | 0.00019152 | 0.31318 | 0.33029
1f37113 | MBS_a | 3 | 05m_109019_419x230x572.dat | 0.0850;0.0850;0.1928 | 419;230;572 | (0.1925;73.4725;37.2187) | 60 | 5.7448 | 47 | 87.015 | 60 | Varibar | [5] | [0] | 0 | 10 | 150 | abnormal | tracheal aspiration | 6.3767 | 9.9022 | 63.144 | 27.7436 | 43.0822 | 1195.2548 | 1.7472e-13 | 0.17156 | 0.98592 | 0.80146 | 0.011058 | 1.0511 | 0.07662 | 0.00022264 | 0.79236 | 0.053493 | 1.1347 | 0.31464 | 1.1307 | 1.0105 | 1.2655 | 0.045703 | 1.3621 | 0.012839 | 0.11009 | 0.12086 | 0.88874 | 1.7553 | 0.0017703 | 0.47846 | 0.5682 | 0.26165 | 0.28562 | 0.28956 | 0.00088656 | 0.53498 | 0.52466
1f37113 | MBS_a | 3 | 05m_109019_419x230x572.dat | 0.0850;0.0850;0.1928 | 419;230;572 | (0.1925;73.4725;37.2187) | 60 | 6.3535 | 49 | 87.015 | 60 | Varibar | [5] | [0] | 0 | 10 | 150 | abnormal | tracheal aspiration | 6.3767 | 9.9022 | 63.144 | 27.7436 | 43.0822 | 1195.2548 | 1.6683e-13 | 0.18224 | 1.0594 | 0.82763 | 0.013063 | 1.1118 | 0.088745 | 0.00089093 | 0.84261 | 0.060434 | 1.17 | 0.33721 | 1.1806 | 1.0682 | 1.3193 | 0.052037 | 1.4194 | 0.014634 | 0.124 | 0.13473 | 0.94356 | 1.8166 | 0.0020239 | 0.51418 | 0.61416 | 0.27476 | 0.29884 | 0.29503 | 0.0006053 | 0.56577 | 0.55123
1f37113 | MBS_a | 3 | 05m_109019_419x230x572.dat | 0.0850;0.0850;0.1928 | 419;230;572 | (0.1925;73.4725;37.2187) | 80 | 2.9 | 44 | 87.015 | 60 | Varibar | [5] | [0] | 0 | 10 | 150 | abnormal | tracheal aspiration | 6.3767 | 9.9022 | 63.144 | 27.7436 | 43.0822 | 1195.2548 | 2.4093e-13 | 0.098263 | 0.61845 | 0.66298 | 0.0064584 | 0.71628 | 0.043158 | 6.4725e-05 | 0.50762 | 0.030829 | 0.95407 | 0.19879 | 0.80087 | 0.67328 | 0.99159 | 0.025595 | 1.0031 | 0.0075994 | 0.063667 | 0.070349 | 0.57287 | 1.2949 | 0.00082876 | 0.31639 | 0.36542 | 0.1866 | 0.20865 | 0.25591 | 0.0005659 | 0.36705 | 0.37604
1f37113 | MBS_a | 3 | 05m_109019_419x230x572.dat | 0.0850;0.0850;0.1928 | 419;230;572 | (0.1925;73.4725;37.2187) | 80 | 7.702 | 57 | 87.015 | 60 | Varibar | [5] | [0] | 0 | 10 | 150 | abnormal | tracheal aspiration | 6.3767 | 9.9022 | 63.144 | 27.7436 | 43.0822 | 1195.2548 | 1.6104e-13 | 0.22066 | 1.1691 | 0.87595 | 0.016756 | 1.2307 | 0.10202 | 0.0014705 | 0.91035 | 0.076623 | 1.2225 | 0.36874 | 1.2266 | 1.1512 | 1.3834 | 0.067519 | 1.4882 | 0.020145 | 0.15438 | 0.16289 | 1.0162 | 1.8671 | 0.0033419 | 0.58439 | 0.69692 | 0.29365 | 0.31626 | 0.30117 | 0.0026079 | 0.61553 | 0.59014
1f37113 | MBS_a | 3 | 05m_109019_419x230x572.dat | 0.0850;0.0850;0.1928 | 419;230;572 | (0.1925;73.4725;37.2187) | 80 | 8.502 | 60 | 87.015 | 60 | Varibar | [5] | [0] | 0 | 10 | 150 | abnormal | tracheal aspiration | 6.3767 | 9.9022 | 63.144 | 27.7436 | 43.0822 | 1195.2548 | 1.5705e-13 | 0.24104 | 1.2258 | 0.90053 | 0.01811 | 1.2835 | 0.11126 | 0.001201 | 0.94905 | 0.082941 | 1.2486 | 0.38566 | 1.2582 | 1.1941 | 1.4264 | 0.071511 | 1.5303 | 0.02225 | 0.16698 | 0.17501 | 1.0542 | 1.8984 | 0.0034308 | 0.61692 | 0.73647 | 0.30436 | 0.32605 | 0.30473 | 0.00077369 | 0.64068 | 0.61046
1f37113 | MBS_a | 4 | 05m_109019_419x230x572.dat | 0.0850;0.0850;0.1928 | 419;230;572 | (0.1925;73.4725;38.8236) | 110 | 3.9 | 52 | 87.015 | 60 | Varibar | [5,133] | [30,30] | 0 | 10 | 150 | abnormal | tracheal aspiration | 6.3767 | 3.0101 | 19.1949 | 27.7436 | 13.0964 | 363.3414 | 1.7717e-13 | 0.015417 | 0.4519 | 0.028976 | 0.0016668 | 2.1302 | 0.0085088 | 6.9623e-05 | 0.060428 | 0.0060428 | 0.29411 | 0.017893 | 0.16163 | 0.78118 | 7.253 | 0.0058876 | 3.2782 | 0.0017469 | 0.013752 | 0.011766 | 0.24677 | 3.9539 | 0.00031412 | 0.36694 | 0.38555 | 0.33971 | 0.38874 | 0.25082 | 0.00029963 | 1.0282 | 0.4257
1f37113 | MBS_a | 4 | 05m_109019_419x230x572.dat | 0.0850;0.0850;0.1928 | 419;230;572 | (0.1925;73.4725;38.8236) | 110 | 7.85 | 62 | 87.015 | 60 | Varibar | [5,133] | [30,30] | 0 | 10 | 150 | abnormal | tracheal aspiration | 6.3767 | 3.0101 | 19.1949 | 27.7436 | 13.0964 | 363.3414 | 1.4151e-13 | 0.023201 | 0.69235 | 0.041602 | 0.0029173 | 2.8749 | 0.012143 | 3.2247e-05 | 0.095309 | 0.01056 | 0.47332 | 0.029617 | 0.23053 | 1.0223 | 10.2997 | 0.010392 | 4.1065 | 0.003263 | 0.023887 | 0.020286 | 0.35136 | 4.6852 | 0.00065932 | 0.53565 | 0.56918 | 0.43729 | 0.4876 | 0.27631 | 0.00049348 | 1.4231 | 0.55644
1f37113 | MBS_a | 4 | 05m_109019_419x230x572.dat | 0.0850;0.0850;0.1928 | 419;230;572 | (0.1925;73.4725;38.8236) | 110 | 9.9905 | 69 | 87.015 | 60 | Varibar | [5,133] | [30,30] | 0 | 10 | 150 | abnormal | tracheal aspiration | 6.3767 | 3.0101 | 19.1949 | 27.7436 | 13.0964 | 363.3414 | 1.3683e-13 | 0.027333 | 0.78366 | 0.046277 | 0.0035064 | 3.0905 | 0.014247 | 9.1024e-05 | 0.10835 | 0.01318 | 0.47087 | 0.035003 | 0.25063 | 1.0687 | 11.3343 | 0.012436 | 4.3012 | 0.0039092 | 0.027946 | 0.025223 | 0.3775 | 4.782 | 0.00084717 | 0.60113 | 0.63688 | 0.46259 | 0.51352 | 0.28237 | 8.7384e-05 | 1.5472 | 0.59239
1f37113 | MBS_a | 4 | 05m_109019_419x230x572.dat | 0.0850;0.0850;0.1928 | 419;230;572 | (0.1925;73.4725;38.8236) | 60 | 2.5 | 38 | 87.015 | 60 | Varibar | [5,133] | [30,30] | 0 | 10 | 150 | abnormal | tracheal aspiration | 6.3767 | 3.0101 | 19.1949 | 27.7436 | 13.0964 | 363.3414 | 2.2134e-13 | 0.0050367 | 0.24753 | 0.017154 | 0.00049707 | 1.5321 | 0.002395 | 0.00012038 | 0.030952 | 0.0019089 | 0.18961 | 0.007649 | 0.10367 | 0.60221 | 4.6486 | 0.0015543 | 2.6556 | 0.0006252 | 0.0054569 | 0.0042337 | 0.16168 | 3.4019 | 6.3586e-05 | 0.22459 | 0.23 | 0.2655 | 0.31034 | 0.23119 | 0.00021183 | 0.69958 | 0.32009
1f37113 | MBS_a | 4 | 05m_109019_419x230x572.dat | 0.0850;0.0850;0.1928 | 419;230;572 | (0.1925;73.4725;38.8236) | 60 | 5.7448 | 47 | 87.015 | 60 | Varibar | [5,133] | [30,30] | 0 | 10 | 150 | abnormal | tracheal aspiration | 6.3767 | 3.0101 | 19.1949 | 27.7436 | 13.0964 | 363.3414 | 1.4372e-13 | 0.017399 | 0.55466 | 0.032552 | 0.0015941 | 2.5736 | 0.0076607 | 0.00023911 | 0.073935 | 0.0060316 | 0.37141 | 0.020214 | 0.20508 | 0.96069 | 8.7608 | 0.0054374 | 3.8743 | 0.001722 | 0.015079 | 0.012372 | 0.31911 | 4.7878 | 0.00030699 | 0.43424 | 0.46701 | 0.41158 | 0.45876 | 0.2698 | 0.00041945 | 1.2438 | 0.51399
1f37113 | MBS_a | 4 | 05m_109019_419x230x572.dat | 0.0850;0.0850;0.1928 | 419;230;572 | (0.1925;73.4725;38.8236) | 60 | 6.3535 | 49 | 87.015 | 60 | Varibar | [5,133] | [30,30] | 0 | 10 | 150 | abnormal | tracheal aspiration | 6.3767 | 3.0101 | 19.1949 | 27.7436 | 13.0964 | 363.3414 | 1.3723e-13 | 0.016517 | 0.60722 | 0.03585 | 0.0018761 | 2.6972 | 0.0088598 | 0 | 0.081668 | 0.0069996 | 0.36282 | 0.022899 | 0.22077 | 0.99624 | 9.5507 | 0.0064646 | 4.0264 | 0.0019679 | 0.016923 | 0.014153 | 0.34263 | 4.9026 | 0.00047992 | 0.46842 | 0.50687 | 0.42543 | 0.47746 | 0.27463 | 0.00042285 | 1.3314 | 0.53973
1f37113 | MBS_a | 4 | 05m_109019_419x230x572.dat | 0.0850;0.0850;0.1928 | 419;230;572 | (0.1925;73.4725;38.8236) | 80 | 2.9 | 44 | 87.015 | 60 | Varibar | [5,133] | [30,30] | 0 | 10 | 150 | abnormal | tracheal aspiration | 6.3767 | 3.0101 | 19.1949 | 27.7436 | 13.0964 | 363.3414 | 1.9817e-13 | 0.0084867 | 0.33414 | 0.021119 | 0.00099057 | 1.7795 | 0.0041606 | 0.00016596 | 0.043519 | 0.0036641 | 0.23411 | 0.011959 | 0.1292 | 0.67115 | 5.8496 | 0.0032759 | 2.9154 | 0.0011055 | 0.008242 | 0.007483 | 0.1991 | 3.6351 | 0.00017875 | 0.28325 | 0.29633 | 0.29635 | 0.34293 | 0.23938 | 0 | 0.84472 | 0.36501
1f37113 | MBS_a | 4 | 05m_109019_419x230x572.dat | 0.0850;0.0850;0.1928 | 419;230;572 | (0.1925;73.4725;38.8236) | 80 | 7.702 | 57 | 87.015 | 60 | Varibar | [5,133] | [30,30] | 0 | 10 | 150 | abnormal | tracheal aspiration | 6.3767 | 3.0101 | 19.1949 | 27.7436 | 13.0964 | 363.3414 | 1.3247e-13 | 0.021655 | 0.70411 | 0.04052 | 0.0026656 | 2.9186 | 0.010379 | 7.0987e-05 | 0.09808 | 0.0097159 | 0.47954 | 0.029621 | 0.2419 | 1.0566 | 10.8573 | 0.009611 | 4.1989 | 0.0028693 | 0.022386 | 0.019465 | 0.37077 | 4.9116 | 0.00052317 | 0.53781 | 0.58213 | 0.44907 | 0.49999 | 0.2802 | 0.00011525 | 1.4785 | 0.5761
1f37113 | MBS_a | 4 | 05m_109019_419x230x572.dat | 0.0850;0.0850;0.1928 | 419;230;572 | (0.1925;73.4725;38.8236) | 80 | 8.502 | 60 | 87.015 | 60 | Varibar | [5,133] | [30,30] | 0 | 10 | 150 | abnormal | tracheal aspiration | 6.3767 | 3.0101 | 19.1949 | 27.7436 | 13.0964 | 363.3414 | 1.292e-13 | 0.02392 | 0.75016 | 0.043942 | 0.002824 | 3.0434 | 0.013191 | 3.536e-05 | 0.10515 | 0.011411 | 0.5332 | 0.032352 | 0.254 | 1.0841 | 11.5218 | 0.010835 | 4.3032 | 0.0031898 | 0.025265 | 0.021392 | 0.38658 | 4.9732 | 0.00080094 | 0.56949 | 0.61735 | 0.45972 | 0.51304 | 0.28349 | 0.00052232 | 1.5552 | 0.59678
1f37113 | MBS_a | 5 | 05m_109019_419x230x572.dat | 0.0850;0.0850;0.1928 | 419;230;572 | (0.1925;73.4725;38.8236) | 110 | 3.9 | 52 | 87.015 | 60 | Varibar | [5,133,110] | [30,30,100] | 0 | 20 | 150 | abnormal | tracheal aspiration | 6.3767 | 3.0101 | 19.1949 | 27.7436 | 13.0964 | 363.3414 | 1.7717e-13 | 0.014173 | 0.45139 | 0.028563 | 0.0015713 | 2.1286 | 0.0082616 | 6.9623e-05 | 0.056377 | 0.0055967 | 0.29397 | 0.017105 | 0.15482 | 8.445 | 7.2501 | 0.0054263 | 3.2728 | 0.001644 | 0.012782 | 0.0108 | 0.23301 | 3.924 | 0.00028742 | 0.36515 | 0.38285 | 0.33279 | 0.38716 | 0.25019 | 0.00029963 | 1.615 | 0.80015
1f37113 | MBS_a | 5 | 05m_109019_419x230x572.dat | 0.0850;0.0850;0.1928 | 419;230;572 | (0.1925;73.4725;38.8236) | 110 | 7.85 | 62 | 87.015 | 60 | Varibar | [5,133,110] | [30,30,100] | 0 | 20 | 150 | abnormal | tracheal aspiration | 6.3767 | 3.0101 | 19.1949 | 27.7436 | 13.0964 | 363.3414 | 1.4151e-13 | 0.02124 | 0.6915 | 0.040297 | 0.0027738 | 2.8732 | 0.011997 | 1.806e-05 | 0.088708 | 0.0098213 | 0.47336 | 0.028198 | 0.22136 | 13.0367 | 10.2934 | 0.0095287 | 4.0993 | 0.0030831 | 0.02197 | 0.018746 | 0.33127 | 4.6497 | 0.00058457 | 0.53297 | 0.56505 | 0.43002 | 0.48561 | 0.27551 | 0.00017773 | 2.3434 | 1.1441
1f37113 | MBS_a | 5 | 05m_109019_419x230x572.dat | 0.0850;0.0850;0.1928 | 419;230;572 | (0.1925;73.4725;38.8236) | 110 | 9.9905 | 69 | 87.015 | 60 | Varibar | [5,133,110] | [30,30,100] | 0 | 20 | 150 | abnormal | tracheal aspiration | 6.3767 | 3.0101 | 19.1949 | 27.7436 | 13.0964 | 363.3414 | 1.3683e-13 | 0.025614 | 0.78271 | 0.046206 | 0.0033273 | 3.0892 | 0.013411 | 9.1024e-05 | 0.10094 | 0.012384 | 0.47011 | 0.033304 | 0.2404 | 14.8057 | 11.3248 | 0.011456 | 4.2928 | 0.0037089 | 0.025985 | 0.023568 | 0.35641 | 4.7594 | 0.00079199 | 0.59821 | 0.63234 | 0.45491 | 0.51151 | 0.28159 | 8.7384e-05 | 2.5997 | 1.2652
1f37113 | MBS_a | 5 | 05m_109019_419x230x572.dat | 0.0850;0.0850;0.1928 | 419;230;572 | (0.1925;73.4725;38.8236) | 60 | 2.5 | 38 | 87.015 | 60 | Varibar | [5,133,110] | [30,30,100] | 0 | 20 | 150 | abnormal | tracheal aspiration | 6.3767 | 3.0101 | 19.1949 | 27.7436 | 13.0964 | 363.3414 | 2.2134e-13 | 0.0045298 | 0.24735 | 0.01711 | 0.00048406 | 1.5305 | 0.0021979 | 0.00012038 | 0.028937 | 0.0017661 | 0.18961 | 0.0073869 | 0.099071 | 4.4036 | 4.6472 | 0.0014572 | 2.6515 | 0.00059574 | 0.0051094 | 0.0038725 | 0.15304 | 3.3647 | 6.3586e-05 | 0.22352 | 0.22846 | 0.25921 | 0.30909 | 0.23077 | 0.00021183 | 0.99018 | 0.50473
1f37113 | MBS_a | 5 | 05m_109019_419x230x572.dat | 0.0850;0.0850;0.1928 | 419;230;572 | (0.1925;73.4725;38.8236) | 60 | 5.7448 | 47 | 87.015 | 60 | Varibar | [5,133,110] | [30,30,100] | 0 | 20 | 150 | abnormal | tracheal aspiration | 6.3767 | 3.0101 | 19.1949 | 27.7436 | 13.0964 | 363.3414 | 1.4372e-13 | 0.015805 | 0.55408 | 0.031854 | 0.0015488 | 2.5705 | 0.0076051 | 0.00023911 | 0.068837 | 0.0055821 | 0.37128 | 0.019397 | 0.19592 | 10.0313 | 8.7566 | 0.0050479 | 3.8671 | 0.0016682 | 0.013994 | 0.011011 | 0.30076 | 4.7413 | 0.00030699 | 0.43202 | 0.46359 | 0.4029 | 0.45669 | 0.26903 | 0.00041945 | 1.9379 | 0.95648
1f37113 | MBS_a | 5 | 05m_109019_419x230x572.dat | 0.0850;0.0850;0.1928 | 419;230;572 | (0.1925;73.4725;38.8236) | 60 | 6.3535 | 49 | 87.015 | 60 | Varibar | [5,133,110] | [30,30,100] | 0 | 20 | 150 | abnormal | tracheal aspiration | 6.3767 | 3.0101 | 19.1949 | 27.7436 | 13.0964 | 363.3414 | 1.3723e-13 | 0.014599 | 0.60657 | 0.034687 | 0.001821 | 2.6953 | 0.0084503 | 0 | 0.076188 | 0.0065313 | 0.36354 | 0.02194 | 0.21097 | 11.1677 | 9.5455 | 0.0058529 | 4.0189 | 0.001875 | 0.015711 | 0.012905 | 0.32245 | 4.8641 | 0.00042082 | 0.46595 | 0.50307 | 0.41681 | 0.4753 | 0.27378 | 0.00042285 | 2.11 | 1.0366
1f37113 | MBS_a | 5 | 05m_109019_419x230x572.dat | 0.0850;0.0850;0.1928 | 419;230;572 | (0.1925;73.4725;38.8236) | 80 | 2.9 | 44 | 87.015 | 60 | Varibar | [5,133,110] | [30,30,100] | 0 | 20 | 150 | abnormal | tracheal aspiration | 6.3767 | 3.0101 | 19.1949 | 27.7436 | 13.0964 | 363.3414 | 1.9817e-13 | 0.007974 | 0.33382 | 0.020814 | 0.00095101 | 1.7775 | 0.003814 | 0.00016596 | 0.040596 | 0.0034483 | 0.23382 | 0.011443 | 0.12342 | 6.2109 | 5.8481 | 0.0029042 | 2.9111 | 0.0010659 | 0.0075239 | 0.00704 | 0.18843 | 3.6018 | 0.00017689 | 0.28187 | 0.29428 | 0.28937 | 0.34151 | 0.23885 | 0 | 1.2686 | 0.63509
1f37113 | MBS_a | 5 | 05m_109019_419x230x572.dat | 0.0850;0.0850;0.1928 | 419;230;572 | (0.1925;73.4725;38.8236) | 80 | 7.702 | 57 | 87.015 | 60 | Varibar | [5,133,110] | [30,30,100] | 0 | 20 | 150 | abnormal | tracheal aspiration | 6.3767 | 3.0101 | 19.1949 | 27.7436 | 13.0964 | 363.3414 | 1.3247e-13 | 0.019608 | 0.70327 | 0.039683 | 0.0026129 | 2.9161 | 0.0098744 | 7.0987e-05 | 0.090992 | 0.0090003 | 0.4779 | 0.028185 | 0.23152 | 13.6314 | 10.8497 | 0.0085753 | 4.1913 | 0.0027396 | 0.020501 | 0.017882 | 0.34752 | 4.8681 | 0.00049768 | 0.53494 | 0.57768 | 0.44012 | 0.49778 | 0.27926 | 0.00011525 | 2.4413 | 1.1908
1f37113 | MBS_a | 5 | 05m_109019_419x230x572.dat | 0.0850;0.0850;0.1928 | 419;230;572 | (0.1925;73.4725;38.8236) | 80 | 8.502 | 60 | 87.015 | 60 | Varibar | [5,133,110] | [30,30,100] | 0 | 20 | 150 | abnormal | tracheal aspiration | 6.3767 | 3.0101 | 19.1949 | 27.7436 | 13.0964 | 363.3414 | 1.292e-13 | 0.021541 | 0.7492 | 0.042794 | 0.002702 | 3.0417 | 0.0127 | 3.536e-05 | 0.097509 | 0.010594 | 0.5331 | 0.030756 | 0.24342 | 14.713 | 11.514 | 0.0096982 | 4.2949 | 0.0030381 | 0.023241 | 0.019535 | 0.36304 | 4.9315 | 0.00078182 | 0.56648 | 0.61262 | 0.45156 | 0.51084 | 0.28247 | 0.00052232 | 2.5991 | 1.2633
1f37113 | MBS_a | 6 | 05m_109019_419x230x572.dat | 0.0850;0.0850;0.1928 | 419;230;572 | (0.1925;73.4725;37.2187) | 110 | 3.9 | 52 | 87.015 | 60 | Varibar | [5] | [0] | 0 | 10 | 150 | abnormal | tracheal aspiration | 6.3767 | 9.9022 | 63.144 | 27.7436 | 43.0822 | 1195.2548 | 2.1538e-13 | 0.1387 | 0.78543 | 0.74012 | 0.010207 | 0.87518 | 0.062465 | 0.00055352 | 0.62702 | 0.04621 | 1.0448 | 0.24835 | 0.9198 | 0.81376 | 1.1152 | 0.040348 | 1.1456 | 0.01219 | 0.094844 | 0.1015 | 0.70265 | 1.4647 | 0.0017135 | 0.4035 | 0.46716 | 0.21868 | 0.24048 | 0.26891 | 0.00071853 | 0.44281 | 0.44201
1f37113 | MBS_a | 6 | 05m_109019_419x230x572.dat | 0.0850;0.0850;0.1928 | 419;230;572 | (0.1925;73.4725;37.2187) | 110 | 7.85 | 62 | 87.015 | 60 | Varibar | [5] | [0] | 0 | 10 | 150 | abnormal | tracheal aspiration | 6.3767 | 9.9022 | 63.144 | 27.7436 | 43.0822 | 1195.2548 | 1.7203e-13 | 0.22298 | 1.1377 | 0.87375 | 0.017084 | 1.2146 | 0.099849 | 0.00094147 | 0.88223 | 0.075661 | 1.2147 | 0.35381 | 1.1845 | 1.1175 | 1.3571 | 0.066512 | 1.4492 | 0.02061 | 0.15464 | 0.16239 | 0.98809 | 1.7809 | 0.0035702 | 0.57996 | 0.6782 | 0.28826 | 0.30831 | 0.29697 | 0.0018106 | 0.60288 | 0.57639
1f37113 | MBS_a | 6 | 05m_109019_419x230x572.dat | 0.0850;0.0850;0.1928 | 419;230;572 | (0.1925;73.4725;37.2187) | 110 | 9.9905 | 69 | 87.015 | 60 | Varibar | [5] | [0] | 0 | 10 | 150 | abnormal | tracheal aspiration | 6.3767 | 9.9022 | 63.144 | 27.7436 | 43.0822 | 1195.2548 | 1.6635e-13 | 0.24727 | 1.2518 | 0.93053 | 0.020951 | 1.3435 | 0.11286 | 0.0015332 | 0.95674 | 0.088989 | 1.31 | 0.38555 | 1.2446 | 1.2037 | 1.438 | 0.079966 | 1.5322 | 0.02511 | 0.18002 | 0.18914 | 1.0648 | 1.8416 | 0.0041781 | 0.64658 | 0.75288 | 0.30651 | 0.32756 | 0.30412 | 0.0025781 | 0.65507 | 0.61836
1f37113 | MBS_a | 6 | 05m_109019_419x230x572.dat | 0.0850;0.0850;0.1928 | 419;230;572 | (0.1925;73.4725;37.2187) | 60 | 2.5 | 38 | 87.015 | 60 | Varibar | [5] | [0] | 0 | 10 | 150 | abnormal | tracheal aspiration | 6.3767 | 9.9022 | 63.144 | 27.7436 | 43.0822 | 1195.2548 | 2.6909e-13 | 0.068054 | 0.49529 | 0.61491 | 0.0038518 | 0.60206 | 0.029774 | 0.00014273 | 0.41978 | 0.020135 | 0.89942 | 0.16094 | 0.71447 | 0.56653 | 0.92042 | 0.016017 | 0.89809 | 0.0043933 | 0.041506 | 0.04789 | 0.47842 | 1.1989 | 0.00042465 | 0.25501 | 0.28901 | 0.16202 | 0.18583 | 0.24642 | 0.00019152 | 0.31318 | 0.33029
1f37113 | MBS_a | 6 | 05m_109019_419x230x572.dat | 0.0850;0.0850;0.1928 | 419;230;572 | (0.1925;73.4725;37.2187) | 60 | 5.7448 | 47 | 87.015 | 60 | Varibar | [5] | [0] | 0 | 10 | 150 | abnormal | tracheal aspiration | 6.3767 | 9.9022 | 63.144 | 27.7436 | 43.0822 | 1195.2548 | 1.7472e-13 | 0.17156 | 0.98592 | 0.80146 | 0.011058 | 1.0511 | 0.07662 | 0.00022264 | 0.79236 | 0.053493 | 1.1347 | 0.31464 | 1.1307 | 1.0105 | 1.2655 | 0.045703 | 1.3621 | 0.012839 | 0.11009 | 0.12086 | 0.88874 | 1.7553 | 0.0017703 | 0.47846 | 0.5682 | 0.26165 | 0.28562 | 0.28956 | 0.00088656 | 0.53498 | 0.52466
1f37113 | MBS_a | 6 | 05m_109019_419x230x572.dat | 0.0850;0.0850;0.1928 | 419;230;572 | (0.1925;73.4725;37.2187) | 60 | 6.3535 | 49 | 87.015 | 60 | Varibar | [5] | [0] | 0 | 10 | 150 | abnormal | tracheal aspiration | 6.3767 | 9.9022 | 63.144 | 27.7436 | 43.0822 | 1195.2548 | 1.6683e-13 | 0.18224 | 1.0594 | 0.82763 | 0.013063 | 1.1118 | 0.088745 | 0.00089093 | 0.84261 | 0.060434 | 1.17 | 0.33721 | 1.1806 | 1.0682 | 1.3193 | 0.052037 | 1.4194 | 0.014634 | 0.124 | 0.13473 | 0.94356 | 1.8166 | 0.0020239 | 0.51418 | 0.61415 | 0.27476 | 0.29884 | 0.29503 | 0.0006053 | 0.56577 | 0.55123
1f37113 | MBS_a | 6 | 05m_109019_419x230x572.dat | 0.0850;0.0850;0.1928 | 419;230;572 | (0.1925;73.4725;37.2187) | 80 | 2.9 | 44 | 87.015 | 60 | Varibar | [5] | [0] | 0 | 10 | 150 | abnormal | tracheal aspiration | 6.3767 | 9.9022 | 63.144 | 27.7436 | 43.0822 | 1195.2548 | 2.4093e-13 | 0.098263 | 0.61845 | 0.66298 | 0.0064584 | 0.71628 | 0.043158 | 6.4725e-05 | 0.50762 | 0.030828 | 0.95407 | 0.19879 | 0.80087 | 0.67328 | 0.99159 | 0.025602 | 1.0031 | 0.0075994 | 0.063667 | 0.070349 | 0.57287 | 1.2949 | 0.00082876 | 0.31639 | 0.36542 | 0.1866 | 0.20865 | 0.25591 | 0.0005659 | 0.36705 | 0.37604
1f37113 | MBS_a | 6 | 05m_109019_419x230x572.dat | 0.0850;0.0850;0.1928 | 419;230;572 | (0.1925;73.4725;37.2187) | 80 | 7.702 | 57 | 87.015 | 60 | Varibar | [5] | [0] | 0 | 10 | 150 | abnormal | tracheal aspiration | 6.3767 | 9.9022 | 63.144 | 27.7436 | 43.0822 | 1195.2548 | 1.6104e-13 | 0.22066 | 1.1691 | 0.87595 | 0.016758 | 1.2307 | 0.10202 | 0.0014705 | 0.91035 | 0.076623 | 1.2225 | 0.36874 | 1.2266 | 1.1512 | 1.3834 | 0.067519 | 1.4882 | 0.020145 | 0.15438 | 0.16289 | 1.0162 | 1.8671 | 0.0033419 | 0.58439 | 0.69692 | 0.29365 | 0.31626 | 0.30117 | 0.0026079 | 0.61553 | 0.59014
1f37113 | MBS_a | 6 | 05m_109019_419x230x572.dat | 0.0850;0.0850;0.1928 | 419;230;572 | (0.1925;73.4725;37.2187) | 80 | 8.502 | 60 | 87.015 | 60 | Varibar | [5] | [0] | 0 | 10 | 150 | abnormal | tracheal aspiration | 6.3767 | 9.9022 | 63.144 | 27.7436 | 43.0822 | 1195.2548 | 1.5705e-13 | 0.24104 | 1.2258 | 0.90053 | 0.01811 | 1.2835 | 0.11126 | 0.001201 | 0.94905 | 0.082941 | 1.2486 | 0.38566 | 1.2582 | 1.1941 | 1.4264 | 0.071511 | 1.5303 | 0.02225 | 0.16698 | 0.17501 | 1.0542 | 1.8984 | 0.0034308 | 0.61692 | 0.73647 | 0.30436 | 0.32605 | 0.30473 | 0.00077369 | 0.64068 | 0.61046
1f37113 | MBS_a | 7 | 05m_109019_419x230x572.dat | 0.0850;0.0850;0.1928 | 419;230;572 | (0.1925;73.4725;38.8236) | 110 | 3.9 | 52 | 87.015 | 60 | Varibar | [5,133] | [30,30] | 0 | 10 | 150 | abnormal | tracheal aspiration | 6.3767 | 3.0101 | 19.1949 | 27.7436 | 13.0964 | 363.3414 | 1.7717e-13 | 0.015417 | 0.4519 | 0.028976 | 0.0016668 | 2.1302 | 0.0085088 | 6.9623e-05 | 0.060428 | 0.0060428 | 0.29411 | 0.017893 | 0.16163 | 0.78118 | 7.253 | 0.0058876 | 3.2782 | 0.0017469 | 0.013752 | 0.011766 | 0.24677 | 3.9539 | 0.00031412 | 0.36694 | 0.38555 | 0.33971 | 0.38874 | 0.25082 | 0.00029963 | 1.0282 | 0.4257
1f37113 | MBS_a | 7 | 05m_109019_419x230x572.dat | 0.0850;0.0850;0.1928 | 419;230;572 | (0.1925;73.4725;38.8236) | 110 | 7.85 | 62 | 87.015 | 60 | Varibar | [5,133] | [30,30] | 0 | 10 | 150 | abnormal | tracheal aspiration | 6.3767 | 3.0101 | 19.1949 | 27.7436 | 13.0964 | 363.3414 | 1.4151e-13 | 0.023201 | 0.69235 | 0.041602 | 0.0029173 | 2.8749 | 0.012143 | 3.2247e-05 | 0.095309 | 0.01056 | 0.47332 | 0.029617 | 0.23053 | 1.0223 | 10.2997 | 0.010392 | 4.1065 | 0.003263 | 0.023887 | 0.020286 | 0.35136 | 4.6852 | 0.00065932 | 0.53565 | 0.56918 | 0.43729 | 0.4876 | 0.27631 | 0.00049348 | 1.4231 | 0.55644
1f37113 | MBS_a | 7 | 05m_109019_419x230x572.dat | 0.0850;0.0850;0.1928 | 419;230;572 | (0.1925;73.4725;38.8236) | 110 | 9.9905 | 69 | 87.015 | 60 | Varibar | [5,133] | [30,30] | 0 | 10 | 150 | abnormal | tracheal aspiration | 6.3767 | 3.0101 | 19.1949 | 27.7436 | 13.0964 | 363.3414 | 1.3683e-13 | 0.027333 | 0.78366 | 0.046277 | 0.0035064 | 3.0905 | 0.014247 | 9.1024e-05 | 0.10835 | 0.01318 | 0.47087 | 0.035003 | 0.25063 | 1.0687 | 11.3343 | 0.012436 | 4.3012 | 0.0039092 | 0.027946 | 0.025223 | 0.3775 | 4.782 | 0.00084717 | 0.60113 | 0.63688 | 0.46259 | 0.51352 | 0.28237 | 8.7384e-05 | 1.5472 | 0.59239
1f37113 | MBS_a | 7 | 05m_109019_419x230x572.dat | 0.0850;0.0850;0.1928 | 419;230;572 | (0.1925;73.4725;38.8236) | 60 | 2.5 | 38 | 87.015 | 60 | Varibar | [5,133] | [30,30] | 0 | 10 | 150 | abnormal | tracheal aspiration | 6.3767 | 3.0101 | 19.1949 | 27.7436 | 13.0964 | 363.3414 | 2.2134e-13 | 0.0050367 | 0.24753 | 0.017154 | 0.00049707 | 1.5321 | 0.002395 | 0.00012038 | 0.030952 | 0.0019089 | 0.18961 | 0.007649 | 0.10367 | 0.60221 | 4.6486 | 0.0015543 | 2.6557 | 0.0006252 | 0.0054555 | 0.0042337 | 0.16168 | 3.4019 | 6.3586e-05 | 0.22459 | 0.23 | 0.2655 | 0.31034 | 0.23119 | 0.00021183 | 0.69958 | 0.32009
1f37113 | MBS_a | 7 | 05m_109019_419x230x572.dat | 0.0850;0.0850;0.1928 | 419;230;572 | (0.1925;73.4725;38.8236) | 60 | 5.7448 | 47 | 87.015 | 60 | Varibar | [5,133] | [30,30] | 0 | 10 | 150 | abnormal | tracheal aspiration | 6.3767 | 3.0101 | 19.1949 | 27.7436 | 13.0964 | 363.3414 | 1.4372e-13 | 0.017399 | 0.55466 | 0.032552 | 0.0015941 | 2.5736 | 0.0076607 | 0.00023911 | 0.073935 | 0.0060316 | 0.37141 | 0.020214 | 0.20508 | 0.96069 | 8.7608 | 0.0054374 | 3.8743 | 0.001722 | 0.015079 | 0.012372 | 0.31911 | 4.7878 | 0.00030699 | 0.43424 | 0.46701 | 0.41158 | 0.45876 | 0.2698 | 0.00041945 | 1.2438 | 0.51399
1f37113 | MBS_a | 7 | 05m_109019_419x230x572.dat | 0.0850;0.0850;0.1928 | 419;230;572 | (0.1925;73.4725;38.8236) | 60 | 6.3535 | 49 | 87.015 | 60 | Varibar | [5,133] | [30,30] | 0 | 10 | 150 | abnormal | tracheal aspiration | 6.3767 | 3.0101 | 19.1949 | 27.7436 | 13.0964 | 363.3414 | 1.3723e-13 | 0.016517 | 0.60722 | 0.03585 | 0.0018761 | 2.6972 | 0.0088598 | 0 | 0.081668 | 0.0069996 | 0.36282 | 0.022899 | 0.22077 | 0.99624 | 9.5507 | 0.0064646 | 4.0264 | 0.0019679 | 0.016923 | 0.014153 | 0.34263 | 4.9026 | 0.00047992 | 0.46842 | 0.50687 | 0.42543 | 0.47746 | 0.27463 | 0.00042285 | 1.3314 | 0.53973
1f37113 | MBS_a | 7 | 05m_109019_419x230x572.dat | 0.0850;0.0850;0.1928 | 419;230;572 | (0.1925;73.4725;38.8236) | 80 | 2.9 | 44 | 87.015 | 60 | Varibar | [5,133] | [30,30] | 0 | 10 | 150 | abnormal | tracheal aspiration | 6.3767 | 3.0101 | 19.1949 | 27.7436 | 13.0964 | 363.3414 | 1.9817e-13 | 0.0084867 | 0.33414 | 0.021119 | 0.00099057 | 1.7795 | 0.0041606 | 0.00016596 | 0.043519 | 0.0036641 | 0.23411 | 0.011959 | 0.1292 | 0.67115 | 5.8496 | 0.0032759 | 2.9154 | 0.0011055 | 0.008242 | 0.007483 | 0.1991 | 3.6351 | 0.00017875 | 0.28325 | 0.29633 | 0.29635 | 0.34293 | 0.23938 | 0 | 0.84472 | 0.36501
1f37113 | MBS_a | 7 | 05m_109019_419x230x572.dat | 0.0850;0.0850;0.1928 | 419;230;572 | (0.1925;73.4725;38.8236) | 80 | 7.702 | 57 | 87.015 | 60 | Varibar | [5,133] | [30,30] | 0 | 10 | 150 | abnormal | tracheal aspiration | 6.3767 | 3.0101 | 19.1949 | 27.7436 | 13.0964 | 363.3414 | 1.3247e-13 | 0.021655 | 0.70411 | 0.04052 | 0.0026656 | 2.9186 | 0.010379 | 7.0987e-05 | 0.09808 | 0.0097159 | 0.47954 | 0.029621 | 0.2419 | 1.0566 | 10.8573 | 0.009611 | 4.1989 | 0.0028693 | 0.022386 | 0.019465 | 0.37077 | 4.9116 | 0.00052317 | 0.53781 | 0.58213 | 0.44907 | 0.49999 | 0.2802 | 0.00011525 | 1.4785 | 0.5761
1f37113 | MBS_a | 7 | 05m_109019_419x230x572.dat | 0.0850;0.0850;0.1928 | 419;230;572 | (0.1925;73.4725;38.8236) | 80 | 8.502 | 60 | 87.015 | 60 | Varibar | [5,133] | [30,30] | 0 | 10 | 150 | abnormal | tracheal aspiration | 6.3767 | 3.0101 | 19.1949 | 27.7436 | 13.0964 | 363.3414 | 1.292e-13 | 0.02392 | 0.75016 | 0.043942 | 0.002824 | 3.0434 | 0.013191 | 3.536e-05 | 0.10515 | 0.011411 | 0.5332 | 0.032352 | 0.254 | 1.0841 | 11.5218 | 0.010835 | 4.3032 | 0.0031898 | 0.025265 | 0.021392 | 0.38658 | 4.9732 | 0.00080094 | 0.56949 | 0.61735 | 0.45972 | 0.51304 | 0.28349 | 0.00052232 | 1.5552 | 0.59678
1f37113 | MBS_a | 8 | 05m_109019_419x230x572.dat | 0.0850;0.0850;0.1928 | 419;230;572 | (0.1925;73.4725;38.8236) | 110 | 3.9 | 52 | 87.015 | 60 | Varibar | [5,133,110] | [30,30,100] | 0 | 20 | 150 | abnormal | tracheal aspiration | 6.3767 | 3.0101 | 19.1949 | 27.7436 | 13.0964 | 363.3414 | 1.7717e-13 | 0.014173 | 0.45139 | 0.028563 | 0.0015713 | 2.1286 | 0.0082616 | 6.9623e-05 | 0.056377 | 0.0055967 | 0.29397 | 0.017105 | 0.15482 | 8.445 | 7.2501 | 0.0054263 | 3.2728 | 0.001644 | 0.012782 | 0.0108 | 0.23301 | 3.924 | 0.00028742 | 0.36515 | 0.38285 | 0.33279 | 0.38716 | 0.25019 | 0.00029963 | 1.615 | 0.80015
1f37113 | MBS_a | 8 | 05m_109019_419x230x572.dat | 0.0850;0.0850;0.1928 | 419;230;572 | (0.1925;73.4725;38.8236) | 110 | 7.85 | 62 | 87.015 | 60 | Varibar | [5,133,110] | [30,30,100] | 0 | 20 | 150 | abnormal | tracheal aspiration | 6.3767 | 3.0101 | 19.1949 | 27.7436 | 13.0964 | 363.3414 | 1.4151e-13 | 0.02124 | 0.6915 | 0.040297 | 0.0027738 | 2.8732 | 0.011997 | 1.806e-05 | 0.088708 | 0.0098213 | 0.47336 | 0.028198 | 0.22136 | 13.0367 | 10.2934 | 0.0095287 | 4.0993 | 0.0030831 | 0.02197 | 0.018746 | 0.33127 | 4.6497 | 0.00058457 | 0.53297 | 0.56505 | 0.43002 | 0.48561 | 0.27551 | 0.00017773 | 2.3434 | 1.1441
1f37113 | MBS_a | 8 | 05m_109019_419x230x572.dat | 0.0850;0.0850;0.1928 | 419;230;572 | (0.1925;73.4725;38.8236) | 110 | 9.9905 | 69 | 87.015 | 60 | Varibar | [5,133,110] | [30,30,100] | 0 | 20 | 150 | abnormal | tracheal aspiration | 6.3767 | 3.0101 | 19.1949 | 27.7436 | 13.0964 | 363.3414 | 1.3683e-13 | 0.025614 | 0.78271 | 0.046206 | 0.0033273 | 3.0892 | 0.013411 | 9.1024e-05 | 0.10094 | 0.012384 | 0.47011 | 0.033304 | 0.2404 | 14.8057 | 11.3248 | 0.011456 | 4.2928 | 0.0037089 | 0.025985 | 0.023568 | 0.35641 | 4.7594 | 0.00079199 | 0.59821 | 0.63234 | 0.45491 | 0.51151 | 0.28159 | 8.7384e-05 | 2.5997 | 1.2652
1f37113 | MBS_a | 8 | 05m_109019_419x230x572.dat | 0.0850;0.0850;0.1928 | 419;230;572 | (0.1925;73.4725;38.8236) | 60 | 2.5 | 38 | 87.015 | 60 | Varibar | [5,133,110] | [30,30,100] | 0 | 20 | 150 | abnormal | tracheal aspiration | 6.3767 | 3.0101 | 19.1949 | 27.7436 | 13.0964 | 363.3414 | 2.2134e-13 | 0.0045298 | 0.24735 | 0.01711 | 0.00048406 | 1.5305 | 0.0021979 | 0.00012038 | 0.028937 | 0.0017661 | 0.18961 | 0.0073869 | 0.099071 | 4.4036 | 4.6472 | 0.0014572 | 2.6515 | 0.00059574 | 0.0051094 | 0.0038725 | 0.15304 | 3.3647 | 6.3586e-05 | 0.22352 | 0.22846 | 0.25921 | 0.30909 | 0.23077 | 0.00021183 | 0.99018 | 0.50473
1f37113 | MBS_a | 8 | 05m_109019_419x230x572.dat | 0.0850;0.0850;0.1928 | 419;230;572 | (0.1925;73.4725;38.8236) | 60 | 5.7448 | 47 | 87.015 | 60 | Varibar | [5,133,110] | [30,30,100] | 0 | 20 | 150 | abnormal | tracheal aspiration | 6.3767 | 3.0101 | 19.1949 | 27.7436 | 13.0964 | 363.3414 | 1.4372e-13 | 0.015805 | 0.55408 | 0.031854 | 0.0015488 | 2.5705 | 0.0076051 | 0.00023911 | 0.068837 | 0.0055821 | 0.37128 | 0.019397 | 0.19592 | 10.0313 | 8.7566 | 0.0050479 | 3.8671 | 0.0016682 | 0.013994 | 0.011011 | 0.30076 | 4.7413 | 0.00030699 | 0.43202 | 0.46359 | 0.4029 | 0.45669 | 0.26903 | 0.00041945 | 1.9379 | 0.95648
1f37113 | MBS_a | 8 | 05m_109019_419x230x572.dat | 0.0850;0.0850;0.1928 | 419;230;572 | (0.1925;73.4725;38.8236) | 60 | 6.3535 | 49 | 87.015 | 60 | Varibar | [5,133,110] | [30,30,100] | 0 | 20 | 150 | abnormal | tracheal aspiration | 6.3767 | 3.0101 | 19.1949 | 27.7436 | 13.0964 | 363.3414 | 1.3723e-13 | 0.014599 | 0.60657 | 0.034687 | 0.001821 | 2.6953 | 0.0084503 | 0 | 0.076188 | 0.0065313 | 0.36354 | 0.02194 | 0.21097 | 11.1677 | 9.5455 | 0.0058529 | 4.0189 | 0.001875 | 0.015711 | 0.012905 | 0.32245 | 4.8641 | 0.00042082 | 0.46595 | 0.50307 | 0.41681 | 0.4753 | 0.27378 | 0.00042285 | 2.11 | 1.0366
1f37113 | MBS_a | 8 | 05m_109019_419x230x572.dat | 0.0850;0.0850;0.1928 | 419;230;572 | (0.1925;73.4725;38.8236) | 80 | 2.9 | 44 | 87.015 | 60 | Varibar | [5,133,110] | [30,30,100] | 0 | 20 | 150 | abnormal | tracheal aspiration | 6.3767 | 3.0101 | 19.1949 | 27.7436 | 13.0964 | 363.3414 | 1.9817e-13 | 0.007974 | 0.33382 | 0.020814 | 0.00095101 | 1.7775 | 0.003814 | 0.00016596 | 0.040596 | 0.0034483 | 0.23382 | 0.011443 | 0.12342 | 6.2109 | 5.8481 | 0.0029042 | 2.9111 | 0.0010659 | 0.0075239 | 0.00704 | 0.18843 | 3.6018 | 0.00017689 | 0.28187 | 0.29428 | 0.28937 | 0.34151 | 0.23885 | 0 | 1.2686 | 0.63509
1f37113 | MBS_a | 8 | 05m_109019_419x230x572.dat | 0.0850;0.0850;0.1928 | 419;230;572 | (0.1925;73.4725;38.8236) | 80 | 7.702 | 57 | 87.015 | 60 | Varibar | [5,133,110] | [30,30,100] | 0 | 20 | 150 | abnormal | tracheal aspiration | 6.3767 | 3.0101 | 19.1949 | 27.7436 | 13.0964 | 363.3414 | 1.3247e-13 | 0.019608 | 0.70327 | 0.039683 | 0.0026129 | 2.9161 | 0.0098744 | 7.0987e-05 | 0.090992 | 0.0090003 | 0.4779 | 0.028185 | 0.23152 | 13.6314 | 10.8497 | 0.0085753 | 4.1913 | 0.0027396 | 0.020501 | 0.017882 | 0.34752 | 4.8681 | 0.00049768 | 0.53494 | 0.57768 | 0.44012 | 0.49778 | 0.27926 | 0.00011525 | 2.4413 | 1.1908
1f37113 | MBS_a | 8 | 05m_109019_419x230x572.dat | 0.0850;0.0850;0.1928 | 419;230;572 | (0.1925;73.4725;38.8236) | 80 | 8.502 | 60 | 87.015 | 60 | Varibar | [5,133,110] | [30,30,100] | 0 | 20 | 150 | abnormal | tracheal aspiration | 6.3767 | 3.0101 | 19.1949 | 27.7436 | 13.0964 | 363.3414 | 1.292e-13 | 0.021541 | 0.7492 | 0.042794 | 0.002702 | 3.0417 | 0.0127 | 3.536e-05 | 0.097509 | 0.010594 | 0.5331 | 0.030756 | 0.24342 | 14.713 | 11.514 | 0.0096982 | 4.2949 | 0.0030381 | 0.023241 | 0.019535 | 0.36304 | 4.9315 | 0.00078182 | 0.56648 | 0.61262 | 0.45156 | 0.51084 | 0.28247 | 0.00052232 | 2.5991 | 1.2633
1f37113 | MBS_a | 9 | 05m_109019_419x230x572.dat | 0.0850;0.0850;0.1928 | 419;230;572 | (0.1925;73.4725;38.8236) | 110 | 3.9 | 52 | 87.015 | 60 | Varibar | [5,133,110] | [30,30,100] | 0 | 20 | 150 | abnormal | tracheal aspiration | 6.3767 | 3.0101 | 19.1949 | 27.7436 | 13.0964 | 363.3414 | 1.7717e-13 | 0.014173 | 0.45139 | 0.028563 | 0.0015713 | 2.1286 | 0.0082616 | 6.9623e-05 | 0.056377 | 0.0055967 | 0.29397 | 0.017105 | 0.15482 | 8.445 | 7.2501 | 0.0054263 | 3.2728 | 0.001644 | 0.012782 | 0.0108 | 0.23301 | 3.924 | 0.00028742 | 0.36515 | 0.38285 | 0.33279 | 0.38716 | 0.25019 | 0.00029963 | 1.615 | 0.80015
1f37113 | MBS_a | 9 | 05m_109019_419x230x572.dat | 0.0850;0.0850;0.1928 | 419;230;572 | (0.1925;73.4725;38.8236) | 110 | 7.85 | 62 | 87.015 | 60 | Varibar | [5,133,110] | [30,30,100] | 0 | 20 | 150 | abnormal | tracheal aspiration | 6.3767 | 3.0101 | 19.1949 | 27.7436 | 13.0964 | 363.3414 | 1.4151e-13 | 0.02124 | 0.6915 | 0.040297 | 0.0027738 | 2.8732 | 0.011997 | 1.806e-05 | 0.088708 | 0.0098213 | 0.47336 | 0.028198 | 0.22136 | 13.0367 | 10.2934 | 0.0095287 | 4.0993 | 0.0030831 | 0.02197 | 0.018746 | 0.33127 | 4.6497 | 0.00058457 | 0.53297 | 0.56505 | 0.43002 | 0.48561 | 0.27551 | 0.00017773 | 2.3434 | 1.1441
1f37113 | MBS_a | 9 | 05m_109019_419x230x572.dat | 0.0850;0.0850;0.1928 | 419;230;572 | (0.1925;73.4725;38.8236) | 110 | 9.9905 | 69 | 87.015 | 60 | Varibar | [5,133,110] | [30,30,100] | 0 | 20 | 150 | abnormal | tracheal aspiration | 6.3767 | 3.0101 | 19.1949 | 27.7436 | 13.0964 | 363.3414 | 1.3683e-13 | 0.025614 | 0.78271 | 0.046206 | 0.0033273 | 3.0892 | 0.013411 | 9.1024e-05 | 0.10094 | 0.012382 | 0.47011 | 0.033304 | 0.2404 | 14.8057 | 11.3248 | 0.011456 | 4.2928 | 0.0037089 | 0.025985 | 0.023568 | 0.35641 | 4.7594 | 0.00079199 | 0.59821 | 0.63234 | 0.45491 | 0.51151 | 0.28159 | 8.7384e-05 | 2.5997 | 1.2652
1f37113 | MBS_a | 9 | 05m_109019_419x230x572.dat | 0.0850;0.0850;0.1928 | 419;230;572 | (0.1925;73.4725;38.8236) | 60 | 2.5 | 38 | 87.015 | 60 | Varibar | [5,133,110] | [30,30,100] | 0 | 20 | 150 | abnormal | tracheal aspiration | 6.3767 | 3.0101 | 19.1949 | 27.7436 | 13.0964 | 363.3414 | 2.2134e-13 | 0.0045298 | 0.24735 | 0.01711 | 0.00048406 | 1.5305 | 0.0021979 | 0.00012038 | 0.028937 | 0.0017661 | 0.18961 | 0.0073869 | 0.099071 | 4.4036 | 4.6472 | 0.0014572 | 2.6515 | 0.00059574 | 0.0051094 | 0.0038725 | 0.15304 | 3.3647 | 6.3586e-05 | 0.22352 | 0.22846 | 0.25921 | 0.30909 | 0.23077 | 0.00021183 | 0.99018 | 0.50473
1f37113 | MBS_a | 9 | 05m_109019_419x230x572.dat | 0.0850;0.0850;0.1928 | 419;230;572 | (0.1925;73.4725;38.8236) | 60 | 5.7448 | 47 | 87.015 | 60 | Varibar | [5,133,110] | [30,30,100] | 0 | 20 | 150 | abnormal | tracheal aspiration | 6.3767 | 3.0101 | 19.1949 | 27.7436 | 13.0964 | 363.3414 | 1.4372e-13 | 0.015805 | 0.55408 | 0.031854 | 0.0015488 | 2.5705 | 0.0076051 | 0.00023911 | 0.068837 | 0.0055821 | 0.37128 | 0.019397 | 0.19592 | 10.0313 | 8.7566 | 0.0050479 | 3.8671 | 0.0016682 | 0.013994 | 0.011011 | 0.30076 | 4.7413 | 0.00030699 | 0.43202 | 0.46359 | 0.40289 | 0.45669 | 0.26903 | 0.00041945 | 1.9379 | 0.95648
1f37113 | MBS_a | 9 | 05m_109019_419x230x572.dat | 0.0850;0.0850;0.1928 | 419;230;572 | (0.1925;73.4725;38.8236) | 60 | 6.3535 | 49 | 87.015 | 60 | Varibar | [5,133,110] | [30,30,100] | 0 | 20 | 150 | abnormal | tracheal aspiration | 6.3767 | 3.0101 | 19.1949 | 27.7436 | 13.0964 | 363.3414 | 1.3723e-13 | 0.014599 | 0.60657 | 0.034687 | 0.001821 | 2.6953 | 0.0084503 | 0 | 0.076188 | 0.0065313 | 0.36354 | 0.02194 | 0.21097 | 11.1677 | 9.5455 | 0.0058529 | 4.0189 | 0.001875 | 0.015711 | 0.012905 | 0.32245 | 4.8641 | 0.00042082 | 0.46595 | 0.50307 | 0.41681 | 0.4753 | 0.27378 | 0.00042285 | 2.11 | 1.0366
1f37113 | MBS_a | 9 | 05m_109019_419x230x572.dat | 0.0850;0.0850;0.1928 | 419;230;572 | (0.1925;73.4725;38.8236) | 80 | 2.9 | 44 | 87.015 | 60 | Varibar | [5,133,110] | [30,30,100] | 0 | 20 | 150 | abnormal | tracheal aspiration | 6.3767 | 3.0101 | 19.1949 | 27.7436 | 13.0964 | 363.3414 | 1.9817e-13 | 0.007974 | 0.33382 | 0.020814 | 0.00095101 | 1.7775 | 0.003814 | 0.00016596 | 0.040596 | 0.0034483 | 0.23382 | 0.011443 | 0.12342 | 6.2109 | 5.8481 | 0.0029042 | 2.9111 | 0.0010659 | 0.0075239 | 0.00704 | 0.18843 | 3.6018 | 0.00017689 | 0.28187 | 0.29428 | 0.28937 | 0.34151 | 0.23885 | 0 | 1.2686 | 0.63509
1f37113 | MBS_a | 9 | 05m_109019_419x230x572.dat | 0.0850;0.0850;0.1928 | 419;230;572 | (0.1925;73.4725;38.8236) | 80 | 7.702 | 57 | 87.015 | 60 | Varibar | [5,133,110] | [30,30,100] | 0 | 20 | 150 | abnormal | tracheal aspiration | 6.3767 | 3.0101 | 19.1949 | 27.7436 | 13.0964 | 363.3414 | 1.3247e-13 | 0.019608 | 0.70327 | 0.039683 | 0.0026129 | 2.9161 | 0.0098744 | 7.0987e-05 | 0.090992 | 0.0090003 | 0.4779 | 0.028185 | 0.23152 | 13.6314 | 10.8497 | 0.0085753 | 4.1913 | 0.0027396 | 0.020501 | 0.017882 | 0.34752 | 4.8681 | 0.00049768 | 0.53494 | 0.57768 | 0.44012 | 0.49778 | 0.27926 | 0.00011525 | 2.4413 | 1.1908
1f37113 | MBS_a | 9 | 05m_109019_419x230x572.dat | 0.0850;0.0850;0.1928 | 419;230;572 | (0.1925;73.4725;38.8236) | 80 | 8.502 | 60 | 87.015 | 60 | Varibar | [5,133,110] | [30,30,100] | 0 | 20 | 150 | abnormal | tracheal aspiration | 6.3767 | 3.0101 | 19.1949 | 27.7436 | 13.0964 | 363.3414 | 1.292e-13 | 0.021541 | 0.74919 | 0.042794 | 0.002702 | 3.0417 | 0.0127 | 3.536e-05 | 0.097509 | 0.010594 | 0.5331 | 0.030756 | 0.24342 | 14.713 | 11.514 | 0.0096982 | 4.2949 | 0.0030381 | 0.023241 | 0.019535 | 0.36304 | 4.9315 | 0.00078182 | 0.56648 | 0.61262 | 0.45156 | 0.51084 | 0.28247 | 0.00052232 | 2.5991 | 1.2633

## Normal Ref
Git Commit | Procedure | Field # | Phantom | Voxel Size | Voxel Array | Source Coordinate | Peak Potential | HVL | Average Energy | FDD | SSD | Contrast Material | Contrast Location | Contrast Percentage | # of Radigraphs | Field Time | Total Procedure Time | Disease State | Disease | Field Width @ 20cm | Field Height @ 20cm | Field Area @ 20cm | Field Width @ Image | Field Height @ Image | Field Area @ Image | Dose-ref | Adrenals | Brain | Breast | Colon | ET | GB-wall | Gonads | Ht-wall | Kidneys | Eye-lens | Liver | Lungs | Oesophagus | O-mucosa | Pancreas | S-glands | SI-wall | Spleen | St-wall | Thymus | Thyroid | UB-wall | R-marrow | Endost-BS | Lymph | Muscle | Skin | Prostate / Uterus | Remainder | Effective Dose
- | - | - | - | - | - | - | kVp | mm Al | keV | cm | cm | - | - | - | - | s | s | - | - | cm | cm | cm2 | cm | cm | cm2 | Gy | mGy/Gy-cm2 | mGy/Gy-cm2 | mGy/Gy-cm2 | mGy/Gy-cm2 | mGy/Gy-cm2 | mGy/Gy-cm2 | mGy/Gy-cm2 | mGy/Gy-cm2 | mGy/Gy-cm2 | mGy/Gy-cm2 | mGy/Gy-cm2 | mGy/Gy-cm2 | mGy/Gy-cm2 | mGy/Gy-cm2 | mGy/Gy-cm2 | mGy/Gy-cm2 | mGy/Gy-cm2 | mGy/Gy-cm2 | mGy/Gy-cm2 | mGy/Gy-cm2 | mGy/Gy-cm2 | mGy/Gy-cm2 | mGy/Gy-cm2 | mGy/Gy-cm2 | mGy/Gy-cm2 | mGy/Gy-cm2 | mGy/Gy-cm2 | mGy/Gy-cm2 | mGy/Gy-cm2 | mSv/Gy-cm2
1f37113 | MBS | 1 | 00f_051004_345x211x716.dat | 0.0663;0.0663;0.0663 | 345;211;716 | (1.1750;68.1881;14.0831) | 110 | 3.9 | 52 | 78.0611 | 60 | Varibar | [5] | [0] | 0 | 10 | 80 | normal | none | 4.0118 | 5.7542 | 23.085 | 15.6583 | 22.4591 | 351.6724 | 1.0023e-15 | 46.6761 | 723.1098 | 657.1694 | 15.7293 | 729.6849 | 46.7599 | 5.5769 | 549.1843 | 21.7507 | 786.8153 | 167.959 | 667.1767 | 520.5094 | 878.2679 | 29.5789 | 875.7137 | 14.3195 | 68.2372 | 56.1876 | 551.0601 | 927.0373 | 3.4948 | 385.6036 | 528.4077 | 170.0991 | 264.1047 | 276.62 | 3.8714 | 349.3256 | 344.9877
1f37113 | MBS | 1 | 00f_051004_345x211x716.dat | 0.0663;0.0663;0.0663 | 345;211;716 | (1.1750;68.1881;14.0831) | 110 | 7.85 | 62 | 78.0611 | 60 | Varibar | [5] | [0] | 0 | 10 | 80 | normal | none | 4.0118 | 5.7542 | 23.085 | 15.6583 | 22.4591 | 351.6724 | 8.0045e-16 | 69.3584 | 923.3039 | 765.5804 | 24.7448 | 928.8633 | 59.6588 | 7.7815 | 725.528 | 33.4699 | 882.5769 | 222.4744 | 829.9316 | 675.9685 | 1039.226 | 45.543 | 1042.8989 | 22.606 | 100.5595 | 81.2791 | 724.1538 | 1151.2753 | 5.2975 | 517.843 | 710.4266 | 215.7781 | 322.7537 | 300.9388 | 6.8671 | 444.3101 | 432.2415
1f37113 | MBS | 1 | 00f_051004_345x211x716.dat | 0.0663;0.0663;0.0663 | 345;211;716 | (1.1750;68.1881;14.0831) | 110 | 9.9905 | 69 | 78.0611 | 60 | Varibar | [5] | [0] | 0 | 10 | 80 | normal | none | 4.0118 | 5.7542 | 23.085 | 15.6583 | 22.4591 | 351.6724 | 7.7392e-16 | 77.7224 | 961.5193 | 779.0976 | 27.3981 | 979.0793 | 70.5227 | 9.6532 | 760.4394 | 37.6343 | 956.7256 | 233.1763 | 859.3254 | 713.8842 | 1071.7373 | 52.2495 | 1069.4632 | 25.4315 | 110.3872 | 89.398 | 763.8893 | 1183.9451 | 6.5872 | 554.9064 | 757.2879 | 226.0141 | 335.0726 | 303.8823 | 7.9329 | 467.3275 | 450.4919
1f37113 | MBS | 1 | 00f_051004_345x211x716.dat | 0.0663;0.0663;0.0663 | 345;211;716 | (1.1750;68.1881;14.0831) | 60 | 2.5 | 38 | 78.0611 | 60 | Varibar | [5] | [0] | 0 | 10 | 80 | normal | none | 4.0118 | 5.7542 | 23.085 | 15.6583 | 22.4591 | 351.6724 | 1.2522e-15 | 27.208 | 570.2643 | 588.783 | 8.8114 | 586.2516 | 26.0644 | 1.8716 | 416.8037 | 11.6008 | 676.9847 | 125.1354 | 544.9896 | 389.2931 | 762.3514 | 16.2037 | 750.4448 | 7.443 | 41.3306 | 32.77 | 414.4719 | 755.364 | 1.3888 | 278.3565 | 381.015 | 135.7143 | 219.1518 | 258.5655 | 1.641 | 276.3852 | 278.2114
1f37113 | MBS | 1 | 00f_051004_345x211x716.dat | 0.0663;0.0663;0.0663 | 345;211;716 | (1.1750;68.1881;14.0831) | 60 | 5.7448 | 47 | 78.0611 | 60 | Varibar | [5] | [0] | 0 | 10 | 80 | normal | none | 4.0118 | 5.7542 | 23.085 | 15.6583 | 22.4591 | 351.6724 | 8.1317e-16 | 60.6246 | 900.6128 | 730.0701 | 20.6157 | 884.5399 | 58.6434 | 5.2337 | 694.9482 | 27.5281 | 908.139 | 215.3674 | 815.6981 | 642.5851 | 1027.7452 | 39.2182 | 1019.5796 | 18.1033 | 88.331 | 70.5795 | 687.6681 | 1152.8115 | 3.6192 | 473.7098 | 659.8662 | 203.0683 | 313.7293 | 302.9115 | 4.6844 | 425.3479 | 414.1462
1f37113 | MBS | 1 | 00f_051004_345x211x716.dat | 0.0663;0.0663;0.0663 | 345;211;716 | (1.1750;68.1881;14.0831) | 60 | 6.3535 | 49 | 78.0611 | 60 | Varibar | [5] | [0] | 0 | 10 | 80 | normal | none | 4.0118 | 5.7542 | 23.085 | 15.6583 | 22.4591 | 351.6724 | 7.7643e-16 | 65.8453 | 936.3034 | 741.5391 | 21.9892 | 911.3815 | 60.4617 | 5.2635 | 726.3412 | 29.7698 | 900.0475 | 226.3578 | 841.7805 | 672.8397 | 1050.2228 | 42.4213 | 1047.1575 | 20.1371 | 95.5661 | 78.7403 | 718.4847 | 1194.6668 | 4.788 | 500.417 | 698.4422 | 210.8806 | 324.4107 | 307.4724 | 5.2699 | 440.747 | 429.2865
1f37113 | MBS | 1 | 00f_051004_345x211x716.dat | 0.0663;0.0663;0.0663 | 345;211;716 | (1.1750;68.1881;14.0831) | 80 | 2.9 | 44 | 78.0611 | 60 | Varibar | [5] | [0] | 0 | 10 | 80 | normal | none | 4.0118 | 5.7542 | 23.085 | 15.6583 | 22.4591 | 351.6724 | 1.1212e-15 | 35.8632 | 634.1665 | 619.0221 | 11.7704 | 653.1996 | 34.7091 | 4.3526 | 473.1967 | 15.7804 | 732.7659 | 143.7829 | 595.0657 | 445.7976 | 805.2594 | 22.0968 | 801.0139 | 10.2845 | 53.8323 | 42.9333 | 470.7261 | 830.2325 | 2.0507 | 324.3204 | 445.8574 | 149.9694 | 237.9215 | 266.192 | 2.7415 | 307.7278 | 306.7958
1f37113 | MBS | 1 | 00f_051004_345x211x716.dat | 0.0663;0.0663;0.0663 | 345;211;716 | (1.1750;68.1881;14.0831) | 80 | 7.702 | 57 | 78.0611 | 60 | Varibar | [5] | [0] | 0 | 10 | 80 | normal | none | 4.0118 | 5.7542 | 23.085 | 15.6583 | 22.4591 | 351.6724 | 7.4943e-16 | 73.7438 | 959.392 | 767.954 | 25.5647 | 953.1607 | 67.3589 | 11.9346 | 751.2613 | 34.8397 | 893.1686 | 234.3105 | 859.0895 | 709.5898 | 1067.834 | 47.9629 | 1069.7154 | 22.956 | 105.9107 | 86.3733 | 747.7387 | 1196.7048 | 6.0857 | 536.3829 | 744.6997 | 221.5965 | 332.9138 | 307.9208 | 6.522 | 459.0525 | 445.7697
1f37113 | MBS | 1 | 00f_051004_345x211x716.dat | 0.0663;0.0663;0.0663 | 345;211;716 | (1.1750;68.1881;14.0831) | 80 | 8.502 | 60 | 78.0611 | 60 | Varibar | [5] | [0] | 0 | 10 | 80 | normal | none | 4.0118 | 5.7542 | 23.085 | 15.6583 | 22.4591 | 351.6724 | 7.3088e-16 | 75.7143 | 978.8217 | 787.4083 | 27.2207 | 975.3874 | 67.0426 | 10.4991 | 768.6911 | 37.4098 | 933.9031 | 240.3271 | 873.8658 | 722.2265 | 1078.6193 | 51.1904 | 1085.8025 | 24.9015 | 111.7914 | 91.3353 | 767.9112 | 1217.5206 | 6.2117 | 556.2398 | 771.7274 | 228.0864 | 338.9927 | 309.9137 | 7.3354 | 468.7688 | 456.3346
1f37113 | MBS | 2 | 00f_051004_345x211x716.dat | 0.0663;0.0663;0.0663 | 345;211;716 | (1.1750;68.1881;12.8954) | 110 | 3.9 | 52 | 78.0611 | 60 | Varibar | [5] | [0] | 0 | 10 | 80 | normal | none | 4.0118 | 1.7034 | 6.8339 | 15.6583 | 6.6486 | 104.1068 | 2.5445e-15 | 5.0431 | 32.4094 | 14.2839 | 1.9755 | 460.4875 | 4.913 | 0.76063 | 35.9634 | 2.7111 | 53.9679 | 10.2842 | 45.2902 | 155.1989 | 802.2473 | 3.6226 | 786.4484 | 1.8525 | 7.2247 | 6.0413 | 195.1835 | 793.7976 | 0.43946 | 127.8527 | 164.0571 | 87.7078 | 115.6499 | 81.3168 | 0.56593 | 179.214 | 94.0509
1f37113 | MBS | 2 | 00f_051004_345x211x716.dat | 0.0663;0.0663;0.0663 | 345;211;716 | (1.1750;68.1881;12.8954) | 110 | 7.85 | 62 | 78.0611 | 60 | Varibar | [5] | [0] | 0 | 10 | 80 | normal | none | 4.0118 | 1.7034 | 6.8339 | 15.6583 | 6.6486 | 104.1068 | 2.0321e-15 | 8.1476 | 47.7511 | 20.9848 | 3.2192 | 563.9862 | 8.1431 | 1.4003 | 50.7691 | 4.3376 | 70.7086 | 15.31 | 62.3726 | 207.018 | 928.9706 | 5.976 | 912.6331 | 2.9428 | 11.5031 | 9.2297 | 252.694 | 970.1586 | 0.74591 | 173.7641 | 224.3582 | 108.8272 | 139.0303 | 88.1311 | 1.0581 | 218.688 | 119.1611
1f37113 | MBS | 2 | 00f_051004_345x211x716.dat | 0.0663;0.0663;0.0663 | 345;211;716 | (1.1750;68.1881;12.8954) | 110 | 9.9905 | 69 | 78.0611 | 60 | Varibar | [5] | [0] | 0 | 10 | 80 | normal | none | 4.0118 | 1.7034 | 6.8339 | 15.6583 | 6.6486 | 104.1068 | 1.9647e-15 | 9.5153 | 52.3173 | 21.015 | 3.5811 | 586.4896 | 7.458 | 1.4217 | 54.1038 | 5.0013 | 74.478 | 16.8669 | 66.2174 | 218.5479 | 939.5642 | 6.4619 | 933.3547 | 3.3969 | 12.7442 | 10.5449 | 265.6381 | 997.8925 | 0.99764 | 186.6215 | 240.1785 | 113.9813 | 143.3497 | 88.5513 | 1.1727 | 225.9826 | 124.3054
1f37113 | MBS | 2 | 00f_051004_345x211x716.dat | 0.0663;0.0663;0.0663 | 345;211;716 | (1.1750;68.1881;12.8954) | 60 | 2.5 | 38 | 78.0611 | 60 | Varibar | [5] | [0] | 0 | 10 | 80 | normal | none | 4.0118 | 1.7034 | 6.8339 | 15.6583 | 6.6486 | 104.1068 | 3.179e-15 | 2.5865 | 19.7569 | 9.5708 | 0.88417 | 384.3301 | 2.5128 | 0.43243 | 23.7396 | 1.1865 | 34.5136 | 5.9096 | 31.8902 | 113.5123 | 716.0972 | 1.7008 | 695.2732 | 0.83135 | 3.8109 | 2.9941 | 150.0989 | 672.2474 | 0.18689 | 90.6966 | 115.1809 | 71.1528 | 98.1206 | 76.2766 | 0.22668 | 149.9688 | 75.0943
1f37113 | MBS | 2 | 00f_051004_345x211x716.dat | 0.0663;0.0663;0.0663 | 345;211;716 | (1.1750;68.1881;12.8954) | 60 | 5.7448 | 47 | 78.0611 | 60 | Varibar | [5] | [0] | 0 | 10 | 80 | normal | none | 4.0118 | 1.7034 | 6.8339 | 15.6583 | 6.6486 | 104.1068 | 2.0644e-15 | 6.5211 | 42.1204 | 21.3647 | 2.298 | 539.5779 | 5.7649 | 0.91281 | 47.3849 | 3.2234 | 66.7848 | 13.4107 | 59.9208 | 195.4862 | 931.8485 | 4.5845 | 905.836 | 2.0974 | 9.0535 | 7.1217 | 243.0014 | 984.0189 | 0.48649 | 158.4274 | 206.9328 | 104.6879 | 136.7324 | 89.2279 | 0.70767 | 212.2384 | 115.6148
1f37113 | MBS | 2 | 00f_051004_345x211x716.dat | 0.0663;0.0663;0.0663 | 345;211;716 | (1.1750;68.1881;12.8954) | 60 | 6.3535 | 49 | 78.0611 | 60 | Varibar | [5] | [0] | 0 | 10 | 80 | normal | none | 4.0118 | 1.7034 | 6.8339 | 15.6583 | 6.6486 | 104.1068 | 1.9711e-15 | 7.086 | 45.6257 | 20.7678 | 2.7493 | 549.5963 | 6.3503 | 1.0343 | 50.8198 | 3.5661 | 77.9927 | 14.6346 | 63.5894 | 204.0249 | 951.7103 | 4.8156 | 924.4156 | 2.332 | 10.2776 | 8.3081 | 253.3531 | 1009.6987 | 0.62905 | 167.7209 | 219.8002 | 108.7107 | 140.6847 | 90.2653 | 0.77008 | 217.7757 | 119.7526
1f37113 | MBS | 2 | 00f_051004_345x211x716.dat | 0.0663;0.0663;0.0663 | 345;211;716 | (1.1750;68.1881;12.8954) | 80 | 2.9 | 44 | 78.0611 | 60 | Varibar | [5] | [0] | 0 | 10 | 80 | normal | none | 4.0118 | 1.7034 | 6.8339 | 15.6583 | 6.6486 | 104.1068 | 2.8463e-15 | 3.9282 | 25.4025 | 11.4403 | 1.3707 | 415.2714 | 3.3779 | 0.3911 | 29.5591 | 1.792 | 45.4972 | 7.9003 | 37.9682 | 132.0788 | 749.1046 | 2.5614 | 733.4704 | 1.1978 | 5.0714 | 4.2651 | 168.4203 | 724.3007 | 0.2802 | 106.5548 | 136.5965 | 78.2738 | 105.2646 | 78.438 | 0.31146 | 161.9396 | 83.1774
1f37113 | MBS | 2 | 00f_051004_345x211x716.dat | 0.0663;0.0663;0.0663 | 345;211;716 | (1.1750;68.1881;12.8954) | 80 | 7.702 | 57 | 78.0611 | 60 | Varibar | [5] | [0] | 0 | 10 | 80 | normal | none | 4.0118 | 1.7034 | 6.8339 | 15.6583 | 6.6486 | 104.1068 | 1.9026e-15 | 8.3811 | 50.2363 | 21.8795 | 3.1599 | 570.9009 | 6.7933 | 1.8712 | 54.3044 | 4.5091 | 70.745 | 16.2593 | 66.4667 | 213.5649 | 954.0594 | 6.0669 | 934.7701 | 2.914 | 11.788 | 10.0205 | 261.3414 | 1009.1943 | 0.81331 | 180.065 | 235.3181 | 110.8291 | 143.2281 | 90.0553 | 0.98912 | 223.5284 | 123.4612
1f37113 | MBS | 2 | 00f_051004_345x211x716.dat | 0.0663;0.0663;0.0663 | 345;211;716 | (1.1750;68.1881;12.8954) | 80 | 8.502 | 60 | 78.0611 | 60 | Varibar | [5] | [0] | 0 | 10 | 80 | normal | none | 4.0118 | 1.7034 | 6.8339 | 15.6583 | 6.6486 | 104.1068 | 1.8555e-15 | 8.9328 | 52.7361 | 22.5672 | 3.4354 | 585.172 | 9.1942 | 1.1503 | 56.1243 | 4.9155 | 71.4731 | 17.1073 | 68.8431 | 218.2889 | 961.5619 | 6.4871 | 944.6934 | 3.13 | 12.4461 | 10.4413 | 268.264 | 1024.5092 | 0.9552 | 186.9019 | 244.3235 | 113.5703 | 145.4281 | 90.4235 | 1.0546 | 228.0128 | 126.2724
1f37113 | MBS | 3 | 00f_051004_345x211x716.dat | 0.0663;0.0663;0.0663 | 345;211;716 | (1.1750;68.1881;12.8954) | 110 | 3.9 | 52 | 78.0611 | 60 | Varibar | [5,133] | [30,30] | 0 | 10 | 80 | normal | none | 4.0118 | 1.7034 | 6.8339 | 15.6583 | 6.6486 | 104.1068 | 2.5445e-15 | 4.9617 | 31.9763 | 15.2208 | 1.9344 | 460.4482 | 4.7581 | 0.59046 | 35.6545 | 2.6812 | 52.384 | 10.1773 | 44.9365 | 155.0102 | 2185.6355 | 3.5588 | 758.4662 | 1.8105 | 7.0773 | 5.8794 | 194.9241 | 794.6229 | 0.46281 | 126.1293 | 161.919 | 87.4928 | 114.4982 | 80.9011 | 0.56334 | 285.4335 | 106.3349
1f37113 | MBS | 3 | 00f_051004_345x211x716.dat | 0.0663;0.0663;0.0663 | 345;211;716 | (1.1750;68.1881;12.8954) | 110 | 7.85 | 62 | 78.0611 | 60 | Varibar | [5,133] | [30,30] | 0 | 10 | 80 | normal | none | 4.0118 | 1.7034 | 6.8339 | 15.6583 | 6.6486 | 104.1068 | 2.0321e-15 | 8.0595 | 47.1045 | 20.2535 | 3.1631 | 567.4308 | 8.2253 | 1.2271 | 50.4591 | 4.2828 | 69.7638 | 15.1298 | 62.038 | 206.334 | 2920.1701 | 5.8234 | 885.9125 | 2.903 | 11.2674 | 9.113 | 253.2992 | 976.0145 | 0.74449 | 171.6629 | 221.7081 | 109.1799 | 138.0959 | 87.7171 | 1.0138 | 372.2927 | 137.0743
1f37113 | MBS | 3 | 00f_051004_345x211x716.dat | 0.0663;0.0663;0.0663 | 345;211;716 | (1.1750;68.1881;12.8954) | 110 | 9.9905 | 69 | 78.0611 | 60 | Varibar | [5,133] | [30,30] | 0 | 10 | 80 | normal | none | 4.0118 | 1.7034 | 6.8339 | 15.6583 | 6.6486 | 104.1068 | 1.9647e-15 | 9.4119 | 51.62 | 21.1662 | 3.5054 | 589.8997 | 7.4972 | 1.1714 | 53.7577 | 4.9076 | 71.9586 | 16.676 | 65.8866 | 218.6395 | 3072.1612 | 6.4268 | 910.1456 | 3.3607 | 12.4882 | 10.3515 | 266.254 | 1005.1199 | 0.99855 | 184.5939 | 237.6115 | 114.5092 | 142.6436 | 88.1316 | 1.1537 | 390.5509 | 143.7527
1f37113 | MBS | 3 | 00f_051004_345x211x716.dat | 0.0663;0.0663;0.0663 | 345;211;716 | (1.1750;68.1881;12.8954) | 60 | 2.5 | 38 | 78.0611 | 60 | Varibar | [5,133] | [30,30] | 0 | 10 | 80 | normal | none | 4.0118 | 1.7034 | 6.8339 | 15.6583 | 6.6486 | 104.1068 | 3.179e-15 | 2.5917 | 19.5103 | 8.926 | 0.87545 | 382.4428 | 2.4405 | 0.43243 | 23.4744 | 1.1607 | 34.4287 | 5.8612 | 31.6479 | 113.0059 | 1590.3554 | 1.7067 | 663.5026 | 0.81002 | 3.7477 | 2.9354 | 149.41 | 666.491 | 0.1733 | 89.2371 | 113.4162 | 70.4438 | 96.6534 | 75.8731 | 0.22188 | 216.6423 | 82.2106
1f37113 | MBS | 3 | 00f_051004_345x211x716.dat | 0.0663;0.0663;0.0663 | 345;211;716 | (1.1750;68.1881;12.8954) | 60 | 5.7448 | 47 | 78.0611 | 60 | Varibar | [5,133] | [30,30] | 0 | 10 | 80 | normal | none | 4.0118 | 1.7034 | 6.8339 | 15.6583 | 6.6486 | 104.1068 | 2.0644e-15 | 6.3912 | 41.5348 | 20.5145 | 2.2511 | 540.9827 | 5.8773 | 0.90918 | 47.0037 | 3.1537 | 65.6707 | 13.2538 | 59.572 | 195.2634 | 2872.1784 | 4.5665 | 868.7307 | 2.0612 | 8.8229 | 6.9493 | 243.326 | 987.555 | 0.49375 | 155.9719 | 203.8601 | 105.2406 | 135.2751 | 88.6872 | 0.69444 | 361.6104 | 132.7878
1f37113 | MBS | 3 | 00f_051004_345x211x716.dat | 0.0663;0.0663;0.0663 | 345;211;716 | (1.1750;68.1881;12.8954) | 60 | 6.3535 | 49 | 78.0611 | 60 | Varibar | [5,133] | [30,30] | 0 | 10 | 80 | normal | none | 4.0118 | 1.7034 | 6.8339 | 15.6583 | 6.6486 | 104.1068 | 1.9711e-15 | 6.9495 | 44.9854 | 19.3675 | 2.6886 | 551.6764 | 6.1448 | 1.0343 | 50.3789 | 3.4815 | 75.248 | 14.4748 | 63.2292 | 204.3191 | 3071.4079 | 4.7261 | 888.2934 | 2.297 | 10.0518 | 8.0565 | 253.8249 | 1015.6853 | 0.58415 | 165.1616 | 216.5739 | 109.1365 | 139.3388 | 89.6948 | 0.74056 | 381.0616 | 138.6286
1f37113 | MBS | 3 | 00f_051004_345x211x716.dat | 0.0663;0.0663;0.0663 | 345;211;716 | (1.1750;68.1881;12.8954) | 80 | 2.9 | 44 | 78.0611 | 60 | Varibar | [5,133] | [30,30] | 0 | 10 | 80 | normal | none | 4.0118 | 1.7034 | 6.8339 | 15.6583 | 6.6486 | 104.1068 | 2.8463e-15 | 3.8175 | 25.0737 | 10.9664 | 1.3544 | 414.4984 | 3.31 | 0.39409 | 29.2296 | 1.7664 | 45.2091 | 7.8146 | 37.6941 | 131.5553 | 1887.447 | 2.6001 | 702.6237 | 1.1671 | 4.9681 | 4.1615 | 167.8547 | 720.1199 | 0.27312 | 104.952 | 134.6312 | 77.9359 | 103.9243 | 77.999 | 0.3098 | 249.1344 | 92.8169
1f37113 | MBS | 3 | 00f_051004_345x211x716.dat | 0.0663;0.0663;0.0663 | 345;211;716 | (1.1750;68.1881;12.8954) | 80 | 7.702 | 57 | 78.0611 | 60 | Varibar | [5,133] | [30,30] | 0 | 10 | 80 | normal | none | 4.0118 | 1.7034 | 6.8339 | 15.6583 | 6.6486 | 104.1068 | 1.9026e-15 | 8.235 | 49.5231 | 21.8463 | 3.0894 | 575.9992 | 6.13 | 1.8586 | 53.9208 | 4.4436 | 71.2391 | 16.0601 | 65.9884 | 213.6122 | 3213.2756 | 5.9482 | 905.4419 | 2.8636 | 11.5731 | 9.8365 | 262.2612 | 1016.868 | 0.8184 | 177.658 | 232.2598 | 111.3545 | 142.2119 | 89.5912 | 1.0064 | 398.0306 | 143.9851
1f37113 | MBS | 3 | 00f_051004_345x211x716.dat | 0.0663;0.0663;0.0663 | 345;211;716 | (1.1750;68.1881;12.8954) | 80 | 8.502 | 60 | 78.0611 | 60 | Varibar | [5,133] | [30,30] | 0 | 10 | 80 | normal | none | 4.0118 | 1.7034 | 6.8339 | 15.6583 | 6.6486 | 104.1068 | 1.8555e-15 | 8.7878 | 51.9487 | 22.5958 | 3.3633 | 588.8907 | 9.3952 | 1.1714 | 55.6501 | 4.8361 | 72.0174 | 16.8896 | 68.3958 | 218.2188 | 3322.3522 | 6.4154 | 917.2617 | 3.0634 | 12.2251 | 10.2823 | 269.164 | 1033.671 | 0.97051 | 184.4982 | 241.2523 | 114.109 | 144.5403 | 89.9521 | 1.022 | 410.1748 | 147.8051
1f37113 | MBS | 4 | 00f_051004_345x211x716.dat | 0.0663;0.0663;0.0663 | 345;211;716 | (1.1750;68.1881;12.8954) | 110 | 3.9 | 52 | 78.0611 | 60 | Varibar | [5,133,110] | [30,30,100] | 0 | 20 | 80 | normal | none | 4.0118 | 1.7034 | 6.8339 | 15.6583 | 6.6486 | 104.1068 | 2.5445e-15 | 4.5483 | 31.9052 | 15.3737 | 1.854 | 460.5661 | 4.5471 | 0.58059 | 35.0272 | 2.5258 | 52.1679 | 9.9333 | 43.7536 | 2276.499 | 2184.1028 | 3.3052 | 758.0339 | 1.7448 | 6.61 | 5.5355 | 194.4918 | 794.6229 | 0.46387 | 125.5627 | 161.2729 | 86.3069 | 114.1711 | 80.78 | 0.52742 | 448.245 | 210.4661
1f37113 | MBS | 4 | 00f_051004_345x211x716.dat | 0.0663;0.0663;0.0663 | 345;211;716 | (1.1750;68.1881;12.8954) | 110 | 7.85 | 62 | 78.0611 | 60 | Varibar | [5,133,110] | [30,30,100] | 0 | 20 | 80 | normal | none | 4.0118 | 1.7034 | 6.8339 | 15.6583 | 6.6486 | 104.1068 | 2.0321e-15 | 7.4626 | 46.9859 | 20.441 | 3.0676 | 567.4308 | 7.7814 | 1.1853 | 49.7111 | 4.0681 | 69.2471 | 14.7696 | 60.5174 | 3479.5306 | 2918.7922 | 5.4701 | 885.5681 | 2.7639 | 10.6612 | 8.8011 | 253.1073 | 977.4416 | 0.72096 | 170.8927 | 220.8192 | 108.0384 | 137.7034 | 87.5368 | 0.97557 | 623.654 | 297.8873
1f37113 | MBS | 4 | 00f_051004_345x211x716.dat | 0.0663;0.0663;0.0663 | 345;211;716 | (1.1750;68.1881;12.8954) | 110 | 9.9905 | 69 | 78.0611 | 60 | Varibar | [5,133,110] | [30,30,100] | 0 | 20 | 80 | normal | none | 4.0118 | 1.7034 | 6.8339 | 15.6583 | 6.6486 | 104.1068 | 1.9647e-15 | 8.6505 | 51.4928 | 20.8312 | 3.3958 | 589.3399 | 7.4101 | 1.1191 | 52.9994 | 4.6898 | 71.6532 | 16.2673 | 64.4156 | 3872.6231 | 3069.8199 | 6.0695 | 909.8402 | 3.23 | 11.7613 | 9.9698 | 266.3201 | 1005.9852 | 0.95661 | 183.8079 | 236.6982 | 113.1509 | 142.2906 | 87.9662 | 1.0879 | 671.0609 | 323.2005
1f37113 | MBS | 4 | 00f_051004_345x211x716.dat | 0.0663;0.0663;0.0663 | 345;211;716 | (1.1750;68.1881;12.8954) | 60 | 2.5 | 38 | 78.0611 | 60 | Varibar | [5,133,110] | [30,30,100] | 0 | 20 | 80 | normal | none | 4.0118 | 1.7034 | 6.8339 | 15.6583 | 6.6486 | 104.1068 | 3.179e-15 | 2.3593 | 19.4719 | 8.7489 | 0.85733 | 382.2855 | 2.3222 | 0.42893 | 22.9636 | 1.0818 | 34.3028 | 5.7263 | 30.5794 | 1239.4001 | 1589.4746 | 1.587 | 663.0622 | 0.77652 | 3.446 | 2.7599 | 148.5638 | 664.1947 | 0.17891 | 88.8205 | 112.9514 | 69.4917 | 96.3561 | 75.784 | 0.20933 | 302.9523 | 137.2932
1f37113 | MBS | 4 | 00f_051004_345x211x716.dat | 0.0663;0.0663;0.0663 | 345;211;716 | (1.1750;68.1881;12.8954) | 60 | 5.7448 | 47 | 78.0611 | 60 | Varibar | [5,133,110] | [30,30,100] | 0 | 20 | 80 | normal | none | 4.0118 | 1.7034 | 6.8339 | 15.6583 | 6.6486 | 104.1068 | 2.0644e-15 | 5.7102 | 41.4355 | 20.4215 | 2.1626 | 540.9343 | 5.5702 | 0.74419 | 46.1463 | 2.9602 | 65.569 | 12.8866 | 57.7604 | 2917.567 | 2870.0954 | 4.3337 | 868.5369 | 1.9856 | 8.0944 | 6.7008 | 243.0063 | 987.0706 | 0.46858 | 155.1632 | 202.9272 | 103.5322 | 134.8131 | 88.5016 | 0.64237 | 570.4804 | 266.3159
1f37113 | MBS | 4 | 00f_051004_345x211x716.dat | 0.0663;0.0663;0.0663 | 345;211;716 | (1.1750;68.1881;12.8954) | 60 | 6.3535 | 49 | 78.0611 | 60 | Varibar | [5,133,110] | [30,30,100] | 0 | 20 | 80 | normal | none | 4.0118 | 1.7034 | 6.8339 | 15.6583 | 6.6486 | 104.1068 | 1.9711e-15 | 6.2316 | 44.8809 | 18.8744 | 2.5731 | 551.5749 | 6.1352 | 0.94892 | 49.4287 | 3.2366 | 75.2733 | 14.0948 | 61.4028 | 3242.9379 | 3069.3278 | 4.4314 | 887.8368 | 2.179 | 9.3208 | 7.5461 | 253.6829 | 1016.9536 | 0.57765 | 164.2983 | 215.5773 | 107.3568 | 138.8637 | 89.5004 | 0.68927 | 614.2671 | 287.7118
1f37113 | MBS | 4 | 00f_051004_345x211x716.dat | 0.0663;0.0663;0.0663 | 345;211;716 | (1.1750;68.1881;12.8954) | 80 | 2.9 | 44 | 78.0611 | 60 | Varibar | [5,133,110] | [30,30,100] | 0 | 20 | 80 | normal | none | 4.0118 | 1.7034 | 6.8339 | 15.6583 | 6.6486 | 104.1068 | 2.8463e-15 | 3.5086 | 25.0227 | 11.0233 | 1.2947 | 414.3228 | 2.9531 | 0.25035 | 28.6688 | 1.6635 | 45.1353 | 7.6284 | 36.5593 | 1725.5895 | 1886.393 | 2.4277 | 702.1669 | 1.1113 | 4.6098 | 3.9591 | 167.2293 | 719.4172 | 0.26154 | 104.4581 | 134.0718 | 76.7631 | 103.6136 | 77.8878 | 0.29815 | 371.3657 | 170.9666
1f37113 | MBS | 4 | 00f_051004_345x211x716.dat | 0.0663;0.0663;0.0663 | 345;211;716 | (1.1750;68.1881;12.8954) | 80 | 7.702 | 57 | 78.0611 | 60 | Varibar | [5,133,110] | [30,30,100] | 0 | 20 | 80 | normal | none | 4.0118 | 1.7034 | 6.8339 | 15.6583 | 6.6486 | 104.1068 | 1.9026e-15 | 7.5665 | 49.3859 | 20.9697 | 2.9844 | 576.4197 | 6.0023 | 1.6456 | 52.9484 | 4.1657 | 71.5597 | 15.6879 | 64.2855 | 3767.1998 | 3211.3309 | 5.5971 | 904.8638 | 2.7498 | 10.7489 | 9.3267 | 262.4189 | 1019.3909 | 0.78797 | 176.7828 | 231.2418 | 109.8725 | 141.779 | 89.381 | 0.99763 | 670.9783 | 318.4423
1f37113 | MBS | 4 | 00f_051004_345x211x716.dat | 0.0663;0.0663;0.0663 | 345;211;716 | (1.1750;68.1881;12.8954) | 80 | 8.502 | 60 | 78.0611 | 60 | Varibar | [5,133,110] | [30,30,100] | 0 | 20 | 80 | normal | none | 4.0118 | 1.7034 | 6.8339 | 15.6583 | 6.6486 | 104.1068 | 1.8555e-15 | 8.0112 | 51.7994 | 22.0326 | 3.235 | 588.5134 | 9.3656 | 1.1561 | 54.7824 | 4.5477 | 71.9797 | 16.4983 | 66.7629 | 4022.2089 | 3319.7654 | 6.0608 | 917.154 | 2.945 | 11.4394 | 9.7989 | 269.1964 | 1036.0962 | 0.9109 | 183.5973 | 240.201 | 112.6555 | 144.1151 | 89.7546 | 0.98889 | 702.2096 | 334.6265
1f37113 | MBS | 5 | 00f_051004_345x211x716.dat | 0.0663;0.0663;0.0663 | 345;211;716 | (1.1750;68.1881;12.8954) | 110 | 3.9 | 52 | 78.0611 | 60 | Varibar | [5,133] | [30,30] | 0 | 10 | 80 | normal | none | 4.0118 | 1.7034 | 6.8339 | 15.6583 | 6.6486 | 104.1068 | 2.5445e-15 | 4.9617 | 31.9763 | 15.2208 | 1.9344 | 460.4482 | 4.7581 | 0.59046 | 35.6545 | 2.6812 | 52.384 | 10.1773 | 44.9365 | 155.0102 | 2185.6355 | 3.5588 | 758.4662 | 1.8105 | 7.0773 | 5.8829 | 194.9241 | 794.6229 | 0.46281 | 126.1293 | 161.919 | 87.4928 | 114.4982 | 80.9011 | 0.56334 | 285.4335 | 106.3353
1f37113 | MBS | 5 | 00f_051004_345x211x716.dat | 0.0663;0.0663;0.0663 | 345;211;716 | (1.1750;68.1881;12.8954) | 110 | 7.85 | 62 | 78.0611 | 60 | Varibar | [5,133] | [30,30] | 0 | 10 | 80 | normal | none | 4.0118 | 1.7034 | 6.8339 | 15.6583 | 6.6486 | 104.1068 | 2.0321e-15 | 8.0595 | 47.1045 | 20.2535 | 3.1631 | 567.4308 | 8.2253 | 1.2271 | 50.4591 | 4.2828 | 69.7638 | 15.1298 | 62.038 | 206.334 | 2920.1701 | 5.8234 | 885.9125 | 2.903 | 11.2674 | 9.113 | 253.2992 | 976.0145 | 0.74449 | 171.6617 | 221.7081 | 109.1799 | 138.0959 | 87.7171 | 1.0138 | 372.2927 | 137.0741
1f37113 | MBS | 5 | 00f_051004_345x211x716.dat | 0.0663;0.0663;0.0663 | 345;211;716 | (1.1750;68.1881;12.8954) | 110 | 9.9905 | 69 | 78.0611 | 60 | Varibar | [5,133] | [30,30] | 0 | 10 | 80 | normal | none | 4.0118 | 1.7034 | 6.8339 | 15.6583 | 6.6486 | 104.1068 | 1.9647e-15 | 9.4119 | 51.62 | 21.1662 | 3.5054 | 589.8997 | 7.4972 | 1.1714 | 53.7577 | 4.9076 | 71.9586 | 16.6755 | 65.8866 | 218.6395 | 3072.1612 | 6.4268 | 910.1456 | 3.3607 | 12.4882 | 10.3515 | 266.254 | 1005.1199 | 0.99855 | 184.5939 | 237.6115 | 114.5092 | 142.6436 | 88.1316 | 1.1537 | 390.5509 | 143.7527
1f37113 | MBS | 5 | 00f_051004_345x211x716.dat | 0.0663;0.0663;0.0663 | 345;211;716 | (1.1750;68.1881;12.8954) | 60 | 2.5 | 38 | 78.0611 | 60 | Varibar | [5,133] | [30,30] | 0 | 10 | 80 | normal | none | 4.0118 | 1.7034 | 6.8339 | 15.6583 | 6.6486 | 104.1068 | 3.179e-15 | 2.5917 | 19.5103 | 8.926 | 0.87545 | 382.4428 | 2.4405 | 0.43243 | 23.4744 | 1.1607 | 34.4287 | 5.8612 | 31.6479 | 113.0059 | 1590.3554 | 1.7067 | 663.5026 | 0.81002 | 3.7477 | 2.9354 | 149.41 | 666.491 | 0.1733 | 89.2371 | 113.4162 | 70.4438 | 96.6534 | 75.8731 | 0.22188 | 216.6423 | 82.2106
1f37113 | MBS | 5 | 00f_051004_345x211x716.dat | 0.0663;0.0663;0.0663 | 345;211;716 | (1.1750;68.1881;12.8954) | 60 | 5.7448 | 47 | 78.0611 | 60 | Varibar | [5,133] | [30,30] | 0 | 10 | 80 | normal | none | 4.0118 | 1.7034 | 6.8339 | 15.6583 | 6.6486 | 104.1068 | 2.0644e-15 | 6.3912 | 41.5348 | 20.5145 | 2.2511 | 540.9827 | 5.8773 | 0.90918 | 47.0037 | 3.1537 | 65.6707 | 13.2538 | 59.572 | 195.2634 | 2872.1784 | 4.5665 | 868.7307 | 2.0612 | 8.8229 | 6.9531 | 243.326 | 987.555 | 0.49375 | 155.9719 | 203.8601 | 105.2452 | 135.2751 | 88.6872 | 0.69444 | 361.6108 | 132.7883
1f37113 | MBS | 5 | 00f_051004_345x211x716.dat | 0.0663;0.0663;0.0663 | 345;211;716 | (1.1750;68.1881;12.8954) | 60 | 6.3535 | 49 | 78.0611 | 60 | Varibar | [5,133] | [30,30] | 0 | 10 | 80 | normal | none | 4.0118 | 1.7034 | 6.8339 | 15.6583 | 6.6486 | 104.1068 | 1.9711e-15 | 6.9495 | 44.9854 | 19.3675 | 2.6886 | 551.6764 | 6.1448 | 1.0343 | 50.3789 | 3.4815 | 75.248 | 14.4748 | 63.2292 | 204.3191 | 3071.4079 | 4.7261 | 888.2934 | 2.297 | 10.0518 | 8.0565 | 253.8249 | 1015.6853 | 0.58415 | 165.1616 | 216.5739 | 109.1365 | 139.3388 | 89.6948 | 0.74056 | 381.0616 | 138.6286
1f37113 | MBS | 5 | 00f_051004_345x211x716.dat | 0.0663;0.0663;0.0663 | 345;211;716 | (1.1750;68.1881;12.8954) | 80 | 2.9 | 44 | 78.0611 | 60 | Varibar | [5,133] | [30,30] | 0 | 10 | 80 | normal | none | 4.0118 | 1.7034 | 6.8339 | 15.6583 | 6.6486 | 104.1068 | 2.8463e-15 | 3.8175 | 25.0737 | 10.9664 | 1.3544 | 414.4984 | 3.31 | 0.39409 | 29.2296 | 1.7664 | 45.2091 | 7.8146 | 37.6941 | 131.5553 | 1887.447 | 2.6001 | 702.6237 | 1.1671 | 4.9681 | 4.1615 | 167.8547 | 720.1199 | 0.27312 | 104.952 | 134.6312 | 77.9359 | 103.9243 | 77.999 | 0.3098 | 249.1344 | 92.8169
1f37113 | MBS | 5 | 00f_051004_345x211x716.dat | 0.0663;0.0663;0.0663 | 345;211;716 | (1.1750;68.1881;12.8954) | 80 | 7.702 | 57 | 78.0611 | 60 | Varibar | [5,133] | [30,30] | 0 | 10 | 80 | normal | none | 4.0118 | 1.7034 | 6.8339 | 15.6583 | 6.6486 | 104.1068 | 1.9026e-15 | 8.235 | 49.5236 | 21.8463 | 3.0894 | 575.9992 | 6.13 | 1.8586 | 53.9208 | 4.4436 | 71.2391 | 16.0601 | 65.9884 | 213.6122 | 3213.2756 | 5.9482 | 905.4419 | 2.8636 | 11.5731 | 9.8365 | 262.2612 | 1016.868 | 0.8184 | 177.658 | 232.2598 | 111.3545 | 142.2119 | 89.5912 | 1.0064 | 398.0306 | 143.9851
1f37113 | MBS | 5 | 00f_051004_345x211x716.dat | 0.0663;0.0663;0.0663 | 345;211;716 | (1.1750;68.1881;12.8954) | 80 | 8.502 | 60 | 78.0611 | 60 | Varibar | [5,133] | [30,30] | 0 | 10 | 80 | normal | none | 4.0118 | 1.7034 | 6.8339 | 15.6583 | 6.6486 | 104.1068 | 1.8555e-15 | 8.7878 | 51.9487 | 22.5958 | 3.3633 | 588.8907 | 9.3952 | 1.1714 | 55.6501 | 4.8361 | 72.0174 | 16.8896 | 68.3958 | 218.2188 | 3322.3522 | 6.4154 | 917.2617 | 3.0634 | 12.2251 | 10.2823 | 269.164 | 1033.671 | 0.97051 | 184.4982 | 241.2523 | 114.109 | 144.5403 | 89.9521 | 1.022 | 410.1748 | 147.8051
1f37113 | MBS | 6 | 00f_051004_345x211x716.dat | 0.0663;0.0663;0.0663 | 345;211;716 | (1.1750;68.1881;12.8954) | 110 | 3.9 | 52 | 78.0611 | 60 | Varibar | [5,133,110] | [30,30,100] | 0 | 20 | 80 | normal | none | 4.0118 | 1.7034 | 6.8339 | 15.6583 | 6.6486 | 104.1068 | 2.5445e-15 | 4.5483 | 31.9052 | 15.3737 | 1.854 | 460.5661 | 4.5471 | 0.58059 | 35.0272 | 2.5258 | 52.1679 | 9.9333 | 43.7536 | 2276.499 | 2184.1028 | 3.3052 | 758.0339 | 1.7448 | 6.61 | 5.5391 | 194.4918 | 794.6229 | 0.46387 | 125.5627 | 161.2729 | 86.3069 | 114.1711 | 80.78 | 0.52742 | 448.245 | 210.4665
1f37113 | MBS | 6 | 00f_051004_345x211x716.dat | 0.0663;0.0663;0.0663 | 345;211;716 | (1.1750;68.1881;12.8954) | 110 | 7.85 | 62 | 78.0611 | 60 | Varibar | [5,133,110] | [30,30,100] | 0 | 20 | 80 | normal | none | 4.0118 | 1.7034 | 6.8339 | 15.6583 | 6.6486 | 104.1068 | 2.0321e-15 | 7.4626 | 46.9859 | 20.441 | 3.0676 | 567.4308 | 7.7814 | 1.1853 | 49.7111 | 4.0681 | 69.2471 | 14.7696 | 60.5174 | 3479.5306 | 2918.7922 | 5.4701 | 885.5681 | 2.7639 | 10.6612 | 8.8011 | 253.1073 | 977.4416 | 0.72096 | 170.8927 | 220.8192 | 108.0384 | 137.7034 | 87.5368 | 0.97557 | 623.654 | 297.8873
1f37113 | MBS | 6 | 00f_051004_345x211x716.dat | 0.0663;0.0663;0.0663 | 345;211;716 | (1.1750;68.1881;12.8954) | 110 | 9.9905 | 69 | 78.0611 | 60 | Varibar | [5,133,110] | [30,30,100] | 0 | 20 | 80 | normal | none | 4.0118 | 1.7034 | 6.8339 | 15.6583 | 6.6486 | 104.1068 | 1.9647e-15 | 8.6505 | 51.4928 | 20.8312 | 3.3958 | 589.3399 | 7.4101 | 1.1191 | 52.9994 | 4.6898 | 71.6532 | 16.2668 | 64.4156 | 3872.6231 | 3069.8199 | 6.0695 | 909.8402 | 3.23 | 11.7613 | 9.9693 | 266.3201 | 1005.9852 | 0.95661 | 183.8079 | 236.698 | 113.1509 | 142.2906 | 87.9662 | 1.0879 | 671.0609 | 323.2005
1f37113 | MBS | 6 | 00f_051004_345x211x716.dat | 0.0663;0.0663;0.0663 | 345;211;716 | (1.1750;68.1881;12.8954) | 60 | 2.5 | 38 | 78.0611 | 60 | Varibar | [5,133,110] | [30,30,100] | 0 | 20 | 80 | normal | none | 4.0118 | 1.7034 | 6.8339 | 15.6583 | 6.6486 | 104.1068 | 3.179e-15 | 2.3593 | 19.4719 | 8.7489 | 0.85733 | 382.2855 | 2.3222 | 0.42893 | 22.9636 | 1.0818 | 34.3028 | 5.7263 | 30.5794 | 1239.4001 | 1589.4746 | 1.587 | 663.0622 | 0.77652 | 3.446 | 2.7599 | 148.5638 | 664.1947 | 0.17891 | 88.8205 | 112.9514 | 69.4917 | 96.3561 | 75.784 | 0.20933 | 302.9523 | 137.2932
1f37113 | MBS | 6 | 00f_051004_345x211x716.dat | 0.0663;0.0663;0.0663 | 345;211;716 | (1.1750;68.1881;12.8954) | 60 | 5.7448 | 47 | 78.0611 | 60 | Varibar | [5,133,110] | [30,30,100] | 0 | 20 | 80 | normal | none | 4.0118 | 1.7034 | 6.8339 | 15.6583 | 6.6486 | 104.1068 | 2.0644e-15 | 5.7102 | 41.4355 | 20.4215 | 2.1626 | 540.9343 | 5.5702 | 0.74419 | 46.1463 | 2.9602 | 65.569 | 12.8866 | 57.7604 | 2917.567 | 2870.0954 | 4.3337 | 868.5369 | 1.9856 | 8.0944 | 6.7008 | 243.0063 | 987.0706 | 0.46858 | 155.1632 | 202.9272 | 103.5322 | 134.8131 | 88.5016 | 0.64237 | 570.4804 | 266.3159
1f37113 | MBS | 6 | 00f_051004_345x211x716.dat | 0.0663;0.0663;0.0663 | 345;211;716 | (1.1750;68.1881;12.8954) | 60 | 6.3535 | 49 | 78.0611 | 60 | Varibar | [5,133,110] | [30,30,100] | 0 | 20 | 80 | normal | none | 4.0118 | 1.7034 | 6.8339 | 15.6583 | 6.6486 | 104.1068 | 1.9711e-15 | 6.2316 | 44.8809 | 18.8744 | 2.5731 | 551.5749 | 6.1352 | 0.94892 | 49.4287 | 3.2366 | 75.2733 | 14.0948 | 61.4028 | 3242.9379 | 3069.3278 | 4.4314 | 887.8368 | 2.179 | 9.3208 | 7.5461 | 253.6829 | 1016.9536 | 0.57765 | 164.2983 | 215.5773 | 107.3568 | 138.8637 | 89.5004 | 0.68927 | 614.2671 | 287.7118
1f37113 | MBS | 6 | 00f_051004_345x211x716.dat | 0.0663;0.0663;0.0663 | 345;211;716 | (1.1750;68.1881;12.8954) | 80 | 2.9 | 44 | 78.0611 | 60 | Varibar | [5,133,110] | [30,30,100] | 0 | 20 | 80 | normal | none | 4.0118 | 1.7034 | 6.8339 | 15.6583 | 6.6486 | 104.1068 | 2.8463e-15 | 3.5086 | 25.0227 | 11.0233 | 1.2947 | 414.3228 | 2.9531 | 0.25035 | 28.6688 | 1.6635 | 45.1353 | 7.6284 | 36.5593 | 1725.5895 | 1886.393 | 2.4277 | 702.1669 | 1.1113 | 4.6098 | 3.9591 | 167.2293 | 719.4172 | 0.26154 | 104.4581 | 134.0718 | 76.7631 | 103.6136 | 77.8878 | 0.29815 | 371.3657 | 170.9666
1f37113 | MBS | 6 | 00f_051004_345x211x716.dat | 0.0663;0.0663;0.0663 | 345;211;716 | (1.1750;68.1881;12.8954) | 80 | 7.702 | 57 | 78.0611 | 60 | Varibar | [5,133,110] | [30,30,100] | 0 | 20 | 80 | normal | none | 4.0118 | 1.7034 | 6.8339 | 15.6583 | 6.6486 | 104.1068 | 1.9026e-15 | 7.5665 | 49.3859 | 20.9697 | 2.9844 | 576.4197 | 6.0023 | 1.6456 | 52.9484 | 4.1657 | 71.5597 | 15.6879 | 64.2855 | 3767.1998 | 3211.3309 | 5.5971 | 904.8638 | 2.7498 | 10.7489 | 9.3267 | 262.4189 | 1019.3909 | 0.78797 | 176.7828 | 231.2418 | 109.8725 | 141.779 | 89.381 | 0.99763 | 670.9783 | 318.4423
1f37113 | MBS | 6 | 00f_051004_345x211x716.dat | 0.0663;0.0663;0.0663 | 345;211;716 | (1.1750;68.1881;12.8954) | 80 | 8.502 | 60 | 78.0611 | 60 | Varibar | [5,133,110] | [30,30,100] | 0 | 20 | 80 | normal | none | 4.0118 | 1.7034 | 6.8339 | 15.6583 | 6.6486 | 104.1068 | 1.8555e-15 | 8.0112 | 51.7994 | 22.0326 | 3.235 | 588.5134 | 9.3656 | 1.1561 | 54.7824 | 4.5477 | 71.9797 | 16.4983 | 66.7629 | 4022.2089 | 3319.7654 | 6.0608 | 917.154 | 2.945 | 11.4394 | 9.7989 | 269.1964 | 1036.0962 | 0.9109 | 183.5973 | 240.201 | 112.6555 | 144.1151 | 89.7546 | 0.98889 | 702.2096 | 334.6265
1f37113 | MBS | 1 | 00m_051004_345x211x716.dat | 0.0663;0.0663;0.0663 | 345;211;716 | (1.1750;68.1881;14.0831) | 110 | 3.9 | 52 | 78.0611 | 60 | Varibar | [5] | [0] | 0 | 10 | 80 | normal | none | 4.0118 | 5.7542 | 23.085 | 15.6583 | 22.4591 | 351.6724 | 1.0023e-15 | 46.4427 | 723.1398 | 657.4488 | 15.6256 | 731.2514 | 47.5402 | 0.98453 | 549.1145 | 21.6509 | 791.1854 | 167.9989 | 667.3862 | 521.138 | 878.3477 | 29.6577 | 875.8035 | 14.3375 | 68.1075 | 56.3193 | 551.1998 | 927.4264 | 4.6539 | 385.6198 | 528.4275 | 171.7645 | 262.8332 | 274.7636 | 1.7203 | 349.5317 | 344.7806
1f37113 | MBS | 1 | 00m_051004_345x211x716.dat | 0.0663;0.0663;0.0663 | 345;211;716 | (1.1750;68.1881;14.0831) | 110 | 7.85 | 62 | 78.0611 | 60 | Varibar | [5] | [0] | 0 | 10 | 80 | normal | none | 4.0118 | 5.7542 | 23.085 | 15.6583 | 22.4591 | 351.6724 | 8.0045e-16 | 69.1385 | 923.3289 | 763.6315 | 24.7036 | 929.0382 | 61.4341 | 1.9675 | 725.2782 | 33.295 | 883.3765 | 222.3995 | 830.1565 | 673.8197 | 1039.7632 | 45.4931 | 1042.7865 | 22.6772 | 100.6607 | 81.504 | 724.4037 | 1148.1895 | 6.3054 | 517.8136 | 710.3965 | 214.9888 | 321.2174 | 298.935 | 3.1758 | 443.8526 | 431.3398
1f37113 | MBS | 1 | 00m_051004_345x211x716.dat | 0.0663;0.0663;0.0663 | 345;211;716 | (1.1750;68.1881;14.0831) | 110 | 9.9905 | 69 | 78.0611 | 60 | Varibar | [5] | [0] | 0 | 10 | 80 | normal | none | 4.0118 | 5.7542 | 23.085 | 15.6583 | 22.4591 | 351.6724 | 7.7392e-16 | 77.3309 | 961.5323 | 777.3533 | 27.2831 | 978.0068 | 70.5395 | 1.7077 | 759.9871 | 37.4819 | 961.1575 | 233.1375 | 859.2608 | 712.5017 | 1072.603 | 52.0208 | 1069.2306 | 25.2829 | 109.8174 | 88.9471 | 764.3028 | 1184.5783 | 8.1605 | 554.8276 | 757.2025 | 226.9767 | 333.4627 | 301.9302 | 4.8159 | 466.772 | 449.504
1f37113 | MBS | 1 | 00m_051004_345x211x716.dat | 0.0663;0.0663;0.0663 | 345;211;716 | (1.1750;68.1881;14.0831) | 60 | 2.5 | 38 | 78.0611 | 60 | Varibar | [5] | [0] | 0 | 10 | 80 | normal | none | 4.0118 | 5.7542 | 23.085 | 15.6583 | 22.4591 | 351.6724 | 1.2522e-15 | 27.1033 | 570.2882 | 587.2817 | 8.7914 | 586.4512 | 26.8175 | 0.40526 | 417.0034 | 11.5904 | 674.3973 | 125.2232 | 545.365 | 388.2949 | 763.6052 | 16.179 | 750.5965 | 7.3954 | 41.1877 | 32.5312 | 414.3761 | 755.3719 | 1.6248 | 278.4061 | 381.0745 | 136.4147 | 218.0945 | 256.8246 | 0.7419 | 276.3941 | 277.8932
1f37113 | MBS | 1 | 00m_051004_345x211x716.dat | 0.0663;0.0663;0.0663 | 345;211;716 | (1.1750;68.1881;14.0831) | 60 | 5.7448 | 47 | 78.0611 | 60 | Varibar | [5] | [0] | 0 | 10 | 80 | normal | none | 4.0118 | 5.7542 | 23.085 | 15.6583 | 22.4591 | 351.6724 | 8.1317e-16 | 60.0281 | 900.6128 | 732.505 | 20.58 | 882.7445 | 57.1997 | 1.478 | 694.9974 | 27.4101 | 908.594 | 215.3551 | 815.9318 | 642.167 | 1028.5814 | 38.8443 | 1019.0877 | 17.9372 | 88.0002 | 70.9041 | 687.4221 | 1152.1351 | 4.6679 | 473.6941 | 659.8542 | 203.5785 | 312.2231 | 301.0803 | 2.1987 | 424.6261 | 414.0865
1f37113 | MBS | 1 | 00m_051004_345x211x716.dat | 0.0663;0.0663;0.0663 | 345;211;716 | (1.1750;68.1881;14.0831) | 60 | 6.3535 | 49 | 78.0611 | 60 | Varibar | [5] | [0] | 0 | 10 | 80 | normal | none | 4.0118 | 5.7542 | 23.085 | 15.6583 | 22.4591 | 351.6724 | 7.7643e-16 | 65.4808 | 936.3034 | 742.8013 | 22.0227 | 911.7035 | 59.801 | 1.3884 | 726.2253 | 29.8226 | 900.7687 | 226.3578 | 841.9093 | 670.7789 | 1049.5789 | 42.4703 | 1047.5697 | 20.074 | 95.5275 | 78.6411 | 718.5105 | 1195.1949 | 5.1132 | 500.3966 | 698.4219 | 213.3704 | 322.8397 | 305.4891 | 2.384 | 440.3592 | 429.0223
1f37113 | MBS | 1 | 00m_051004_345x211x716.dat | 0.0663;0.0663;0.0663 | 345;211;716 | (1.1750;68.1881;14.0831) | 80 | 2.9 | 44 | 78.0611 | 60 | Varibar | [5] | [0] | 0 | 10 | 80 | normal | none | 4.0118 | 5.7542 | 23.085 | 15.6583 | 22.4591 | 351.6724 | 1.1212e-15 | 35.7134 | 634.1933 | 618.9685 | 11.7097 | 653.6366 | 35.4993 | 0.76157 | 473.2591 | 15.7152 | 731.6421 | 143.89 | 595.2441 | 444.8522 | 805.518 | 22.1378 | 800.898 | 10.2907 | 53.6976 | 42.9583 | 470.744 | 829.8401 | 2.7031 | 324.3449 | 445.8907 | 150.8357 | 236.7715 | 264.585 | 0.79517 | 307.6242 | 306.47
1f37113 | MBS | 1 | 00m_051004_345x211x716.dat | 0.0663;0.0663;0.0663 | 345;211;716 | (1.1750;68.1881;14.0831) | 80 | 7.702 | 57 | 78.0611 | 60 | Varibar | [5] | [0] | 0 | 10 | 80 | normal | none | 4.0118 | 5.7542 | 23.085 | 15.6583 | 22.4591 | 351.6724 | 7.4943e-16 | 73.3701 | 959.4054 | 761.6025 | 25.2538 | 952.3467 | 65.7657 | 1.7588 | 750.9678 | 34.6715 | 893.0752 | 234.2171 | 858.9961 | 709.7233 | 1068.8214 | 47.6227 | 1070.1691 | 22.8973 | 105.3917 | 86.4987 | 747.8321 | 1195.5973 | 7.0428 | 536.356 | 744.6716 | 221.5336 | 331.3404 | 306.087 | 2.895 | 458.4029 | 444.0605
1f37113 | MBS | 1 | 00m_051004_345x211x716.dat | 0.0663;0.0663;0.0663 | 345;211;716 | (1.1750;68.1881;14.0831) | 80 | 8.502 | 60 | 78.0611 | 60 | Varibar | [5] | [0] | 0 | 10 | 80 | normal | none | 4.0118 | 5.7542 | 23.085 | 15.6583 | 22.4591 | 351.6724 | 7.3088e-16 | 75.308 | 978.8764 | 787.0252 | 27.2111 | 975.7569 | 65.4856 | 2.2626 | 768.3901 | 37.4016 | 936.3659 | 240.2587 | 873.6059 | 722.4043 | 1079.5771 | 51.3382 | 1086.0624 | 24.777 | 111.459 | 91.3311 | 767.8838 | 1217.2607 | 7.352 | 556.1775 | 771.6641 | 228.0348 | 337.4004 | 307.7754 | 4.0288 | 468.3666 | 455.5619
1f37113 | MBS | 2 | 00m_051004_345x211x716.dat | 0.0663;0.0663;0.0663 | 345;211;716 | (1.1750;68.1881;12.8580) | 110 | 3.9 | 52 | 78.0611 | 60 | Varibar | [5] | [0] | 0 | 10 | 80 | normal | none | 4.0118 | 1.6809 | 6.7434 | 15.6583 | 6.5606 | 102.7276 | 2.5545e-15 | 5.0644 | 31.0804 | 14.2663 | 1.8967 | 448.1548 | 5.0073 | 0.14479 | 35.915 | 2.6851 | 44.7607 | 10.206 | 45.2226 | 155.2883 | 799.8514 | 3.4688 | 785.7976 | 1.7756 | 7.3138 | 5.9069 | 194.3335 | 792.4134 | 0.61978 | 124.5747 | 158.608 | 84.0642 | 113.4545 | 79.7703 | 0.13858 | 176.5831 | 93.1193
1f37113 | MBS | 2 | 00m_051004_345x211x716.dat | 0.0663;0.0663;0.0663 | 345;211;716 | (1.1750;68.1881;12.8580) | 110 | 7.85 | 62 | 78.0611 | 60 | Varibar | [5] | [0] | 0 | 10 | 80 | normal | none | 4.0118 | 1.6809 | 6.7434 | 15.6583 | 6.5606 | 102.7276 | 2.0401e-15 | 8.1859 | 45.7885 | 19.8192 | 3.0977 | 546.2486 | 7.6393 | 0.15355 | 50.4682 | 4.3371 | 65.3498 | 15.211 | 62.1784 | 206.6029 | 926.5737 | 5.86 | 910.3 | 2.9005 | 11.5548 | 9.0334 | 252.7478 | 968.7286 | 1.0039 | 169.1477 | 216.7034 | 103.9701 | 136.3802 | 86.4294 | 0.41483 | 215.0521 | 117.6658
1f37113 | MBS | 2 | 00m_051004_345x211x716.dat | 0.0663;0.0663;0.0663 | 345;211;716 | (1.1750;68.1881;12.8580) | 110 | 9.9905 | 69 | 78.0611 | 60 | Varibar | [5] | [0] | 0 | 10 | 80 | normal | none | 4.0118 | 1.6809 | 6.7434 | 15.6583 | 6.5606 | 102.7276 | 1.9725e-15 | 9.4546 | 50.2007 | 22.6963 | 3.5074 | 561.5772 | 7.4531 | 0.27572 | 54.0791 | 4.9528 | 76.2999 | 16.7556 | 65.9576 | 218.2176 | 939.3249 | 6.5942 | 931.1626 | 3.4109 | 12.6333 | 10.1745 | 265.194 | 994.3824 | 1.1217 | 181.5451 | 231.834 | 109.7333 | 140.5932 | 86.8426 | 0.64619 | 221.4921 | 122.8863
1f37113 | MBS | 2 | 00m_051004_345x211x716.dat | 0.0663;0.0663;0.0663 | 345;211;716 | (1.1750;68.1881;12.8580) | 60 | 2.5 | 38 | 78.0611 | 60 | Varibar | [5] | [0] | 0 | 10 | 80 | normal | none | 4.0118 | 1.6809 | 6.7434 | 15.6583 | 6.5606 | 102.7276 | 3.1915e-15 | 2.6571 | 18.9299 | 8.7 | 0.8542 | 373.7732 | 2.6712 | 0.052326 | 23.6672 | 1.1863 | 33.2883 | 5.905 | 31.7468 | 114.8141 | 713.9886 | 1.6531 | 693.8414 | 0.7952 | 3.6647 | 2.8799 | 149.7881 | 669.7148 | 0.23877 | 88.5465 | 111.5657 | 67.8935 | 96.278 | 74.886 | 0.094908 | 147.8645 | 74.2943
1f37113 | MBS | 2 | 00m_051004_345x211x716.dat | 0.0663;0.0663;0.0663 | 345;211;716 | (1.1750;68.1881;12.8580) | 60 | 5.7448 | 47 | 78.0611 | 60 | Varibar | [5] | [0] | 0 | 10 | 80 | normal | none | 4.0118 | 1.6809 | 6.7434 | 15.6583 | 6.5606 | 102.7276 | 2.0725e-15 | 6.3292 | 40.3681 | 19.9734 | 2.2764 | 520.6389 | 5.7651 | 0.25152 | 47.3265 | 3.194 | 66.1824 | 13.3479 | 59.625 | 193.3843 | 927.9339 | 4.353 | 902.1191 | 2.1231 | 9.0062 | 6.916 | 242.7075 | 985.016 | 0.72011 | 154.4611 | 200.2001 | 100.19 | 134.1839 | 87.2933 | 0.28816 | 208.2256 | 114.196
1f37113 | MBS | 2 | 00m_051004_345x211x716.dat | 0.0663;0.0663;0.0663 | 345;211;716 | (1.1750;68.1881;12.8580) | 60 | 6.3535 | 49 | 78.0611 | 60 | Varibar | [5] | [0] | 0 | 10 | 80 | normal | none | 4.0118 | 1.6809 | 6.7434 | 15.6583 | 6.5606 | 102.7276 | 1.9788e-15 | 6.9784 | 43.7644 | 21.0059 | 2.6514 | 533.9538 | 6.6014 | 0.44567 | 50.6665 | 3.6153 | 75.6157 | 14.5213 | 63.3963 | 202.8428 | 947.4319 | 4.8156 | 922.0128 | 2.298 | 10.2136 | 8.3312 | 252.918 | 1009.6912 | 0.73776 | 163.4723 | 212.5967 | 103.4152 | 138.0239 | 88.4692 | 0.20779 | 214.2634 | 118.5903
1f37113 | MBS | 2 | 00m_051004_345x211x716.dat | 0.0663;0.0663;0.0663 | 345;211;716 | (1.1750;68.1881;12.8580) | 80 | 2.9 | 44 | 78.0611 | 60 | Varibar | [5] | [0] | 0 | 10 | 80 | normal | none | 4.0118 | 1.6809 | 6.7434 | 15.6583 | 6.5606 | 102.7276 | 2.8575e-15 | 3.7295 | 24.3352 | 11.1863 | 1.389 | 405.0727 | 2.9847 | 0.035167 | 29.3819 | 1.8292 | 41.9491 | 7.8586 | 37.9526 | 130.7326 | 748.3085 | 2.525 | 732.0356 | 1.1921 | 5.1412 | 4.3688 | 167.9748 | 723.1117 | 0.32924 | 103.9291 | 132.1919 | 73.7171 | 103.3091 | 76.9203 | 0.067069 | 159.5927 | 82.3492
1f37113 | MBS | 2 | 00m_051004_345x211x716.dat | 0.0663;0.0663;0.0663 | 345;211;716 | (1.1750;68.1881;12.8580) | 80 | 7.702 | 57 | 78.0611 | 60 | Varibar | [5] | [0] | 0 | 10 | 80 | normal | none | 4.0118 | 1.6809 | 6.7434 | 15.6583 | 6.5606 | 102.7276 | 1.9101e-15 | 8.2366 | 48.2145 | 21.6592 | 3.1 | 558.3908 | 7.834 | 0.11894 | 53.9335 | 4.4859 | 72.2306 | 16.1277 | 66.1106 | 212.8492 | 951.2957 | 6.0561 | 932.187 | 2.8989 | 11.7704 | 9.6946 | 260.6731 | 1003.7004 | 0.98334 | 175.3216 | 227.3584 | 107.2527 | 140.4563 | 88.3935 | 0.41688 | 220.7901 | 121.9186
1f37113 | MBS | 2 | 00m_051004_345x211x716.dat | 0.0663;0.0663;0.0663 | 345;211;716 | (1.1750;68.1881;12.8580) | 80 | 8.502 | 60 | 78.0611 | 60 | Varibar | [5] | [0] | 0 | 10 | 80 | normal | none | 4.0118 | 1.6809 | 6.7434 | 15.6583 | 6.5606 | 102.7276 | 1.8628e-15 | 8.9428 | 50.6433 | 22.1002 | 3.3 | 562.4767 | 8.646 | 0.18738 | 55.9524 | 4.8435 | 72.4542 | 16.9409 | 68.4871 | 216.9707 | 958.2718 | 6.379 | 941.4158 | 3.1555 | 12.3221 | 10.2886 | 267.8448 | 1019.63 | 1.0718 | 181.9535 | 236.0231 | 109.4393 | 142.6248 | 88.7128 | 0.45328 | 223.4863 | 124.5214
1f37113 | MBS | 3 | 00m_051004_345x211x716.dat | 0.0663;0.0663;0.0663 | 345;211;716 | (1.1750;68.1881;12.8580) | 110 | 3.9 | 52 | 78.0611 | 60 | Varibar | [5,133] | [30,30] | 0 | 10 | 80 | normal | none | 4.0118 | 1.6809 | 6.7434 | 15.6583 | 6.5606 | 102.7276 | 2.5545e-15 | 4.9533 | 30.6556 | 15.0669 | 1.8612 | 447.137 | 4.7356 | 0.136 | 35.6437 | 2.6495 | 45.0738 | 10.0835 | 44.8546 | 154.8303 | 2177.3558 | 3.4186 | 758.1207 | 1.7466 | 7.14 | 5.8133 | 194.0947 | 793.8227 | 0.59135 | 122.8528 | 156.4708 | 83.5806 | 112.3059 | 79.3655 | 0.13858 | 282.1523 | 105.3423
1f37113 | MBS | 3 | 00m_051004_345x211x716.dat | 0.0663;0.0663;0.0663 | 345;211;716 | (1.1750;68.1881;12.8580) | 110 | 7.85 | 62 | 78.0611 | 60 | Varibar | [5,133] | [30,30] | 0 | 10 | 80 | normal | none | 4.0118 | 1.6809 | 6.7434 | 15.6583 | 6.5606 | 102.7276 | 2.0401e-15 | 8.1178 | 45.1229 | 19.0692 | 3.0224 | 549.4837 | 7.4482 | 0.13761 | 50.2182 | 4.2875 | 65.492 | 15.0277 | 61.8402 | 205.75 | 2911.9207 | 5.7566 | 883.6836 | 2.8573 | 11.2965 | 8.8814 | 253.2037 | 974.6106 | 0.99285 | 167.0526 | 214.0595 | 104.6819 | 135.4526 | 86.0165 | 0.41512 | 368.1708 | 135.5195
1f37113 | MBS | 3 | 00m_051004_345x211x716.dat | 0.0663;0.0663;0.0663 | 345;211;716 | (1.1750;68.1881;12.8580) | 110 | 9.9905 | 69 | 78.0611 | 60 | Varibar | [5,133] | [30,30] | 0 | 10 | 80 | normal | none | 4.0118 | 1.6809 | 6.7434 | 15.6583 | 6.5606 | 102.7276 | 1.9725e-15 | 9.3126 | 49.5143 | 23.0507 | 3.4088 | 564.8218 | 7.5844 | 0.27582 | 53.6989 | 4.8544 | 71.1997 | 16.5654 | 65.6432 | 217.8171 | 3056.456 | 6.5461 | 908.3486 | 3.3742 | 12.4615 | 9.99 | 265.7517 | 1000.162 | 1.0723 | 179.5517 | 229.3103 | 110.2162 | 139.9155 | 86.4197 | 0.68046 | 384.8059 | 142.1567
1f37113 | MBS | 3 | 00m_051004_345x211x716.dat | 0.0663;0.0663;0.0663 | 345;211;716 | (1.1750;68.1881;12.8580) | 60 | 2.5 | 38 | 78.0611 | 60 | Varibar | [5,133] | [30,30] | 0 | 10 | 80 | normal | none | 4.0118 | 1.6809 | 6.7434 | 15.6583 | 6.5606 | 102.7276 | 3.1915e-15 | 2.6603 | 18.6824 | 8.5831 | 0.85016 | 372.3319 | 2.6738 | 0.052326 | 23.414 | 1.1571 | 33.0314 | 5.8521 | 31.5306 | 114.2187 | 1586.2722 | 1.661 | 662.0695 | 0.77857 | 3.603 | 2.8064 | 149.2022 | 664.2942 | 0.23095 | 87.0877 | 109.7997 | 67.1046 | 94.823 | 74.4732 | 0.094689 | 214.4573 | 81.4761
1f37113 | MBS | 3 | 00m_051004_345x211x716.dat | 0.0663;0.0663;0.0663 | 345;211;716 | (1.1750;68.1881;12.8580) | 60 | 5.7448 | 47 | 78.0611 | 60 | Varibar | [5,133] | [30,30] | 0 | 10 | 80 | normal | none | 4.0118 | 1.6809 | 6.7434 | 15.6583 | 6.5606 | 102.7276 | 2.0725e-15 | 6.2477 | 39.778 | 20.0583 | 2.2173 | 522.5207 | 5.6088 | 0.24813 | 46.8874 | 3.1256 | 64.4984 | 13.2051 | 59.2679 | 193.394 | 2862.935 | 4.3302 | 866.5574 | 2.0757 | 8.7785 | 6.7842 | 243.0935 | 990.1307 | 0.70583 | 152.0085 | 197.1294 | 100.1172 | 132.7599 | 86.7782 | 0.28816 | 357.2176 | 131.5262
1f37113 | MBS | 3 | 00m_051004_345x211x716.dat | 0.0663;0.0663;0.0663 | 345;211;716 | (1.1750;68.1881;12.8580) | 60 | 6.3535 | 49 | 78.0611 | 60 | Varibar | [5,133] | [30,30] | 0 | 10 | 80 | normal | none | 4.0118 | 1.6809 | 6.7434 | 15.6583 | 6.5606 | 102.7276 | 1.9788e-15 | 6.8531 | 43.1287 | 19.9659 | 2.5652 | 535.9247 | 6.4791 | 0.44567 | 50.2632 | 3.5201 | 73.7711 | 14.355 | 63.0375 | 202.8226 | 3060.102 | 4.7122 | 886.992 | 2.2664 | 9.9665 | 8.1326 | 253.3072 | 1017.1704 | 0.73342 | 160.9185 | 209.3781 | 103.7345 | 136.6992 | 87.875 | 0.20568 | 376.9652 | 137.5028
1f37113 | MBS | 3 | 00m_051004_345x211x716.dat | 0.0663;0.0663;0.0663 | 345;211;716 | (1.1750;68.1881;12.8580) | 80 | 2.9 | 44 | 78.0611 | 60 | Varibar | [5,133] | [30,30] | 0 | 10 | 80 | normal | none | 4.0118 | 1.6809 | 6.7434 | 15.6583 | 6.5606 | 102.7276 | 2.8575e-15 | 3.6371 | 24.0027 | 10.9067 | 1.3602 | 403.288 | 2.9771 | 0.035167 | 29.1418 | 1.7948 | 41.8686 | 7.7735 | 37.6376 | 130.3967 | 1880.2375 | 2.5355 | 701.0646 | 1.1682 | 5.0509 | 4.2719 | 167.4674 | 719.7172 | 0.32688 | 102.3275 | 130.2275 | 73.1131 | 101.9938 | 76.465 | 0.067069 | 246.1491 | 91.9673
1f37113 | MBS | 3 | 00m_051004_345x211x716.dat | 0.0663;0.0663;0.0663 | 345;211;716 | (1.1750;68.1881;12.8580) | 80 | 7.702 | 57 | 78.0611 | 60 | Varibar | [5,133] | [30,30] | 0 | 10 | 80 | normal | none | 4.0118 | 1.6809 | 6.7434 | 15.6583 | 6.5606 | 102.7276 | 1.9101e-15 | 8.145 | 47.4726 | 20.7787 | 3.0421 | 562.6314 | 7.588 | 0.12697 | 53.5984 | 4.4355 | 72.9007 | 15.9403 | 65.6604 | 213.3047 | 3195.5388 | 5.9687 | 902.8697 | 2.8576 | 11.5793 | 9.5847 | 261.5893 | 1012.3909 | 0.99867 | 172.9229 | 224.3119 | 107.7414 | 139.4475 | 87.9045 | 0.45412 | 394.0826 | 142.2697
1f37113 | MBS | 3 | 00m_051004_345x211x716.dat | 0.0663;0.0663;0.0663 | 345;211;716 | (1.1750;68.1881;12.8580) | 80 | 8.502 | 60 | 78.0611 | 60 | Varibar | [5,133] | [30,30] | 0 | 10 | 80 | normal | none | 4.0118 | 1.6809 | 6.7434 | 15.6583 | 6.5606 | 102.7276 | 1.8628e-15 | 8.8387 | 49.8601 | 22.0041 | 3.2387 | 566.5029 | 8.4962 | 0.18675 | 55.5659 | 4.759 | 72.0194 | 16.7197 | 68.0899 | 217.5665 | 3304.3764 | 6.3328 | 914.1992 | 3.0952 | 12.1192 | 10.1834 | 268.8111 | 1029.9369 | 1.0603 | 179.5554 | 232.962 | 110.4366 | 141.7348 | 88.2651 | 0.44719 | 404.6439 | 146.005
1f37113 | MBS | 4 | 00m_051004_345x211x716.dat | 0.0663;0.0663;0.0663 | 345;211;716 | (1.1750;68.1881;12.8580) | 110 | 3.9 | 52 | 78.0611 | 60 | Varibar | [5,133,110] | [30,30,100] | 0 | 20 | 80 | normal | none | 4.0118 | 1.6809 | 6.7434 | 15.6583 | 6.5606 | 102.7276 | 2.5545e-15 | 4.5665 | 30.5871 | 15.3949 | 1.8029 | 447.137 | 4.9083 | 0.13472 | 34.916 | 2.4819 | 44.8585 | 9.8337 | 43.6802 | 2271.7783 | 2176.3771 | 3.2553 | 757.8466 | 1.6816 | 6.6299 | 5.5659 | 193.5701 | 793.5487 | 0.55769 | 122.2904 | 155.8294 | 82.7057 | 111.9729 | 79.2251 | 0.13858 | 444.6881 | 209.2851
1f37113 | MBS | 4 | 00m_051004_345x211x716.dat | 0.0663;0.0663;0.0663 | 345;211;716 | (1.1750;68.1881;12.8580) | 110 | 7.85 | 62 | 78.0611 | 60 | Varibar | [5,133,110] | [30,30,100] | 0 | 20 | 80 | normal | none | 4.0118 | 1.6809 | 6.7434 | 15.6583 | 6.5606 | 102.7276 | 2.0401e-15 | 7.5197 | 45.0204 | 18.8285 | 2.9357 | 549.6308 | 7.1624 | 0.14447 | 49.4045 | 4.0592 | 65.3547 | 14.6758 | 60.3893 | 3465.2278 | 2909.96 | 5.4453 | 883.2914 | 2.7418 | 10.651 | 8.5217 | 252.9194 | 975.738 | 0.95594 | 166.2915 | 213.1783 | 103.5309 | 135.0697 | 85.8284 | 0.37161 | 618.4563 | 295.5994
1f37113 | MBS | 4 | 00m_051004_345x211x716.dat | 0.0663;0.0663;0.0663 | 345;211;716 | (1.1750;68.1881;12.8580) | 110 | 9.9905 | 69 | 78.0611 | 60 | Varibar | [5,133,110] | [30,30,100] | 0 | 20 | 80 | normal | none | 4.0118 | 1.6809 | 6.7434 | 15.6583 | 6.5606 | 102.7276 | 1.9725e-15 | 8.5958 | 49.382 | 22.6887 | 3.2808 | 564.3655 | 7.0409 | 0.32147 | 52.9232 | 4.6524 | 70.7586 | 16.1675 | 64.173 | 3861.0774 | 3054.3267 | 6.211 | 907.9431 | 3.2456 | 11.8531 | 9.5869 | 265.995 | 1000.821 | 1.0359 | 178.7798 | 228.4152 | 108.9875 | 139.5635 | 86.2718 | 0.66946 | 664.5211 | 321.0735
1f37113 | MBS | 4 | 00m_051004_345x211x716.dat | 0.0663;0.0663;0.0663 | 345;211;716 | (1.1750;68.1881;12.8580) | 60 | 2.5 | 38 | 78.0611 | 60 | Varibar | [5,133,110] | [30,30,100] | 0 | 20 | 80 | normal | none | 4.0118 | 1.6809 | 6.7434 | 15.6583 | 6.5606 | 102.7276 | 3.1915e-15 | 2.4184 | 18.6442 | 8.4189 | 0.83005 | 372.3319 | 2.6115 | 0.052326 | 22.9619 | 1.0783 | 33.0314 | 5.7205 | 30.5141 | 1237.8476 | 1585.7709 | 1.5933 | 661.6622 | 0.75146 | 3.3235 | 2.6445 | 148.4095 | 661.7875 | 0.21164 | 86.6747 | 109.3411 | 66.1709 | 94.5292 | 74.3843 | 0.094689 | 300.6269 | 136.4323
1f37113 | MBS | 4 | 00m_051004_345x211x716.dat | 0.0663;0.0663;0.0663 | 345;211;716 | (1.1750;68.1881;12.8580) | 60 | 5.7448 | 47 | 78.0611 | 60 | Varibar | [5,133,110] | [30,30,100] | 0 | 20 | 80 | normal | none | 4.0118 | 1.6809 | 6.7434 | 15.6583 | 6.5606 | 102.7276 | 2.0725e-15 | 5.5794 | 39.6848 | 19.6579 | 2.1428 | 522.3277 | 5.6489 | 0.16968 | 46.0681 | 2.9237 | 64.2765 | 12.8408 | 57.4392 | 2915.1436 | 2861.8734 | 4.0593 | 866.2679 | 1.9747 | 8.0426 | 6.4513 | 242.6544 | 990.0825 | 0.66824 | 151.2061 | 196.2063 | 98.7749 | 132.2908 | 86.6011 | 0.28032 | 566.1502 | 265.0163
1f37113 | MBS | 4 | 00m_051004_345x211x716.dat | 0.0663;0.0663;0.0663 | 345;211;716 | (1.1750;68.1881;12.8580) | 60 | 6.3535 | 49 | 78.0611 | 60 | Varibar | [5,133,110] | [30,30,100] | 0 | 20 | 80 | normal | none | 4.0118 | 1.6809 | 6.7434 | 15.6583 | 6.5606 | 102.7276 | 1.9788e-15 | 6.1991 | 43.022 | 19.2069 | 2.4786 | 535.7225 | 6.3543 | 0.39743 | 49.2288 | 3.2708 | 73.2961 | 13.9745 | 61.2132 | 3246.3744 | 3058.4849 | 4.4223 | 886.5371 | 2.1578 | 9.2125 | 7.6758 | 253.1657 | 1017.3725 | 0.69769 | 160.054 | 208.3776 | 102.3335 | 136.2211 | 87.6853 | 0.16733 | 610.5898 | 286.771
1f37113 | MBS | 4 | 00m_051004_345x211x716.dat | 0.0663;0.0663;0.0663 | 345;211;716 | (1.1750;68.1881;12.8580) | 80 | 2.9 | 44 | 78.0611 | 60 | Varibar | [5,133,110] | [30,30,100] | 0 | 20 | 80 | normal | none | 4.0118 | 1.6809 | 6.7434 | 15.6583 | 6.5606 | 102.7276 | 2.8575e-15 | 3.344 | 23.953 | 10.8787 | 1.3117 | 403.393 | 2.9687 | 0.02991 | 28.6046 | 1.6802 | 41.6796 | 7.5888 | 36.5038 | 1722.7228 | 1879.6075 | 2.3816 | 700.6446 | 1.1322 | 4.7485 | 4.0185 | 166.9845 | 719.2972 | 0.31234 | 101.838 | 129.6725 | 72.1957 | 101.6809 | 76.3658 | 0.067069 | 368.3864 | 170.058
1f37113 | MBS | 4 | 00m_051004_345x211x716.dat | 0.0663;0.0663;0.0663 | 345;211;716 | (1.1750;68.1881;12.8580) | 80 | 7.702 | 57 | 78.0611 | 60 | Varibar | [5,133,110] | [30,30,100] | 0 | 20 | 80 | normal | none | 4.0118 | 1.6809 | 6.7434 | 15.6583 | 6.5606 | 102.7276 | 1.9101e-15 | 7.4901 | 47.3465 | 20.2316 | 2.9436 | 562.5267 | 7.2142 | 0.12697 | 52.5775 | 4.1601 | 72.8379 | 15.556 | 64.0322 | 3755.2385 | 3192.7642 | 5.5912 | 902.3985 | 2.7535 | 10.8343 | 9.0062 | 261.605 | 1014.6421 | 0.97334 | 172.0543 | 223.2966 | 106.6208 | 139.0204 | 87.708 | 0.42339 | 665.9814 | 316.184
1f37113 | MBS | 4 | 00m_051004_345x211x716.dat | 0.0663;0.0663;0.0663 | 345;211;716 | (1.1750;68.1881;12.8580) | 80 | 8.502 | 60 | 78.0611 | 60 | Varibar | [5,133,110] | [30,30,100] | 0 | 20 | 80 | normal | none | 4.0118 | 1.6809 | 6.7434 | 15.6583 | 6.5606 | 102.7276 | 1.8628e-15 | 8.0925 | 49.7211 | 20.8596 | 3.1649 | 566.3955 | 8.056 | 0.18675 | 54.6963 | 4.4714 | 72.014 | 16.3203 | 66.4901 | 4012.0084 | 3301.7997 | 5.9903 | 913.9844 | 2.9693 | 11.2753 | 9.7024 | 268.5802 | 1033.6409 | 0.99231 | 178.6743 | 231.9329 | 109.3432 | 141.3108 | 88.0636 | 0.48812 | 695.9714 | 332.354
1f37113 | MBS | 5 | 00m_051004_345x211x716.dat | 0.0663;0.0663;0.0663 | 345;211;716 | (1.1750;68.1881;12.8580) | 110 | 3.9 | 52 | 78.0611 | 60 | Varibar | [5,133] | [30,30] | 0 | 10 | 80 | normal | none | 4.0118 | 1.6809 | 6.7434 | 15.6583 | 6.5606 | 102.7276 | 2.5545e-15 | 4.9533 | 30.6556 | 15.0669 | 1.8612 | 447.137 | 4.7356 | 0.136 | 35.6437 | 2.6495 | 45.0738 | 10.0835 | 44.8546 | 154.8303 | 2177.3558 | 3.4186 | 758.1207 | 1.7466 | 7.14 | 5.8133 | 194.0947 | 793.8227 | 0.59135 | 122.8528 | 156.4708 | 83.5806 | 112.3059 | 79.3655 | 0.13858 | 282.1523 | 105.3423
1f37113 | MBS | 5 | 00m_051004_345x211x716.dat | 0.0663;0.0663;0.0663 | 345;211;716 | (1.1750;68.1881;12.8580) | 110 | 7.85 | 62 | 78.0611 | 60 | Varibar | [5,133] | [30,30] | 0 | 10 | 80 | normal | none | 4.0118 | 1.6809 | 6.7434 | 15.6583 | 6.5606 | 102.7276 | 2.0401e-15 | 8.1178 | 45.1229 | 19.0692 | 3.0224 | 549.4837 | 7.4482 | 0.13761 | 50.2182 | 4.2875 | 65.492 | 15.0277 | 61.8402 | 205.75 | 2911.9207 | 5.7566 | 883.6836 | 2.8573 | 11.2965 | 8.8814 | 253.2037 | 974.6106 | 0.99285 | 167.0526 | 214.0595 | 104.6819 | 135.4526 | 86.0165 | 0.41512 | 368.1708 | 135.5195
1f37113 | MBS | 5 | 00m_051004_345x211x716.dat | 0.0663;0.0663;0.0663 | 345;211;716 | (1.1750;68.1881;12.8580) | 110 | 9.9905 | 69 | 78.0611 | 60 | Varibar | [5,133] | [30,30] | 0 | 10 | 80 | normal | none | 4.0118 | 1.6809 | 6.7434 | 15.6583 | 6.5606 | 102.7276 | 1.9725e-15 | 9.3126 | 49.5143 | 23.0507 | 3.4088 | 564.8218 | 7.5844 | 0.27582 | 53.6989 | 4.8544 | 71.1997 | 16.5654 | 65.6432 | 217.8171 | 3056.456 | 6.5461 | 908.3486 | 3.3742 | 12.4615 | 9.99 | 265.7517 | 1000.162 | 1.0723 | 179.5517 | 229.3103 | 110.2162 | 139.9155 | 86.4197 | 0.68046 | 384.8059 | 142.1567
1f37113 | MBS | 5 | 00m_051004_345x211x716.dat | 0.0663;0.0663;0.0663 | 345;211;716 | (1.1750;68.1881;12.8580) | 60 | 2.5 | 38 | 78.0611 | 60 | Varibar | [5,133] | [30,30] | 0 | 10 | 80 | normal | none | 4.0118 | 1.6809 | 6.7434 | 15.6583 | 6.5606 | 102.7276 | 3.1915e-15 | 2.6603 | 18.6824 | 8.5831 | 0.85016 | 372.3319 | 2.6738 | 0.052326 | 23.414 | 1.1571 | 33.0314 | 5.8521 | 31.5306 | 114.2187 | 1586.2722 | 1.661 | 662.0695 | 0.77857 | 3.603 | 2.8064 | 149.2022 | 664.2942 | 0.23095 | 87.0877 | 109.7997 | 67.1046 | 94.823 | 74.4732 | 0.094689 | 214.4573 | 81.4761
1f37113 | MBS | 5 | 00m_051004_345x211x716.dat | 0.0663;0.0663;0.0663 | 345;211;716 | (1.1750;68.1881;12.8580) | 60 | 5.7448 | 47 | 78.0611 | 60 | Varibar | [5,133] | [30,30] | 0 | 10 | 80 | normal | none | 4.0118 | 1.6809 | 6.7434 | 15.6583 | 6.5606 | 102.7276 | 2.0725e-15 | 6.2477 | 39.778 | 20.0583 | 2.2173 | 522.5207 | 5.6088 | 0.24813 | 46.8874 | 3.1256 | 64.4984 | 13.2051 | 59.2679 | 193.394 | 2862.935 | 4.3302 | 866.5574 | 2.0757 | 8.7785 | 6.7842 | 243.0935 | 990.1307 | 0.70583 | 152.0085 | 197.1294 | 100.1172 | 132.7599 | 86.7782 | 0.28816 | 357.2176 | 131.5262
1f37113 | MBS | 5 | 00m_051004_345x211x716.dat | 0.0663;0.0663;0.0663 | 345;211;716 | (1.1750;68.1881;12.8580) | 60 | 6.3535 | 49 | 78.0611 | 60 | Varibar | [5,133] | [30,30] | 0 | 10 | 80 | normal | none | 4.0118 | 1.6809 | 6.7434 | 15.6583 | 6.5606 | 102.7276 | 1.9788e-15 | 6.8531 | 43.1287 | 19.9659 | 2.5652 | 535.9247 | 6.4791 | 0.44567 | 50.2632 | 3.5201 | 73.7711 | 14.355 | 63.0375 | 202.8226 | 3060.102 | 4.7122 | 886.992 | 2.2664 | 9.9665 | 8.1326 | 253.3072 | 1017.1704 | 0.73342 | 160.9185 | 209.3781 | 103.7345 | 136.6992 | 87.875 | 0.20568 | 376.9652 | 137.5028
1f37113 | MBS | 5 | 00m_051004_345x211x716.dat | 0.0663;0.0663;0.0663 | 345;211;716 | (1.1750;68.1881;12.8580) | 80 | 2.9 | 44 | 78.0611 | 60 | Varibar | [5,133] | [30,30] | 0 | 10 | 80 | normal | none | 4.0118 | 1.6809 | 6.7434 | 15.6583 | 6.5606 | 102.7276 | 2.8575e-15 | 3.6371 | 24.0027 | 10.9067 | 1.3602 | 403.288 | 2.9771 | 0.035167 | 29.1418 | 1.7948 | 41.8686 | 7.7735 | 37.6376 | 130.3967 | 1880.2375 | 2.5355 | 701.0646 | 1.1682 | 5.0509 | 4.2719 | 167.4674 | 719.7172 | 0.32688 | 102.3275 | 130.2275 | 73.1131 | 101.9938 | 76.465 | 0.067069 | 246.1491 | 91.9673
1f37113 | MBS | 5 | 00m_051004_345x211x716.dat | 0.0663;0.0663;0.0663 | 345;211;716 | (1.1750;68.1881;12.8580) | 80 | 7.702 | 57 | 78.0611 | 60 | Varibar | [5,133] | [30,30] | 0 | 10 | 80 | normal | none | 4.0118 | 1.6809 | 6.7434 | 15.6583 | 6.5606 | 102.7276 | 1.9101e-15 | 8.145 | 47.4726 | 20.7787 | 3.0421 | 562.6314 | 7.588 | 0.12697 | 53.5984 | 4.4355 | 72.9007 | 15.9403 | 65.6604 | 213.3047 | 3195.5388 | 5.9687 | 902.8697 | 2.8576 | 11.5793 | 9.5847 | 261.5893 | 1012.3909 | 0.99867 | 172.9229 | 224.3119 | 107.7414 | 139.4475 | 87.9045 | 0.45412 | 394.0826 | 142.2697
1f37113 | MBS | 5 | 00m_051004_345x211x716.dat | 0.0663;0.0663;0.0663 | 345;211;716 | (1.1750;68.1881;12.8580) | 80 | 8.502 | 60 | 78.0611 | 60 | Varibar | [5,133] | [30,30] | 0 | 10 | 80 | normal | none | 4.0118 | 1.6809 | 6.7434 | 15.6583 | 6.5606 | 102.7276 | 1.8628e-15 | 8.8387 | 49.8601 | 22.0041 | 3.2387 | 566.5029 | 8.4962 | 0.18675 | 55.5659 | 4.759 | 72.0194 | 16.7197 | 68.0899 | 217.5665 | 3304.3764 | 6.3328 | 914.1992 | 3.0952 | 12.1192 | 10.1834 | 268.8111 | 1029.9369 | 1.0603 | 179.5554 | 232.962 | 110.4366 | 141.7348 | 88.2651 | 0.44719 | 404.6439 | 146.005
1f37113 | MBS | 6 | 00m_051004_345x211x716.dat | 0.0663;0.0663;0.0663 | 345;211;716 | (1.1750;68.1881;12.8580) | 110 | 3.9 | 52 | 78.0611 | 60 | Varibar | [5,133,110] | [30,30,100] | 0 | 20 | 80 | normal | none | 4.0118 | 1.6809 | 6.7434 | 15.6583 | 6.5606 | 102.7276 | 2.5545e-15 | 4.5665 | 30.5871 | 15.3949 | 1.8029 | 447.137 | 4.9083 | 0.13472 | 34.916 | 2.4819 | 44.8585 | 9.8337 | 43.6802 | 2271.7783 | 2176.3771 | 3.2553 | 757.8466 | 1.6816 | 6.6299 | 5.5659 | 193.5701 | 793.5487 | 0.55769 | 122.2904 | 155.8294 | 82.7057 | 111.9729 | 79.2251 | 0.13858 | 444.6881 | 209.2851
1f37113 | MBS | 6 | 00m_051004_345x211x716.dat | 0.0663;0.0663;0.0663 | 345;211;716 | (1.1750;68.1881;12.8580) | 110 | 7.85 | 62 | 78.0611 | 60 | Varibar | [5,133,110] | [30,30,100] | 0 | 20 | 80 | normal | none | 4.0118 | 1.6809 | 6.7434 | 15.6583 | 6.5606 | 102.7276 | 2.0401e-15 | 7.5197 | 45.0204 | 18.8285 | 2.9357 | 549.6308 | 7.1624 | 0.14447 | 49.4045 | 4.0592 | 65.3547 | 14.6758 | 60.3893 | 3465.2278 | 2909.96 | 5.4453 | 883.2914 | 2.7418 | 10.651 | 8.5217 | 252.9194 | 975.738 | 0.95594 | 166.2915 | 213.1783 | 103.5309 | 135.0697 | 85.8284 | 0.37161 | 618.4563 | 295.5994
1f37113 | MBS | 6 | 00m_051004_345x211x716.dat | 0.0663;0.0663;0.0663 | 345;211;716 | (1.1750;68.1881;12.8580) | 110 | 9.9905 | 69 | 78.0611 | 60 | Varibar | [5,133,110] | [30,30,100] | 0 | 20 | 80 | normal | none | 4.0118 | 1.6809 | 6.7434 | 15.6583 | 6.5606 | 102.7276 | 1.9725e-15 | 8.5958 | 49.382 | 22.6887 | 3.2808 | 564.3655 | 7.0409 | 0.32147 | 52.9232 | 4.6524 | 70.7586 | 16.1675 | 64.173 | 3861.0774 | 3054.3267 | 6.211 | 907.9431 | 3.2456 | 11.8531 | 9.5869 | 265.995 | 1000.821 | 1.0359 | 178.7798 | 228.4152 | 108.9875 | 139.5635 | 86.2718 | 0.66946 | 664.5211 | 321.0735
1f37113 | MBS | 6 | 00m_051004_345x211x716.dat | 0.0663;0.0663;0.0663 | 345;211;716 | (1.1750;68.1881;12.8580) | 60 | 2.5 | 38 | 78.0611 | 60 | Varibar | [5,133,110] | [30,30,100] | 0 | 20 | 80 | normal | none | 4.0118 | 1.6809 | 6.7434 | 15.6583 | 6.5606 | 102.7276 | 3.1915e-15 | 2.4184 | 18.6442 | 8.4189 | 0.83005 | 372.3319 | 2.6115 | 0.052326 | 22.9619 | 1.0783 | 33.0314 | 5.7205 | 30.5141 | 1237.8476 | 1585.7709 | 1.5933 | 661.6622 | 0.75146 | 3.3235 | 2.6445 | 148.4095 | 661.7875 | 0.21164 | 86.6747 | 109.3411 | 66.1709 | 94.5292 | 74.3843 | 0.094689 | 300.6269 | 136.4323
1f37113 | MBS | 6 | 00m_051004_345x211x716.dat | 0.0663;0.0663;0.0663 | 345;211;716 | (1.1750;68.1881;12.8580) | 60 | 5.7448 | 47 | 78.0611 | 60 | Varibar | [5,133,110] | [30,30,100] | 0 | 20 | 80 | normal | none | 4.0118 | 1.6809 | 6.7434 | 15.6583 | 6.5606 | 102.7276 | 2.0725e-15 | 5.5794 | 39.6848 | 19.6579 | 2.1428 | 522.3277 | 5.6489 | 0.16968 | 46.0681 | 2.9237 | 64.2765 | 12.8408 | 57.4392 | 2915.1436 | 2861.8734 | 4.0593 | 866.2679 | 1.9747 | 8.0426 | 6.4513 | 242.6544 | 990.0825 | 0.66824 | 151.2062 | 196.2047 | 98.7749 | 132.2908 | 86.6011 | 0.28032 | 566.1502 | 265.0163
1f37113 | MBS | 6 | 00m_051004_345x211x716.dat | 0.0663;0.0663;0.0663 | 345;211;716 | (1.1750;68.1881;12.8580) | 60 | 6.3535 | 49 | 78.0611 | 60 | Varibar | [5,133,110] | [30,30,100] | 0 | 20 | 80 | normal | none | 4.0118 | 1.6809 | 6.7434 | 15.6583 | 6.5606 | 102.7276 | 1.9788e-15 | 6.1991 | 43.022 | 19.2069 | 2.4786 | 535.7225 | 6.3543 | 0.39743 | 49.2288 | 3.2708 | 73.2961 | 13.9745 | 61.2132 | 3246.3744 | 3058.4849 | 4.4223 | 886.5371 | 2.1578 | 9.2125 | 7.6758 | 253.1657 | 1017.3725 | 0.69769 | 160.054 | 208.3776 | 102.3335 | 136.2211 | 87.6853 | 0.16733 | 610.5898 | 286.771
1f37113 | MBS | 6 | 00m_051004_345x211x716.dat | 0.0663;0.0663;0.0663 | 345;211;716 | (1.1750;68.1881;12.8580) | 80 | 2.9 | 44 | 78.0611 | 60 | Varibar | [5,133,110] | [30,30,100] | 0 | 20 | 80 | normal | none | 4.0118 | 1.6809 | 6.7434 | 15.6583 | 6.5606 | 102.7276 | 2.8575e-15 | 3.344 | 23.953 | 10.8787 | 1.3117 | 403.393 | 2.9687 | 0.02991 | 28.6046 | 1.6802 | 41.6796 | 7.5888 | 36.5038 | 1722.7228 | 1879.6075 | 2.3816 | 700.6446 | 1.1322 | 4.7485 | 4.0185 | 166.9845 | 719.2972 | 0.31234 | 101.838 | 129.6725 | 72.1957 | 101.6809 | 76.3658 | 0.067069 | 368.3864 | 170.058
1f37113 | MBS | 6 | 00m_051004_345x211x716.dat | 0.0663;0.0663;0.0663 | 345;211;716 | (1.1750;68.1881;12.8580) | 80 | 7.702 | 57 | 78.0611 | 60 | Varibar | [5,133,110] | [30,30,100] | 0 | 20 | 80 | normal | none | 4.0118 | 1.6809 | 6.7434 | 15.6583 | 6.5606 | 102.7276 | 1.9101e-15 | 7.4901 | 47.3465 | 20.2316 | 2.9436 | 562.5267 | 7.2142 | 0.12697 | 52.5775 | 4.1601 | 72.8379 | 15.556 | 64.0322 | 3755.2385 | 3192.7642 | 5.5912 | 902.3985 | 2.7535 | 10.8343 | 9.0062 | 261.605 | 1014.6421 | 0.97334 | 172.0543 | 223.2966 | 106.6208 | 139.0204 | 87.708 | 0.42339 | 665.9814 | 316.184
1f37113 | MBS | 6 | 00m_051004_345x211x716.dat | 0.0663;0.0663;0.0663 | 345;211;716 | (1.1750;68.1881;12.8580) | 80 | 8.502 | 60 | 78.0611 | 60 | Varibar | [5,133,110] | [30,30,100] | 0 | 20 | 80 | normal | none | 4.0118 | 1.6809 | 6.7434 | 15.6583 | 6.5606 | 102.7276 | 1.8628e-15 | 8.0925 | 49.7211 | 20.8596 | 3.1649 | 566.3955 | 8.056 | 0.18675 | 54.6963 | 4.4714 | 72.014 | 16.3203 | 66.4901 | 4012.0084 | 3301.7997 | 5.9903 | 913.9844 | 2.9693 | 11.2753 | 9.7024 | 268.5802 | 1033.6409 | 0.99231 | 178.6743 | 231.9329 | 109.3432 | 141.3108 | 88.0636 | 0.48812 | 695.9714 | 332.354
1f37113 | MBS | 1 | 01f_076010_393x248x546.dat | 0.0663;0.0663;0.1400 | 393;248;546 | (0.1677;69.1162;23.7226) | 110 | 3.9 | 52 | 81.5087 | 60 | Varibar | [5] | [0] | 0 | 10 | 100 | normal | none | 5.7221 | 8.6242 | 49.3488 | 23.3202 | 35.1474 | 819.6433 | 4.7037e-16 | 226.1633 | 586.8807 | 540.9805 | 13.5942 | 617.3674 | 64.1901 | 4.4735 | 595.491 | 53.9428 | 722.838 | 189.2751 | 721.5412 | 736.6782 | 672.2394 | 37.6025 | 766.3996 | 15.0508 | 125.8503 | 141.6167 | 639.2227 | 849.6536 | 3.7003 | 394.2822 | 381.1355 | 162.4124 | 298.66 | 235.0006 | 4.1319 | 363.4976 | 352.2858
1f37113 | MBS | 1 | 01f_076010_393x248x546.dat | 0.0663;0.0663;0.1400 | 393;248;546 | (0.1677;69.1162;23.7226) | 110 | 7.85 | 62 | 81.5087 | 60 | Varibar | [5] | [0] | 0 | 10 | 100 | normal | none | 5.7221 | 8.6242 | 49.3488 | 23.3202 | 35.1474 | 819.6433 | 3.7567e-16 | 324.6971 | 814.8838 | 633.5293 | 22.4988 | 851.6444 | 94.6461 | 8.1382 | 792.6038 | 83.4582 | 842.3811 | 258.4001 | 896.3375 | 958.8121 | 849.5416 | 59.9856 | 983.2482 | 24.6315 | 193.3808 | 207.1135 | 851.0322 | 1091.6403 | 6.1234 | 545.9654 | 524.8244 | 209.6216 | 380.7343 | 259.3227 | 5.7257 | 485.7036 | 454.0107
1f37113 | MBS | 1 | 01f_076010_393x248x546.dat | 0.0663;0.0663;0.1400 | 393;248;546 | (0.1677;69.1162;23.7226) | 110 | 9.9905 | 69 | 81.5087 | 60 | Varibar | [5] | [0] | 0 | 10 | 100 | normal | none | 5.7221 | 8.6242 | 49.3488 | 23.3202 | 35.1474 | 819.6433 | 3.6326e-16 | 354.9001 | 879.5421 | 668.2593 | 25.9491 | 912.4665 | 109.5312 | 10.4083 | 835.0282 | 94.5501 | 897.2156 | 274.9154 | 927.9926 | 1009.0372 | 892.5357 | 67.8445 | 1037.1164 | 29.2272 | 215.8553 | 231.1888 | 900.1061 | 1139.7159 | 7.3334 | 594.6524 | 567.0441 | 221.3133 | 401.4361 | 264.5665 | 8.8565 | 516.9286 | 481.3519
1f37113 | MBS | 1 | 01f_076010_393x248x546.dat | 0.0663;0.0663;0.1400 | 393;248;546 | (0.1677;69.1162;23.7226) | 60 | 2.5 | 38 | 81.5087 | 60 | Varibar | [5] | [0] | 0 | 10 | 100 | normal | none | 5.7221 | 8.6242 | 49.3488 | 23.3202 | 35.1474 | 819.6433 | 5.8768e-16 | 150.9306 | 403.059 | 455.094 | 6.1134 | 443.6422 | 33.7088 | 1.4911 | 442.0938 | 28.7622 | 615.9807 | 133.2237 | 590.4396 | 566.0216 | 538.4897 | 17.889 | 595.3403 | 6.6802 | 70.2882 | 87.1017 | 474.2201 | 664.3403 | 1.4355 | 268.8175 | 262.7672 | 125.5003 | 233.6145 | 216.0656 | 0.97609 | 269.1916 | 270.7034
1f37113 | MBS | 1 | 01f_076010_393x248x546.dat | 0.0663;0.0663;0.1400 | 393;248;546 | (0.1677;69.1162;23.7226) | 60 | 5.7448 | 47 | 81.5087 | 60 | Varibar | [5] | [0] | 0 | 10 | 100 | normal | none | 5.7221 | 8.6242 | 49.3488 | 23.3202 | 35.1474 | 819.6433 | 3.8159e-16 | 287.7467 | 740.3843 | 581.6781 | 16.4878 | 760.3012 | 82.9329 | 4.1569 | 751.6269 | 68.4486 | 804.0398 | 241.5081 | 882.0039 | 909.049 | 801.1833 | 45.9635 | 923.2529 | 17.9556 | 157.4955 | 177.9784 | 804.1184 | 1067.7028 | 3.9703 | 480.1864 | 471.9702 | 192.4581 | 358.5929 | 255.2614 | 2.9315 | 448.1272 | 423.5059
1f37113 | MBS | 1 | 01f_076010_393x248x546.dat | 0.0663;0.0663;0.1400 | 393;248;546 | (0.1677;69.1162;23.7226) | 60 | 6.3535 | 49 | 81.5087 | 60 | Varibar | [5] | [0] | 0 | 10 | 100 | normal | none | 5.7221 | 8.6242 | 49.3488 | 23.3202 | 35.1474 | 819.6433 | 3.6433e-16 | 310.5133 | 786.4801 | 600.5234 | 18.3742 | 803.4975 | 82.4961 | 5.1088 | 789.1974 | 75.2829 | 802.3722 | 255.956 | 912.3542 | 950.5611 | 831.9331 | 51.3158 | 965.1357 | 20.3806 | 171.8761 | 190.9905 | 844.0924 | 1119.1436 | 4.7212 | 511.8491 | 503.1077 | 201.5439 | 374.2732 | 259.8589 | 4.6485 | 470.9887 | 443.3794
1f37113 | MBS | 1 | 01f_076010_393x248x546.dat | 0.0663;0.0663;0.1400 | 393;248;546 | (0.1677;69.1162;23.7226) | 80 | 2.9 | 44 | 81.5087 | 60 | Varibar | [5] | [0] | 0 | 10 | 100 | normal | none | 5.7221 | 8.6242 | 49.3488 | 23.3202 | 35.1474 | 819.6433 | 5.2616e-16 | 182.1196 | 481.0897 | 486.2403 | 9.462 | 516.4972 | 46.5163 | 2.2193 | 507.5076 | 39.756 | 664.9883 | 157.8475 | 646.0207 | 636.1948 | 591.2084 | 26.4577 | 666.5658 | 10.6188 | 93.4374 | 111.1146 | 544.8917 | 748.119 | 2.2187 | 322.2736 | 314.4474 | 139.6704 | 261.1919 | 224.1339 | 2.0986 | 308.5083 | 304.8494
1f37113 | MBS | 1 | 01f_076010_393x248x546.dat | 0.0663;0.0663;0.1400 | 393;248;546 | (0.1677;69.1162;23.7226) | 80 | 7.702 | 57 | 81.5087 | 60 | Varibar | [5] | [0] | 0 | 10 | 100 | normal | none | 5.7221 | 8.6242 | 49.3488 | 23.3202 | 35.1474 | 819.6433 | 3.5168e-16 | 335.2767 | 842.8125 | 634.2704 | 22.7918 | 865.7026 | 93.0705 | 6.3549 | 825.9221 | 87.5001 | 821.145 | 271.3549 | 931.8708 | 999.7166 | 868.802 | 61.6243 | 1013.1095 | 25.5889 | 196.7529 | 213.3504 | 882.2518 | 1150.166 | 5.7433 | 562.0703 | 547.2929 | 214.145 | 392.1996 | 263.8699 | 6.8608 | 499.9057 | 467.9696
1f37113 | MBS | 1 | 01f_076010_393x248x546.dat | 0.0663;0.0663;0.1400 | 393;248;546 | (0.1677;69.1162;23.7226) | 80 | 8.502 | 60 | 81.5087 | 60 | Varibar | [5] | [0] | 0 | 10 | 100 | normal | none | 5.7221 | 8.6242 | 49.3488 | 23.3202 | 35.1474 | 819.6433 | 3.4297e-16 | 353.5854 | 875.6975 | 650.1108 | 24.9434 | 900.6266 | 103.4428 | 9.5923 | 846.4531 | 92.8063 | 840.0095 | 281.2472 | 948.5897 | 1031.2494 | 894.7078 | 65.9616 | 1044.1659 | 27.6629 | 208.39 | 225.2514 | 908.9946 | 1173.4183 | 6.2253 | 587.4476 | 570.7198 | 220.6335 | 403.1118 | 266.7109 | 7.1746 | 517.6442 | 482.5044
1f37113 | MBS | 2 | 01f_076010_393x248x546.dat | 0.0663;0.0663;0.1400 | 393;248;546 | (0.1677;69.1162;23.7382) | 110 | 3.9 | 52 | 81.5087 | 60 | Varibar | [5] | [0] | 0 | 10 | 100 | normal | none | 5.7221 | 2.4744 | 14.1591 | 23.3202 | 10.0844 | 235.1704 | 1.2626e-15 | 7.7617 | 61.7664 | 7.3816 | 0.91005 | 430.3703 | 3.6663 | 0.28178 | 25.1322 | 3.3222 | 66.6374 | 6.6905 | 36.2603 | 253.1674 | 613.466 | 2.4296 | 674.6114 | 1.003 | 6.3267 | 5.4764 | 87.4015 | 604.9278 | 0.30896 | 93.1068 | 79.67 | 64.9173 | 168.3563 | 67.7811 | 0.26291 | 160.8172 | 79.9389
1f37113 | MBS | 2 | 01f_076010_393x248x546.dat | 0.0663;0.0663;0.1400 | 393;248;546 | (0.1677;69.1162;23.7382) | 110 | 7.85 | 62 | 81.5087 | 60 | Varibar | [5] | [0] | 0 | 10 | 100 | normal | none | 5.7221 | 2.4744 | 14.1591 | 23.3202 | 10.0844 | 235.1704 | 1.0084e-15 | 12.393 | 93.379 | 11.6383 | 1.6382 | 576.1429 | 5.2345 | 0.87466 | 37.7848 | 5.3522 | 79.4311 | 10.6119 | 50.983 | 328.6508 | 758.0061 | 3.9202 | 847.822 | 1.7596 | 10.1964 | 8.6507 | 120.4686 | 758.373 | 0.52272 | 134.1072 | 114.9188 | 83.7784 | 209.2265 | 74.4894 | 0.53528 | 209.0489 | 105.2304
1f37113 | MBS | 2 | 01f_076010_393x248x546.dat | 0.0663;0.0663;0.1400 | 393;248;546 | (0.1677;69.1162;23.7382) | 110 | 9.9905 | 69 | 81.5087 | 60 | Varibar | [5] | [0] | 0 | 10 | 100 | normal | none | 5.7221 | 2.4744 | 14.1591 | 23.3202 | 10.0844 | 235.1704 | 9.7506e-16 | 14.4165 | 104.6704 | 13.4053 | 1.9796 | 617.9412 | 6.23 | 0.98525 | 41.7451 | 6.3803 | 81.9426 | 12.0864 | 54.8233 | 347.2092 | 786.3615 | 4.5519 | 886.7142 | 2.2256 | 11.6659 | 10.3091 | 127.3254 | 781.2541 | 0.70102 | 148.1385 | 126.3651 | 89.7859 | 218.3333 | 75.9724 | 0.79759 | 221.463 | 111.6803
1f37113 | MBS | 2 | 01f_076010_393x248x546.dat | 0.0663;0.0663;0.1400 | 393;248;546 | (0.1677;69.1162;23.7382) | 60 | 2.5 | 38 | 81.5087 | 60 | Varibar | [5] | [0] | 0 | 10 | 100 | normal | none | 5.7221 | 2.4744 | 14.1591 | 23.3202 | 10.0844 | 235.1704 | 1.5772e-15 | 3.7512 | 35.1316 | 4.5906 | 0.35648 | 316.4131 | 1.3579 | 0.13588 | 15.0925 | 1.3524 | 40.6458 | 3.3099 | 24.246 | 198.6799 | 498.773 | 0.87959 | 541.6969 | 0.36272 | 2.9855 | 2.3851 | 61.1117 | 491.4626 | 0.060826 | 58.8853 | 50.2508 | 48.4775 | 136.5735 | 62.5437 | 0.070682 | 122.9958 | 60.2627
1f37113 | MBS | 2 | 01f_076010_393x248x546.dat | 0.0663;0.0663;0.1400 | 393;248;546 | (0.1677;69.1162;23.7382) | 60 | 5.7448 | 47 | 81.5087 | 60 | Varibar | [5] | [0] | 0 | 10 | 100 | normal | none | 5.7221 | 2.4744 | 14.1591 | 23.3202 | 10.0844 | 235.1704 | 1.0242e-15 | 8.4857 | 77.052 | 9.1202 | 0.93393 | 524.3976 | 3.8903 | 0.32026 | 32.5943 | 3.7559 | 76.5325 | 8.18 | 47.0451 | 314.6659 | 727.1774 | 2.5379 | 814.1164 | 1.1067 | 7.4264 | 6.7562 | 113.2922 | 758.3637 | 0.32999 | 114.2976 | 99.3434 | 78.7758 | 201.0896 | 73.7599 | 0.18903 | 195.0192 | 98.7106
1f37113 | MBS | 2 | 01f_076010_393x248x546.dat | 0.0663;0.0663;0.1400 | 393;248;546 | (0.1677;69.1162;23.7382) | 60 | 6.3535 | 49 | 81.5087 | 60 | Varibar | [5] | [0] | 0 | 10 | 100 | normal | none | 5.7221 | 2.4744 | 14.1591 | 23.3202 | 10.0844 | 235.1704 | 9.7789e-16 | 9.925 | 84.1129 | 10.2031 | 1.1008 | 555.391 | 4.8778 | 0.34152 | 35.6687 | 4.2101 | 76.9731 | 9.107 | 50.3555 | 330.3447 | 752.5813 | 3.008 | 845.5777 | 1.2589 | 8.5694 | 7.0911 | 120.9341 | 784.3846 | 0.35603 | 122.9609 | 107.106 | 82.4166 | 208.5786 | 74.9823 | 0.33898 | 204.8974 | 103.7059
1f37113 | MBS | 2 | 01f_076010_393x248x546.dat | 0.0663;0.0663;0.1400 | 393;248;546 | (0.1677;69.1162;23.7382) | 80 | 2.9 | 44 | 81.5087 | 60 | Varibar | [5] | [0] | 0 | 10 | 100 | normal | none | 5.7221 | 2.4744 | 14.1591 | 23.3202 | 10.0844 | 235.1704 | 1.4122e-15 | 5.5861 | 46.5677 | 5.6464 | 0.56307 | 369.0976 | 1.8941 | 0.29457 | 19.5064 | 2.1058 | 52.9422 | 4.7995 | 29.6218 | 221.6965 | 546.5794 | 1.4703 | 597.8257 | 0.62534 | 4.3504 | 3.8394 | 72.8225 | 548.1373 | 0.19706 | 73.442 | 63.0446 | 55.2366 | 149.7542 | 64.792 | 0.04823 | 139.6073 | 69.0655
1f37113 | MBS | 2 | 01f_076010_393x248x546.dat | 0.0663;0.0663;0.1400 | 393;248;546 | (0.1677;69.1162;23.7382) | 80 | 7.702 | 57 | 81.5087 | 60 | Varibar | [5] | [0] | 0 | 10 | 100 | normal | none | 5.7221 | 2.4744 | 14.1591 | 23.3202 | 10.0844 | 235.1704 | 9.4403e-16 | 12.916 | 96.0768 | 12.4181 | 1.578 | 587.1556 | 6.2828 | 0.55584 | 39.714 | 5.395 | 88.7772 | 10.9033 | 54.1373 | 339.3445 | 775.7521 | 4.0286 | 874.2134 | 1.703 | 10.2732 | 9.1198 | 127.0092 | 796.9909 | 0.48765 | 137.628 | 119.3561 | 86.2413 | 215.6311 | 75.8752 | 0.34993 | 214.3827 | 109.1204
1f37113 | MBS | 2 | 01f_076010_393x248x546.dat | 0.0663;0.0663;0.1400 | 393;248;546 | (0.1677;69.1162;23.7382) | 80 | 8.502 | 60 | 81.5087 | 60 | Varibar | [5] | [0] | 0 | 10 | 100 | normal | none | 5.7221 | 2.4744 | 14.1591 | 23.3202 | 10.0844 | 235.1704 | 9.207e-16 | 13.6646 | 102.0355 | 12.597 | 1.7894 | 605.1165 | 6.0293 | 0.58686 | 41.7694 | 5.8903 | 94.2035 | 11.7487 | 56.2258 | 348.6591 | 792.3547 | 4.2346 | 894.1578 | 1.8813 | 11.2458 | 9.6404 | 131.0309 | 807.6909 | 0.63692 | 144.9206 | 125.6356 | 89.2762 | 220.3641 | 76.5203 | 0.39965 | 220.3005 | 112.2367
1f37113 | MBS | 3 | 01f_076010_393x248x546.dat | 0.0663;0.0663;0.1400 | 393;248;546 | (0.1677;69.1162;23.7226) | 110 | 3.9 | 52 | 81.5087 | 60 | Varibar | [5] | [0] | 0 | 10 | 100 | normal | none | 5.7221 | 8.6242 | 49.3488 | 23.3202 | 35.1474 | 819.6433 | 4.7037e-16 | 226.1633 | 586.8807 | 540.9805 | 13.5942 | 617.3674 | 64.1901 | 4.4735 | 595.491 | 53.9428 | 722.838 | 189.2751 | 721.5412 | 736.6782 | 672.2394 | 37.6025 | 766.3996 | 15.0508 | 125.8503 | 141.6167 | 639.2227 | 849.6536 | 3.7003 | 394.2822 | 381.1355 | 162.4124 | 298.66 | 235.0006 | 4.1319 | 363.4976 | 352.2858
1f37113 | MBS | 3 | 01f_076010_393x248x546.dat | 0.0663;0.0663;0.1400 | 393;248;546 | (0.1677;69.1162;23.7226) | 110 | 7.85 | 62 | 81.5087 | 60 | Varibar | [5] | [0] | 0 | 10 | 100 | normal | none | 5.7221 | 8.6242 | 49.3488 | 23.3202 | 35.1474 | 819.6433 | 3.7567e-16 | 324.6971 | 814.8838 | 633.5293 | 22.4988 | 851.6444 | 94.6461 | 8.1382 | 792.6038 | 83.4582 | 842.3811 | 258.4001 | 896.3375 | 958.8121 | 849.5416 | 59.9856 | 983.2482 | 24.6315 | 193.3808 | 207.1135 | 851.0322 | 1091.6403 | 6.1234 | 545.9654 | 524.8244 | 209.6216 | 380.7343 | 259.3227 | 5.7257 | 485.7036 | 454.0107
1f37113 | MBS | 3 | 01f_076010_393x248x546.dat | 0.0663;0.0663;0.1400 | 393;248;546 | (0.1677;69.1162;23.7226) | 110 | 9.9905 | 69 | 81.5087 | 60 | Varibar | [5] | [0] | 0 | 10 | 100 | normal | none | 5.7221 | 8.6242 | 49.3488 | 23.3202 | 35.1474 | 819.6433 | 3.6326e-16 | 354.9001 | 879.5421 | 668.2593 | 25.9491 | 912.4665 | 109.5312 | 10.4083 | 835.0282 | 94.5501 | 897.2156 | 274.9154 | 927.9926 | 1009.0372 | 892.5357 | 67.8445 | 1037.1164 | 29.2272 | 215.8553 | 231.1888 | 900.1061 | 1139.7159 | 7.3334 | 594.6524 | 567.0441 | 221.3133 | 401.4361 | 264.5665 | 8.8565 | 516.9286 | 481.3519
1f37113 | MBS | 3 | 01f_076010_393x248x546.dat | 0.0663;0.0663;0.1400 | 393;248;546 | (0.1677;69.1162;23.7226) | 60 | 2.5 | 38 | 81.5087 | 60 | Varibar | [5] | [0] | 0 | 10 | 100 | normal | none | 5.7221 | 8.6242 | 49.3488 | 23.3202 | 35.1474 | 819.6433 | 5.8768e-16 | 150.9306 | 403.059 | 455.094 | 6.1134 | 443.6422 | 33.7088 | 1.4911 | 442.0938 | 28.7622 | 615.9807 | 133.2237 | 590.4396 | 566.0216 | 538.4897 | 17.889 | 595.3403 | 6.6802 | 70.2882 | 87.1017 | 474.2201 | 664.3403 | 1.4355 | 268.8175 | 262.7672 | 125.5003 | 233.6145 | 216.0656 | 0.97609 | 269.1916 | 270.7034
1f37113 | MBS | 3 | 01f_076010_393x248x546.dat | 0.0663;0.0663;0.1400 | 393;248;546 | (0.1677;69.1162;23.7226) | 60 | 5.7448 | 47 | 81.5087 | 60 | Varibar | [5] | [0] | 0 | 10 | 100 | normal | none | 5.7221 | 8.6242 | 49.3488 | 23.3202 | 35.1474 | 819.6433 | 3.8159e-16 | 287.7467 | 740.3843 | 581.6781 | 16.4878 | 760.3012 | 82.9329 | 4.1569 | 751.6269 | 68.4486 | 804.0398 | 241.5081 | 882.0039 | 909.049 | 801.1833 | 45.9635 | 923.2529 | 17.9556 | 157.4955 | 177.9784 | 804.1184 | 1067.7028 | 3.9703 | 480.1864 | 471.9702 | 192.4581 | 358.5929 | 255.2614 | 2.9315 | 448.1272 | 423.5059
1f37113 | MBS | 3 | 01f_076010_393x248x546.dat | 0.0663;0.0663;0.1400 | 393;248;546 | (0.1677;69.1162;23.7226) | 60 | 6.3535 | 49 | 81.5087 | 60 | Varibar | [5] | [0] | 0 | 10 | 100 | normal | none | 5.7221 | 8.6242 | 49.3488 | 23.3202 | 35.1474 | 819.6433 | 3.6433e-16 | 310.5133 | 786.4801 | 600.5234 | 18.3742 | 803.4975 | 82.4961 | 5.1088 | 789.1974 | 75.2829 | 802.3722 | 255.9587 | 912.3542 | 950.5611 | 831.9331 | 51.3158 | 965.1357 | 20.3806 | 171.8761 | 190.9905 | 844.0924 | 1119.1436 | 4.7212 | 511.8491 | 503.1079 | 201.5439 | 374.2732 | 259.8589 | 4.6485 | 470.9887 | 443.3795
1f37113 | MBS | 3 | 01f_076010_393x248x546.dat | 0.0663;0.0663;0.1400 | 393;248;546 | (0.1677;69.1162;23.7226) | 80 | 2.9 | 44 | 81.5087 | 60 | Varibar | [5] | [0] | 0 | 10 | 100 | normal | none | 5.7221 | 8.6242 | 49.3488 | 23.3202 | 35.1474 | 819.6433 | 5.2616e-16 | 182.1196 | 481.0897 | 486.2403 | 9.462 | 516.4972 | 46.5163 | 2.2193 | 507.5076 | 39.756 | 664.9883 | 157.8475 | 646.0017 | 636.1948 | 591.2084 | 26.4577 | 666.5658 | 10.6188 | 93.4374 | 111.1146 | 544.8917 | 748.119 | 2.2187 | 322.2736 | 314.4474 | 139.6704 | 261.1919 | 224.1339 | 2.0986 | 308.5083 | 304.8472
1f37113 | MBS | 3 | 01f_076010_393x248x546.dat | 0.0663;0.0663;0.1400 | 393;248;546 | (0.1677;69.1162;23.7226) | 80 | 7.702 | 57 | 81.5087 | 60 | Varibar | [5] | [0] | 0 | 10 | 100 | normal | none | 5.7221 | 8.6242 | 49.3488 | 23.3202 | 35.1474 | 819.6433 | 3.5168e-16 | 335.2767 | 842.8125 | 634.2704 | 22.7918 | 865.7026 | 93.0705 | 6.3549 | 825.9221 | 87.5001 | 821.145 | 271.3549 | 931.8708 | 999.7166 | 868.802 | 61.6243 | 1013.1095 | 25.5889 | 196.7529 | 213.3504 | 882.2518 | 1150.166 | 5.7433 | 562.0703 | 547.2929 | 214.145 | 392.1996 | 263.8699 | 6.8608 | 499.9057 | 467.9696
1f37113 | MBS | 3 | 01f_076010_393x248x546.dat | 0.0663;0.0663;0.1400 | 393;248;546 | (0.1677;69.1162;23.7226) | 80 | 8.502 | 60 | 81.5087 | 60 | Varibar | [5] | [0] | 0 | 10 | 100 | normal | none | 5.7221 | 8.6242 | 49.3488 | 23.3202 | 35.1474 | 819.6433 | 3.4297e-16 | 353.5854 | 875.6975 | 650.1108 | 24.9434 | 900.6266 | 103.4428 | 9.5923 | 846.4531 | 92.8063 | 840.0095 | 281.2472 | 948.5897 | 1031.2494 | 894.7078 | 65.9616 | 1044.1659 | 27.6629 | 208.39 | 225.2514 | 908.9946 | 1173.4183 | 6.2253 | 587.4476 | 570.7198 | 220.6335 | 403.1118 | 266.7109 | 7.1746 | 517.6442 | 482.5044
1f37113 | MBS | 4 | 01f_076010_393x248x546.dat | 0.0663;0.0663;0.1400 | 393;248;546 | (0.1677;69.1162;23.7382) | 110 | 3.9 | 52 | 81.5087 | 60 | Varibar | [5,133] | [30,30] | 0 | 10 | 100 | normal | none | 5.7221 | 2.4744 | 14.1591 | 23.3202 | 10.0844 | 235.1704 | 1.2626e-15 | 7.6536 | 61.1636 | 7.0473 | 0.88788 | 427.1388 | 3.7226 | 0.23243 | 24.6926 | 3.2518 | 64.5013 | 6.577 | 35.8398 | 252.3595 | 1084.6976 | 2.3654 | 657.0836 | 0.99377 | 6.2039 | 5.4025 | 86.5699 | 603.2646 | 0.29829 | 91.9953 | 78.8051 | 64.3666 | 166.3627 | 67.4732 | 0.27094 | 196.1993 | 83.6485
1f37113 | MBS | 4 | 01f_076010_393x248x546.dat | 0.0663;0.0663;0.1400 | 393;248;546 | (0.1677;69.1162;23.7382) | 110 | 7.85 | 62 | 81.5087 | 60 | Varibar | [5,133] | [30,30] | 0 | 10 | 100 | normal | none | 5.7221 | 2.4744 | 14.1591 | 23.3202 | 10.0844 | 235.1704 | 1.0084e-15 | 12.1817 | 92.4042 | 11.5709 | 1.5998 | 572.2556 | 5.1014 | 0.8146 | 37.0351 | 5.2704 | 81.1983 | 10.4245 | 50.3721 | 327.1633 | 1486.9165 | 3.8275 | 826.6498 | 1.719 | 9.9723 | 8.4275 | 118.8918 | 756.6078 | 0.52622 | 132.426 | 113.5942 | 83.5777 | 206.7988 | 74.0752 | 0.48998 | 263.9819 | 111.1267
1f37113 | MBS | 4 | 01f_076010_393x248x546.dat | 0.0663;0.0663;0.1400 | 393;248;546 | (0.1677;69.1162;23.7382) | 110 | 9.9905 | 69 | 81.5087 | 60 | Varibar | [5,133] | [30,30] | 0 | 10 | 100 | normal | none | 5.7221 | 2.4744 | 14.1591 | 23.3202 | 10.0844 | 235.1704 | 9.7506e-16 | 14.156 | 103.5833 | 13.0177 | 1.9543 | 614.1055 | 6.3202 | 1.0015 | 41.0251 | 6.2464 | 77.2157 | 11.868 | 54.1084 | 345.6914 | 1590.9783 | 4.4293 | 867.5359 | 2.1781 | 11.388 | 10.0318 | 125.7358 | 779.0184 | 0.70391 | 146.316 | 124.923 | 89.2834 | 216.0082 | 75.4966 | 0.74707 | 282.2179 | 118.2043
1f37113 | MBS | 4 | 01f_076010_393x248x546.dat | 0.0663;0.0663;0.1400 | 393;248;546 | (0.1677;69.1162;23.7382) | 60 | 2.5 | 38 | 81.5087 | 60 | Varibar | [5,133] | [30,30] | 0 | 10 | 100 | normal | none | 5.7221 | 2.4744 | 14.1591 | 23.3202 | 10.0844 | 235.1704 | 1.5772e-15 | 3.6953 | 34.8641 | 4.6249 | 0.3475 | 313.8452 | 1.3111 | 0.13588 | 14.8693 | 1.336 | 40.1557 | 3.2756 | 24.0317 | 198.1917 | 752.341 | 0.86127 | 525.3389 | 0.35449 | 2.9039 | 2.3545 | 60.5854 | 489.643 | 0.06066 | 58.2533 | 49.7789 | 47.8329 | 134.8902 | 62.3549 | 0.070682 | 141.8212 | 62.153
1f37113 | MBS | 4 | 01f_076010_393x248x546.dat | 0.0663;0.0663;0.1400 | 393;248;546 | (0.1677;69.1162;23.7382) | 60 | 5.7448 | 47 | 81.5087 | 60 | Varibar | [5,133] | [30,30] | 0 | 10 | 100 | normal | none | 5.7221 | 2.4744 | 14.1591 | 23.3202 | 10.0844 | 235.1704 | 1.0242e-15 | 8.454 | 76.2894 | 8.9144 | 0.9051 | 520.2284 | 3.9038 | 0.32026 | 32.1061 | 3.6913 | 73.9392 | 8.0606 | 46.5228 | 313.6895 | 1355.9331 | 2.4467 | 788.3393 | 1.092 | 7.2519 | 6.5891 | 112.2182 | 756.9382 | 0.30944 | 112.775 | 98.1697 | 78.0512 | 198.2616 | 73.3392 | 0.22513 | 242.2644 | 103.7034
1f37113 | MBS | 4 | 01f_076010_393x248x546.dat | 0.0663;0.0663;0.1400 | 393;248;546 | (0.1677;69.1162;23.7382) | 60 | 6.3535 | 49 | 81.5087 | 60 | Varibar | [5,133] | [30,30] | 0 | 10 | 100 | normal | none | 5.7221 | 2.4744 | 14.1591 | 23.3202 | 10.0844 | 235.1704 | 9.7789e-16 | 9.7728 | 83.2202 | 9.9434 | 1.0694 | 550.9426 | 4.9522 | 0.33985 | 35.1063 | 4.1453 | 73.4266 | 8.9583 | 49.7828 | 329.1176 | 1458.6543 | 2.9224 | 819.1738 | 1.2416 | 8.3647 | 6.912 | 119.7684 | 782.5234 | 0.34689 | 121.2702 | 105.794 | 81.7305 | 205.6432 | 74.5324 | 0.24274 | 257.9955 | 109.329
1f37113 | MBS | 4 | 01f_076010_393x248x546.dat | 0.0663;0.0663;0.1400 | 393;248;546 | (0.1677;69.1162;23.7382) | 80 | 2.9 | 44 | 81.5087 | 60 | Varibar | [5,133] | [30,30] | 0 | 10 | 100 | normal | none | 5.7221 | 2.4744 | 14.1591 | 23.3202 | 10.0844 | 235.1704 | 1.4122e-15 | 5.5025 | 46.1464 | 5.47 | 0.54809 | 366.1802 | 1.8342 | 0.29457 | 19.1857 | 2.0705 | 52.0223 | 4.7321 | 29.3294 | 220.8113 | 905.8201 | 1.4405 | 579.8325 | 0.61777 | 4.2379 | 3.7934 | 72.0082 | 546.2254 | 0.19891 | 72.576 | 62.3796 | 54.5771 | 147.9047 | 64.5519 | 0.04823 | 166.4279 | 71.8088
1f37113 | MBS | 4 | 01f_076010_393x248x546.dat | 0.0663;0.0663;0.1400 | 393;248;546 | (0.1677;69.1162;23.7382) | 80 | 7.702 | 57 | 81.5087 | 60 | Varibar | [5,133] | [30,30] | 0 | 10 | 100 | normal | none | 5.7221 | 2.4744 | 14.1591 | 23.3202 | 10.0844 | 235.1704 | 9.4403e-16 | 12.6607 | 94.9963 | 12.0473 | 1.5537 | 584.2849 | 6.1245 | 0.55584 | 39.0614 | 5.2545 | 85.2826 | 10.6872 | 53.4668 | 337.7556 | 1577.817 | 3.9407 | 849.8708 | 1.6682 | 10.0566 | 8.8911 | 125.4203 | 794.9783 | 0.45536 | 135.7467 | 117.8705 | 85.6815 | 212.8735 | 75.4249 | 0.337 | 275.0382 | 115.5904
1f37113 | MBS | 4 | 01f_076010_393x248x546.dat | 0.0663;0.0663;0.1400 | 393;248;546 | (0.1677;69.1162;23.7382) | 80 | 8.502 | 60 | 81.5087 | 60 | Varibar | [5,133] | [30,30] | 0 | 10 | 100 | normal | none | 5.7221 | 2.4744 | 14.1591 | 23.3202 | 10.0844 | 235.1704 | 9.207e-16 | 13.3692 | 100.8451 | 12.3276 | 1.7569 | 600.7828 | 5.7209 | 0.59127 | 40.8592 | 5.7601 | 91.3111 | 11.5228 | 55.4785 | 346.8779 | 1642.6654 | 4.1379 | 871.2405 | 1.8319 | 11.0481 | 9.4504 | 129.1628 | 806.2355 | 0.6001 | 142.9202 | 124.0525 | 88.9973 | 217.6115 | 76.0236 | 0.39864 | 284.3943 | 119.1377
1f37113 | MBS | 5 | 01f_076010_393x248x546.dat | 0.0663;0.0663;0.1400 | 393;248;546 | (0.1677;69.1162;23.7382) | 110 | 3.9 | 52 | 81.5087 | 60 | Varibar | [5,133,110] | [30,30,100] | 0 | 20 | 100 | normal | none | 5.7221 | 2.4744 | 14.1591 | 23.3202 | 10.0844 | 235.1704 | 1.2626e-15 | 7.0875 | 60.9221 | 6.9369 | 0.84732 | 426.418 | 3.5012 | 0.21901 | 23.7057 | 3.0204 | 63.8304 | 6.3316 | 34.4189 | 3173.1465 | 1083.5888 | 2.2502 | 655.1273 | 0.9548 | 5.7935 | 4.9288 | 83.9245 | 597.4272 | 0.27948 | 91.1416 | 77.9668 | 63.9184 | 165.4615 | 67.2702 | 0.26905 | 420.2084 | 226.7356
1f37113 | MBS | 5 | 01f_076010_393x248x546.dat | 0.0663;0.0663;0.1400 | 393;248;546 | (0.1677;69.1162;23.7382) | 110 | 7.85 | 62 | 81.5087 | 60 | Varibar | [5,133,110] | [30,30,100] | 0 | 20 | 100 | normal | none | 5.7221 | 2.4744 | 14.1591 | 23.3202 | 10.0844 | 235.1704 | 1.0084e-15 | 11.3527 | 92.0313 | 11.1801 | 1.5358 | 571.5713 | 4.9422 | 0.80043 | 35.2778 | 4.9056 | 81.2826 | 10.0209 | 48.476 | 4819.0413 | 1485.3298 | 3.6589 | 824.1012 | 1.6324 | 9.3296 | 7.8898 | 115.0541 | 749.3884 | 0.50907 | 131.2227 | 112.399 | 82.9579 | 205.7303 | 73.807 | 0.48885 | 608.6063 | 331.3151
1f37113 | MBS | 5 | 01f_076010_393x248x546.dat | 0.0663;0.0663;0.1400 | 393;248;546 | (0.1677;69.1162;23.7382) | 110 | 9.9905 | 69 | 81.5087 | 60 | Varibar | [5,133,110] | [30,30,100] | 0 | 20 | 100 | normal | none | 5.7221 | 2.4744 | 14.1591 | 23.3202 | 10.0844 | 235.1704 | 9.7506e-16 | 12.6413 | 103.1526 | 12.8341 | 1.8427 | 612.6594 | 5.8399 | 1.004 | 39.1155 | 5.823 | 76.8886 | 11.4178 | 52.086 | 5387.7684 | 1588.9271 | 4.2086 | 864.9925 | 2.0755 | 10.6681 | 9.318 | 121.9719 | 778.0748 | 0.69188 | 145.035 | 123.6471 | 88.7491 | 214.965 | 75.1879 | 0.69982 | 668.9253 | 365.6732
1f37113 | MBS | 5 | 01f_076010_393x248x546.dat | 0.0663;0.0663;0.1400 | 393;248;546 | (0.1677;69.1162;23.7382) | 60 | 2.5 | 38 | 81.5087 | 60 | Varibar | [5,133,110] | [30,30,100] | 0 | 20 | 100 | normal | none | 5.7221 | 2.4744 | 14.1591 | 23.3202 | 10.0844 | 235.1704 | 1.5772e-15 | 3.4366 | 34.7512 | 4.4754 | 0.33785 | 313.5282 | 1.2991 | 0.13588 | 14.1554 | 1.2419 | 40.1361 | 3.1676 | 22.9627 | 1744.4724 | 751.8971 | 0.80737 | 523.5256 | 0.34129 | 2.6799 | 2.1269 | 58.1292 | 480.7031 | 0.063758 | 57.691 | 49.2365 | 47.4129 | 134.0923 | 62.2134 | 0.070682 | 260.3132 | 137.5932
1f37113 | MBS | 5 | 01f_076010_393x248x546.dat | 0.0663;0.0663;0.1400 | 393;248;546 | (0.1677;69.1162;23.7382) | 60 | 5.7448 | 47 | 81.5087 | 60 | Varibar | [5,133,110] | [30,30,100] | 0 | 20 | 100 | normal | none | 5.7221 | 2.4744 | 14.1591 | 23.3202 | 10.0844 | 235.1704 | 1.0242e-15 | 7.654 | 75.9828 | 8.6282 | 0.87273 | 519.789 | 3.8427 | 0.32026 | 30.455 | 3.4079 | 73.8631 | 7.7756 | 44.5592 | 3954.6341 | 1354.6638 | 2.2668 | 785.2832 | 1.0357 | 6.7674 | 5.989 | 108.5957 | 746.598 | 0.30297 | 111.6578 | 97.0584 | 77.3632 | 197.0075 | 73.0622 | 0.2248 | 521.5149 | 281.8985
1f37113 | MBS | 5 | 01f_076010_393x248x546.dat | 0.0663;0.0663;0.1400 | 393;248;546 | (0.1677;69.1162;23.7382) | 60 | 6.3535 | 49 | 81.5087 | 60 | Varibar | [5,133,110] | [30,30,100] | 0 | 20 | 100 | normal | none | 5.7221 | 2.4744 | 14.1591 | 23.3202 | 10.0844 | 235.1704 | 9.7789e-16 | 8.8581 | 82.8684 | 9.7053 | 1.0251 | 550.2677 | 4.7333 | 0.33985 | 33.2625 | 3.8489 | 73.5146 | 8.6254 | 47.6312 | 4389.0522 | 1456.609 | 2.7192 | 815.8504 | 1.1845 | 7.8297 | 6.3434 | 115.7597 | 774.2607 | 0.33412 | 120.0555 | 104.5797 | 81.1777 | 204.3563 | 74.2305 | 0.24169 | 569.3195 | 308.183
1f37113 | MBS | 5 | 01f_076010_393x248x546.dat | 0.0663;0.0663;0.1400 | 393;248;546 | (0.1677;69.1162;23.7382) | 80 | 2.9 | 44 | 81.5087 | 60 | Varibar | [5,133,110] | [30,30,100] | 0 | 20 | 100 | normal | none | 5.7221 | 2.4744 | 14.1591 | 23.3202 | 10.0844 | 235.1704 | 1.4122e-15 | 4.9775 | 45.9665 | 5.3462 | 0.53581 | 365.3446 | 1.7905 | 0.29305 | 18.3196 | 1.9242 | 51.9154 | 4.5654 | 28.0966 | 2407.1644 | 905.0411 | 1.3657 | 577.9276 | 0.58542 | 3.9131 | 3.4508 | 69.221 | 537.6572 | 0.19446 | 71.8766 | 61.6964 | 54.1133 | 147.0563 | 64.382 | 0.046141 | 333.9776 | 178.7005
1f37113 | MBS | 5 | 01f_076010_393x248x546.dat | 0.0663;0.0663;0.1400 | 393;248;546 | (0.1677;69.1162;23.7382) | 80 | 7.702 | 57 | 81.5087 | 60 | Varibar | [5,133,110] | [30,30,100] | 0 | 20 | 100 | normal | none | 5.7221 | 2.4744 | 14.1591 | 23.3202 | 10.0844 | 235.1704 | 9.4403e-16 | 11.6766 | 94.5832 | 11.8545 | 1.4863 | 583.0773 | 5.8312 | 0.54393 | 37.0848 | 4.8672 | 85.0623 | 10.2598 | 51.2941 | 5151.766 | 1575.3807 | 3.7164 | 846.7883 | 1.6002 | 9.359 | 8.2037 | 121.8929 | 787.3831 | 0.44854 | 134.4313 | 116.5509 | 85.09 | 211.6682 | 75.1025 | 0.33737 | 644.2666 | 351.5525
1f37113 | MBS | 5 | 01f_076010_393x248x546.dat | 0.0663;0.0663;0.1400 | 393;248;546 | (0.1677;69.1162;23.7382) | 80 | 8.502 | 60 | 81.5087 | 60 | Varibar | [5,133,110] | [30,30,100] | 0 | 20 | 100 | normal | none | 5.7221 | 2.4744 | 14.1591 | 23.3202 | 10.0844 | 235.1704 | 9.207e-16 | 12.5133 | 100.3977 | 11.6792 | 1.6549 | 600.1637 | 5.4704 | 0.58231 | 38.6956 | 5.3483 | 91.1503 | 11.0644 | 53.1879 | 5518.8519 | 1640.1673 | 3.9356 | 868.0255 | 1.7445 | 10.271 | 8.7377 | 125.3396 | 799.9142 | 0.55944 | 141.551 | 122.6822 | 88.462 | 216.4038 | 75.7227 | 0.40136 | 681.2244 | 372.6947
1f37113 | MBS | 6 | 01f_076010_393x248x546.dat | 0.0663;0.0663;0.1400 | 393;248;546 | (0.1677;69.1162;23.7226) | 110 | 3.9 | 52 | 81.5087 | 60 | Varibar | [5] | [0] | 0 | 10 | 100 | normal | none | 5.7221 | 8.6242 | 49.3488 | 23.3202 | 35.1474 | 819.6433 | 4.7037e-16 | 226.1633 | 586.8807 | 540.9805 | 13.5942 | 617.3674 | 64.1901 | 4.4735 | 595.491 | 53.9428 | 722.838 | 189.2751 | 721.5412 | 736.6782 | 672.2394 | 37.6025 | 766.3996 | 15.0508 | 125.8503 | 141.6167 | 639.2227 | 849.6536 | 3.7003 | 394.2822 | 381.1355 | 162.4124 | 298.66 | 235.0006 | 4.1319 | 363.4976 | 352.2858
1f37113 | MBS | 6 | 01f_076010_393x248x546.dat | 0.0663;0.0663;0.1400 | 393;248;546 | (0.1677;69.1162;23.7226) | 110 | 7.85 | 62 | 81.5087 | 60 | Varibar | [5] | [0] | 0 | 10 | 100 | normal | none | 5.7221 | 8.6242 | 49.3488 | 23.3202 | 35.1474 | 819.6433 | 3.7567e-16 | 324.6971 | 814.8838 | 633.5293 | 22.4988 | 851.6444 | 94.6461 | 8.1382 | 792.6038 | 83.4582 | 842.3811 | 258.4001 | 896.3375 | 958.8121 | 849.5416 | 59.9856 | 983.2482 | 24.6315 | 193.3808 | 207.1135 | 851.0322 | 1091.6403 | 6.1234 | 545.9654 | 524.8244 | 209.6216 | 380.7343 | 259.3227 | 5.7257 | 485.7036 | 454.0107
1f37113 | MBS | 6 | 01f_076010_393x248x546.dat | 0.0663;0.0663;0.1400 | 393;248;546 | (0.1677;69.1162;23.7226) | 110 | 9.9905 | 69 | 81.5087 | 60 | Varibar | [5] | [0] | 0 | 10 | 100 | normal | none | 5.7221 | 8.6242 | 49.3488 | 23.3202 | 35.1474 | 819.6433 | 3.6326e-16 | 354.9001 | 879.5421 | 668.2593 | 25.9491 | 912.4665 | 109.5312 | 10.4083 | 835.0282 | 94.5501 | 897.2156 | 274.9154 | 927.9926 | 1009.0372 | 892.5357 | 67.8445 | 1037.1164 | 29.2272 | 215.8553 | 231.1888 | 900.1061 | 1139.7159 | 7.3334 | 594.6524 | 567.0441 | 221.3133 | 401.4361 | 264.5665 | 8.8565 | 516.9286 | 481.3519
1f37113 | MBS | 6 | 01f_076010_393x248x546.dat | 0.0663;0.0663;0.1400 | 393;248;546 | (0.1677;69.1162;23.7226) | 60 | 2.5 | 38 | 81.5087 | 60 | Varibar | [5] | [0] | 0 | 10 | 100 | normal | none | 5.7221 | 8.6242 | 49.3488 | 23.3202 | 35.1474 | 819.6433 | 5.8768e-16 | 150.9306 | 403.059 | 455.094 | 6.1134 | 443.6422 | 33.7088 | 1.4911 | 442.0938 | 28.7622 | 615.9807 | 133.2237 | 590.4396 | 566.0216 | 538.4897 | 17.889 | 595.3403 | 6.6802 | 70.2882 | 87.1017 | 474.2201 | 664.3403 | 1.4355 | 268.8175 | 262.7672 | 125.5003 | 233.6145 | 216.0656 | 0.97609 | 269.1916 | 270.7034
1f37113 | MBS | 6 | 01f_076010_393x248x546.dat | 0.0663;0.0663;0.1400 | 393;248;546 | (0.1677;69.1162;23.7226) | 60 | 5.7448 | 47 | 81.5087 | 60 | Varibar | [5] | [0] | 0 | 10 | 100 | normal | none | 5.7221 | 8.6242 | 49.3488 | 23.3202 | 35.1474 | 819.6433 | 3.8159e-16 | 287.7467 | 740.3843 | 581.6781 | 16.4878 | 760.3012 | 82.9329 | 4.1569 | 751.6269 | 68.4486 | 804.0398 | 241.5081 | 882.0039 | 909.049 | 801.1833 | 45.9635 | 923.2529 | 17.9556 | 157.4955 | 177.9784 | 804.1184 | 1067.7028 | 3.9703 | 480.1864 | 471.9702 | 192.4581 | 358.5929 | 255.2614 | 2.9315 | 448.1272 | 423.5059
1f37113 | MBS | 6 | 01f_076010_393x248x546.dat | 0.0663;0.0663;0.1400 | 393;248;546 | (0.1677;69.1162;23.7226) | 60 | 6.3535 | 49 | 81.5087 | 60 | Varibar | [5] | [0] | 0 | 10 | 100 | normal | none | 5.7221 | 8.6242 | 49.3488 | 23.3202 | 35.1474 | 819.6433 | 3.6433e-16 | 310.5133 | 786.4801 | 600.5234 | 18.3742 | 803.4975 | 82.4961 | 5.1088 | 789.1974 | 75.2829 | 802.3722 | 255.956 | 912.3542 | 950.5611 | 831.9331 | 51.3158 | 965.1357 | 20.3806 | 171.8761 | 190.9905 | 844.0924 | 1119.1436 | 4.7212 | 511.8491 | 503.1077 | 201.5439 | 374.2732 | 259.8589 | 4.6485 | 470.9887 | 443.3794
1f37113 | MBS | 6 | 01f_076010_393x248x546.dat | 0.0663;0.0663;0.1400 | 393;248;546 | (0.1677;69.1162;23.7226) | 80 | 2.9 | 44 | 81.5087 | 60 | Varibar | [5] | [0] | 0 | 10 | 100 | normal | none | 5.7221 | 8.6242 | 49.3488 | 23.3202 | 35.1474 | 819.6433 | 5.2616e-16 | 182.1196 | 481.0897 | 486.2403 | 9.462 | 516.4972 | 46.5163 | 2.2193 | 507.5076 | 39.756 | 664.9883 | 157.8475 | 646.0207 | 636.1948 | 591.2084 | 26.4577 | 666.5658 | 10.6188 | 93.4374 | 111.1146 | 544.8917 | 748.119 | 2.2187 | 322.2736 | 314.4474 | 139.6704 | 261.1919 | 224.1339 | 2.0986 | 308.5083 | 304.8494
1f37113 | MBS | 6 | 01f_076010_393x248x546.dat | 0.0663;0.0663;0.1400 | 393;248;546 | (0.1677;69.1162;23.7226) | 80 | 7.702 | 57 | 81.5087 | 60 | Varibar | [5] | [0] | 0 | 10 | 100 | normal | none | 5.7221 | 8.6242 | 49.3488 | 23.3202 | 35.1474 | 819.6433 | 3.5168e-16 | 335.2767 | 842.8125 | 634.2704 | 22.7918 | 865.7026 | 93.0705 | 6.3549 | 825.9221 | 87.5001 | 821.145 | 271.3549 | 931.8708 | 999.7166 | 868.802 | 61.6243 | 1013.1095 | 25.5889 | 196.7529 | 213.3504 | 882.2518 | 1150.166 | 5.7433 | 562.0703 | 547.2929 | 214.145 | 392.1996 | 263.8699 | 6.8608 | 499.9057 | 467.9696
1f37113 | MBS | 6 | 01f_076010_393x248x546.dat | 0.0663;0.0663;0.1400 | 393;248;546 | (0.1677;69.1162;23.7226) | 80 | 8.502 | 60 | 81.5087 | 60 | Varibar | [5] | [0] | 0 | 10 | 100 | normal | none | 5.7221 | 8.6242 | 49.3488 | 23.3202 | 35.1474 | 819.6433 | 3.4297e-16 | 353.5854 | 875.6975 | 650.1108 | 24.9434 | 900.6266 | 103.4428 | 9.5923 | 846.4531 | 92.8063 | 840.0095 | 281.2472 | 948.5897 | 1031.2494 | 894.7078 | 65.9616 | 1044.1659 | 27.6629 | 208.39 | 225.2514 | 908.9946 | 1173.4183 | 6.2253 | 587.4476 | 570.7198 | 220.6335 | 403.1118 | 266.7109 | 7.1746 | 517.6442 | 482.5044
1f37113 | MBS | 7 | 01f_076010_393x248x546.dat | 0.0663;0.0663;0.1400 | 393;248;546 | (0.1677;69.1162;23.7382) | 110 | 3.9 | 52 | 81.5087 | 60 | Varibar | [5,133] | [30,30] | 0 | 10 | 100 | normal | none | 5.7221 | 2.4744 | 14.1591 | 23.3202 | 10.0844 | 235.1704 | 1.2626e-15 | 7.6536 | 61.1636 | 7.0473 | 0.88788 | 427.1388 | 3.7226 | 0.23243 | 24.6926 | 3.2518 | 64.5013 | 6.577 | 35.8398 | 252.3595 | 1084.6976 | 2.3654 | 657.0836 | 0.99377 | 6.2039 | 5.4025 | 86.5699 | 603.2646 | 0.29829 | 91.9953 | 78.8051 | 64.3666 | 166.3627 | 67.4732 | 0.27094 | 196.1993 | 83.6485
1f37113 | MBS | 7 | 01f_076010_393x248x546.dat | 0.0663;0.0663;0.1400 | 393;248;546 | (0.1677;69.1162;23.7382) | 110 | 7.85 | 62 | 81.5087 | 60 | Varibar | [5,133] | [30,30] | 0 | 10 | 100 | normal | none | 5.7221 | 2.4744 | 14.1591 | 23.3202 | 10.0844 | 235.1704 | 1.0084e-15 | 12.1817 | 92.4042 | 11.5709 | 1.5998 | 572.2556 | 5.1014 | 0.8146 | 37.0351 | 5.2704 | 81.1983 | 10.4245 | 50.3721 | 327.1633 | 1486.9165 | 3.8275 | 826.6498 | 1.719 | 9.9723 | 8.4275 | 118.8918 | 756.6078 | 0.52622 | 132.426 | 113.5942 | 83.5777 | 206.7988 | 74.0752 | 0.48998 | 263.9819 | 111.1267
1f37113 | MBS | 7 | 01f_076010_393x248x546.dat | 0.0663;0.0663;0.1400 | 393;248;546 | (0.1677;69.1162;23.7382) | 110 | 9.9905 | 69 | 81.5087 | 60 | Varibar | [5,133] | [30,30] | 0 | 10 | 100 | normal | none | 5.7221 | 2.4744 | 14.1591 | 23.3202 | 10.0844 | 235.1704 | 9.7506e-16 | 14.156 | 103.5833 | 13.0177 | 1.9543 | 614.1055 | 6.3202 | 1.0015 | 41.0251 | 6.2464 | 77.2157 | 11.868 | 54.1084 | 345.6914 | 1590.9783 | 4.4293 | 867.5359 | 2.1781 | 11.388 | 10.0318 | 125.7358 | 779.0184 | 0.70391 | 146.316 | 124.923 | 89.2834 | 216.0082 | 75.4966 | 0.74707 | 282.2179 | 118.2043
1f37113 | MBS | 7 | 01f_076010_393x248x546.dat | 0.0663;0.0663;0.1400 | 393;248;546 | (0.1677;69.1162;23.7382) | 60 | 2.5 | 38 | 81.5087 | 60 | Varibar | [5,133] | [30,30] | 0 | 10 | 100 | normal | none | 5.7221 | 2.4744 | 14.1591 | 23.3202 | 10.0844 | 235.1704 | 1.5772e-15 | 3.6953 | 34.8641 | 4.6249 | 0.3475 | 313.8452 | 1.3111 | 0.13588 | 14.8693 | 1.336 | 40.1557 | 3.2756 | 24.0317 | 198.1917 | 752.341 | 0.86127 | 525.3389 | 0.35449 | 2.9039 | 2.3545 | 60.5854 | 489.643 | 0.06066 | 58.2533 | 49.7789 | 47.8329 | 134.8902 | 62.3549 | 0.070682 | 141.8212 | 62.153
1f37113 | MBS | 7 | 01f_076010_393x248x546.dat | 0.0663;0.0663;0.1400 | 393;248;546 | (0.1677;69.1162;23.7382) | 60 | 5.7448 | 47 | 81.5087 | 60 | Varibar | [5,133] | [30,30] | 0 | 10 | 100 | normal | none | 5.7221 | 2.4744 | 14.1591 | 23.3202 | 10.0844 | 235.1704 | 1.0242e-15 | 8.454 | 76.2894 | 8.9144 | 0.9051 | 520.2284 | 3.9038 | 0.32026 | 32.1061 | 3.6913 | 73.9392 | 8.0606 | 46.5228 | 313.6895 | 1355.9331 | 2.4467 | 788.3393 | 1.092 | 7.2519 | 6.5891 | 112.2182 | 756.9382 | 0.30944 | 112.775 | 98.1697 | 78.0512 | 198.2616 | 73.3392 | 0.22513 | 242.2644 | 103.7034
1f37113 | MBS | 7 | 01f_076010_393x248x546.dat | 0.0663;0.0663;0.1400 | 393;248;546 | (0.1677;69.1162;23.7382) | 60 | 6.3535 | 49 | 81.5087 | 60 | Varibar | [5,133] | [30,30] | 0 | 10 | 100 | normal | none | 5.7221 | 2.4744 | 14.1591 | 23.3202 | 10.0844 | 235.1704 | 9.7789e-16 | 9.7728 | 83.2202 | 9.9434 | 1.0694 | 550.9426 | 4.9522 | 0.33985 | 35.1063 | 4.1453 | 73.4266 | 8.9583 | 49.7828 | 329.1176 | 1458.6543 | 2.9224 | 819.1738 | 1.2416 | 8.3647 | 6.912 | 119.7684 | 782.5234 | 0.34689 | 121.2702 | 105.794 | 81.7305 | 205.6432 | 74.5324 | 0.24274 | 257.9955 | 109.329
1f37113 | MBS | 7 | 01f_076010_393x248x546.dat | 0.0663;0.0663;0.1400 | 393;248;546 | (0.1677;69.1162;23.7382) | 80 | 2.9 | 44 | 81.5087 | 60 | Varibar | [5,133] | [30,30] | 0 | 10 | 100 | normal | none | 5.7221 | 2.4744 | 14.1591 | 23.3202 | 10.0844 | 235.1704 | 1.4122e-15 | 5.5025 | 46.1464 | 5.47 | 0.54809 | 366.1802 | 1.8342 | 0.29457 | 19.1857 | 2.0705 | 52.0223 | 4.7321 | 29.3294 | 220.8113 | 905.8201 | 1.4405 | 579.8325 | 0.61777 | 4.2379 | 3.7934 | 72.0082 | 546.2254 | 0.19891 | 72.576 | 62.3796 | 54.5771 | 147.9047 | 64.5519 | 0.04823 | 166.4279 | 71.8088
1f37113 | MBS | 7 | 01f_076010_393x248x546.dat | 0.0663;0.0663;0.1400 | 393;248;546 | (0.1677;69.1162;23.7382) | 80 | 7.702 | 57 | 81.5087 | 60 | Varibar | [5,133] | [30,30] | 0 | 10 | 100 | normal | none | 5.7221 | 2.4744 | 14.1591 | 23.3202 | 10.0844 | 235.1704 | 9.4403e-16 | 12.6607 | 94.9963 | 12.0473 | 1.5537 | 584.2849 | 6.1245 | 0.55584 | 39.0614 | 5.2545 | 85.2826 | 10.6872 | 53.4668 | 337.7556 | 1577.817 | 3.9407 | 849.8708 | 1.6682 | 10.0566 | 8.8911 | 125.4203 | 794.9783 | 0.45536 | 135.7467 | 117.8705 | 85.6815 | 212.8735 | 75.4249 | 0.337 | 275.0382 | 115.5904
1f37113 | MBS | 7 | 01f_076010_393x248x546.dat | 0.0663;0.0663;0.1400 | 393;248;546 | (0.1677;69.1162;23.7382) | 80 | 8.502 | 60 | 81.5087 | 60 | Varibar | [5,133] | [30,30] | 0 | 10 | 100 | normal | none | 5.7221 | 2.4744 | 14.1591 | 23.3202 | 10.0844 | 235.1704 | 9.207e-16 | 13.3692 | 100.8451 | 12.3276 | 1.7569 | 600.7828 | 5.7209 | 0.59127 | 40.8592 | 5.7601 | 91.3111 | 11.5228 | 55.4785 | 346.8779 | 1642.6654 | 4.1379 | 871.2405 | 1.8319 | 11.0481 | 9.4504 | 129.1628 | 806.2355 | 0.6001 | 142.9202 | 124.0525 | 88.9973 | 217.6115 | 76.0236 | 0.39864 | 284.3943 | 119.1377
1f37113 | MBS | 8 | 01f_076010_393x248x546.dat | 0.0663;0.0663;0.1400 | 393;248;546 | (0.1677;69.1162;23.7382) | 110 | 3.9 | 52 | 81.5087 | 60 | Varibar | [5,133,110] | [30,30,100] | 0 | 20 | 100 | normal | none | 5.7221 | 2.4744 | 14.1591 | 23.3202 | 10.0844 | 235.1704 | 1.2626e-15 | 7.0875 | 60.9221 | 6.9369 | 0.84732 | 426.418 | 3.5012 | 0.21901 | 23.7057 | 3.0204 | 63.8304 | 6.3316 | 34.4189 | 3173.1465 | 1083.5888 | 2.2502 | 655.1273 | 0.9548 | 5.7935 | 4.9288 | 83.9245 | 597.4272 | 0.27948 | 91.1416 | 77.9668 | 63.9184 | 165.4615 | 67.2702 | 0.26905 | 420.2084 | 226.7356
1f37113 | MBS | 8 | 01f_076010_393x248x546.dat | 0.0663;0.0663;0.1400 | 393;248;546 | (0.1677;69.1162;23.7382) | 110 | 7.85 | 62 | 81.5087 | 60 | Varibar | [5,133,110] | [30,30,100] | 0 | 20 | 100 | normal | none | 5.7221 | 2.4744 | 14.1591 | 23.3202 | 10.0844 | 235.1704 | 1.0084e-15 | 11.3527 | 92.0313 | 11.1801 | 1.5358 | 571.5713 | 4.9422 | 0.80043 | 35.2778 | 4.9056 | 81.2826 | 10.0209 | 48.476 | 4819.0413 | 1485.3298 | 3.6589 | 824.1012 | 1.6324 | 9.3296 | 7.8898 | 115.0541 | 749.3884 | 0.50907 | 131.2227 | 112.399 | 82.9579 | 205.7303 | 73.807 | 0.48885 | 608.6063 | 331.3151
1f37113 | MBS | 8 | 01f_076010_393x248x546.dat | 0.0663;0.0663;0.1400 | 393;248;546 | (0.1677;69.1162;23.7382) | 110 | 9.9905 | 69 | 81.5087 | 60 | Varibar | [5,133,110] | [30,30,100] | 0 | 20 | 100 | normal | none | 5.7221 | 2.4744 | 14.1591 | 23.3202 | 10.0844 | 235.1704 | 9.7506e-16 | 12.6413 | 103.1526 | 12.8341 | 1.8427 | 612.6594 | 5.8399 | 1.004 | 39.1155 | 5.823 | 76.8886 | 11.4178 | 52.086 | 5387.7684 | 1588.9271 | 4.2086 | 864.9925 | 2.0755 | 10.6681 | 9.318 | 121.9719 | 778.0748 | 0.69188 | 145.035 | 123.6471 | 88.7491 | 214.965 | 75.1879 | 0.69982 | 668.9253 | 365.6732
1f37113 | MBS | 8 | 01f_076010_393x248x546.dat | 0.0663;0.0663;0.1400 | 393;248;546 | (0.1677;69.1162;23.7382) | 60 | 2.5 | 38 | 81.5087 | 60 | Varibar | [5,133,110] | [30,30,100] | 0 | 20 | 100 | normal | none | 5.7221 | 2.4744 | 14.1591 | 23.3202 | 10.0844 | 235.1704 | 1.5772e-15 | 3.4366 | 34.7512 | 4.4754 | 0.33785 | 313.5282 | 1.2991 | 0.13588 | 14.1554 | 1.2419 | 40.1361 | 3.1676 | 22.9627 | 1744.4724 | 751.8971 | 0.80737 | 523.5256 | 0.34129 | 2.6799 | 2.1269 | 58.1292 | 480.7031 | 0.063758 | 57.691 | 49.2365 | 47.4129 | 134.0923 | 62.2134 | 0.070682 | 260.3132 | 137.5932
1f37113 | MBS | 8 | 01f_076010_393x248x546.dat | 0.0663;0.0663;0.1400 | 393;248;546 | (0.1677;69.1162;23.7382) | 60 | 5.7448 | 47 | 81.5087 | 60 | Varibar | [5,133,110] | [30,30,100] | 0 | 20 | 100 | normal | none | 5.7221 | 2.4744 | 14.1591 | 23.3202 | 10.0844 | 235.1704 | 1.0242e-15 | 7.654 | 75.9828 | 8.6282 | 0.87273 | 519.789 | 3.8427 | 0.32026 | 30.455 | 3.4079 | 73.8631 | 7.7756 | 44.5592 | 3954.6341 | 1354.6638 | 2.2668 | 785.2832 | 1.0357 | 6.7674 | 5.989 | 108.5957 | 746.598 | 0.30297 | 111.6578 | 97.0584 | 77.3632 | 197.0075 | 73.0622 | 0.2248 | 521.5149 | 281.8985
1f37113 | MBS | 8 | 01f_076010_393x248x546.dat | 0.0663;0.0663;0.1400 | 393;248;546 | (0.1677;69.1162;23.7382) | 60 | 6.3535 | 49 | 81.5087 | 60 | Varibar | [5,133,110] | [30,30,100] | 0 | 20 | 100 | normal | none | 5.7221 | 2.4744 | 14.1591 | 23.3202 | 10.0844 | 235.1704 | 9.7789e-16 | 8.8581 | 82.8684 | 9.7053 | 1.0251 | 550.2677 | 4.7333 | 0.33985 | 33.2625 | 3.8489 | 73.5146 | 8.6254 | 47.6312 | 4389.0522 | 1456.609 | 2.7192 | 815.8504 | 1.1845 | 7.8297 | 6.3434 | 115.7597 | 774.2607 | 0.33412 | 120.0555 | 104.5797 | 81.1777 | 204.3563 | 74.2305 | 0.24169 | 569.3195 | 308.183
1f37113 | MBS | 8 | 01f_076010_393x248x546.dat | 0.0663;0.0663;0.1400 | 393;248;546 | (0.1677;69.1162;23.7382) | 80 | 2.9 | 44 | 81.5087 | 60 | Varibar | [5,133,110] | [30,30,100] | 0 | 20 | 100 | normal | none | 5.7221 | 2.4744 | 14.1591 | 23.3202 | 10.0844 | 235.1704 | 1.4122e-15 | 4.9775 | 45.9665 | 5.3462 | 0.53581 | 365.3446 | 1.7905 | 0.29305 | 18.3196 | 1.9242 | 51.9154 | 4.5654 | 28.0966 | 2407.1644 | 905.0411 | 1.3657 | 577.9276 | 0.58542 | 3.9131 | 3.4508 | 69.221 | 537.6572 | 0.19446 | 71.8766 | 61.6964 | 54.1133 | 147.0563 | 64.382 | 0.046141 | 333.9776 | 178.7005
1f37113 | MBS | 8 | 01f_076010_393x248x546.dat | 0.0663;0.0663;0.1400 | 393;248;546 | (0.1677;69.1162;23.7382) | 80 | 7.702 | 57 | 81.5087 | 60 | Varibar | [5,133,110] | [30,30,100] | 0 | 20 | 100 | normal | none | 5.7221 | 2.4744 | 14.1591 | 23.3202 | 10.0844 | 235.1704 | 9.4403e-16 | 11.6766 | 94.5832 | 11.8545 | 1.4863 | 583.0773 | 5.8312 | 0.54393 | 37.0848 | 4.8672 | 85.0623 | 10.2598 | 51.2941 | 5151.766 | 1575.3807 | 3.7164 | 846.7883 | 1.6002 | 9.359 | 8.2037 | 121.8929 | 787.3831 | 0.44854 | 134.4313 | 116.5509 | 85.09 | 211.6682 | 75.1025 | 0.33737 | 644.2666 | 351.5525
1f37113 | MBS | 8 | 01f_076010_393x248x546.dat | 0.0663;0.0663;0.1400 | 393;248;546 | (0.1677;69.1162;23.7382) | 80 | 8.502 | 60 | 81.5087 | 60 | Varibar | [5,133,110] | [30,30,100] | 0 | 20 | 100 | normal | none | 5.7221 | 2.4744 | 14.1591 | 23.3202 | 10.0844 | 235.1704 | 9.207e-16 | 12.5133 | 100.3977 | 11.6792 | 1.6549 | 600.1637 | 5.4704 | 0.58231 | 38.6956 | 5.3483 | 91.1503 | 11.0644 | 53.1879 | 5518.8519 | 1640.1673 | 3.9356 | 868.0255 | 1.7445 | 10.271 | 8.7377 | 125.3396 | 799.9142 | 0.55944 | 141.551 | 122.6822 | 88.462 | 216.4038 | 75.7227 | 0.40136 | 681.2244 | 372.6947
1f37113 | MBS | 1 | 01m_076010_393x248x546.dat | 0.0663;0.0663;0.1400 | 393;248;546 | (0.1677;69.1162;23.7226) | 110 | 3.9 | 52 | 81.5087 | 60 | Varibar | [5] | [0] | 0 | 10 | 100 | normal | none | 5.7221 | 8.6242 | 49.3488 | 23.3202 | 35.1474 | 819.6433 | 4.7037e-16 | 225.9507 | 586.9019 | 535.4954 | 13.5621 | 616.1981 | 63.2845 | 1.1539 | 595.4272 | 53.8918 | 722.1152 | 189.2666 | 721.6262 | 736.7845 | 672.1968 | 37.4706 | 766.6973 | 15.1558 | 125.7164 | 141.6529 | 639.499 | 848.7394 | 3.5145 | 394.3106 | 381.1627 | 161.3865 | 298.0002 | 234.035 | 1.6937 | 362.9217 | 351.2607
1f37113 | MBS | 1 | 01m_076010_393x248x546.dat | 0.0663;0.0663;0.1400 | 393;248;546 | (0.1677;69.1162;23.7226) | 110 | 7.85 | 62 | 81.5087 | 60 | Varibar | [5] | [0] | 0 | 10 | 100 | normal | none | 5.7221 | 8.6242 | 49.3488 | 23.3202 | 35.1474 | 819.6433 | 3.7567e-16 | 325.0165 | 814.8838 | 628.7113 | 22.3859 | 851.5912 | 93.6851 | 2.3133 | 792.7369 | 83.5221 | 844.4573 | 258.3921 | 896.2843 | 959.0782 | 848.2638 | 59.9297 | 983.1417 | 24.8011 | 193.0188 | 207.0869 | 851.2185 | 1094.6216 | 6.0643 | 545.985 | 524.8465 | 209.7588 | 379.7935 | 258.2918 | 3.725 | 485.3778 | 453.0227
1f37113 | MBS | 1 | 01m_076010_393x248x546.dat | 0.0663;0.0663;0.1400 | 393;248;546 | (0.1677;69.1162;23.7226) | 110 | 9.9905 | 69 | 81.5087 | 60 | Varibar | [5] | [0] | 0 | 10 | 100 | normal | none | 5.7221 | 8.6242 | 49.3488 | 23.3202 | 35.1474 | 819.6433 | 3.6326e-16 | 354.3495 | 879.5421 | 662.8912 | 25.9538 | 912.9344 | 109.4404 | 2.5219 | 834.863 | 94.4868 | 894.5177 | 274.8824 | 928.0202 | 1008.5967 | 892.0952 | 67.8362 | 1037.0338 | 29.1942 | 215.4754 | 231.7064 | 899.9409 | 1140.7069 | 7.2665 | 594.6728 | 567.0715 | 223.0803 | 400.4394 | 263.496 | 4.5728 | 516.5823 | 480.1105
1f37113 | MBS | 1 | 01m_076010_393x248x546.dat | 0.0663;0.0663;0.1400 | 393;248;546 | (0.1677;69.1162;23.7226) | 60 | 2.5 | 38 | 81.5087 | 60 | Varibar | [5] | [0] | 0 | 10 | 100 | normal | none | 5.7221 | 8.6242 | 49.3488 | 23.3202 | 35.1474 | 819.6433 | 5.8768e-16 | 150.7604 | 403.093 | 449.9382 | 6.0968 | 442.8935 | 33.3787 | 0.3537 | 442.1448 | 28.7282 | 617.9205 | 133.2101 | 590.4907 | 566.5151 | 538.881 | 17.8447 | 595.4424 | 6.7264 | 70.2439 | 87.1681 | 474.2201 | 665.4634 | 1.415 | 268.8523 | 262.8018 | 125.2101 | 233.1158 | 215.2138 | 0.56572 | 269.0117 | 270.0449
1f37113 | MBS | 1 | 01m_076010_393x248x546.dat | 0.0663;0.0663;0.1400 | 393;248;546 | (0.1677;69.1162;23.7226) | 60 | 5.7448 | 47 | 81.5087 | 60 | Varibar | [5] | [0] | 0 | 10 | 100 | normal | none | 5.7221 | 8.6242 | 49.3488 | 23.3202 | 35.1474 | 819.6433 | 3.8159e-16 | 287.5895 | 740.4105 | 576.1224 | 16.4411 | 759.0695 | 82.4324 | 1.1997 | 751.889 | 68.4853 | 806.9487 | 241.4661 | 882.0826 | 908.7345 | 801.4978 | 45.8324 | 922.9908 | 18.061 | 157.2386 | 178.2405 | 804.7212 | 1068.5676 | 4.1356 | 480.2153 | 472.0015 | 194.4299 | 357.7796 | 254.3766 | 1.7588 | 447.9453 | 422.6356
1f37113 | MBS | 1 | 01m_076010_393x248x546.dat | 0.0663;0.0663;0.1400 | 393;248;546 | (0.1677;69.1162;23.7226) | 60 | 6.3535 | 49 | 81.5087 | 60 | Varibar | [5] | [0] | 0 | 10 | 100 | normal | none | 5.7221 | 8.6242 | 49.3488 | 23.3202 | 35.1474 | 819.6433 | 3.6433e-16 | 311.0074 | 786.4801 | 593.5792 | 18.3368 | 804.7052 | 83.4156 | 1.4705 | 789.6091 | 75.2363 | 803.1407 | 255.956 | 912.4366 | 950.1769 | 832.6468 | 51.1923 | 965.3828 | 20.3773 | 171.7169 | 190.9576 | 843.5709 | 1116.9478 | 4.6054 | 511.8953 | 503.1492 | 202.547 | 373.3978 | 258.9459 | 2.4214 | 471.1255 | 442.1644
1f37113 | MBS | 1 | 01m_076010_393x248x546.dat | 0.0663;0.0663;0.1400 | 393;248;546 | (0.1677;69.1162;23.7226) | 80 | 2.9 | 44 | 81.5087 | 60 | Varibar | [5] | [0] | 0 | 10 | 100 | normal | none | 5.7221 | 8.6242 | 49.3488 | 23.3202 | 35.1474 | 819.6433 | 5.2616e-16 | 181.8726 | 481.1087 | 481.1277 | 9.4602 | 515.9461 | 46.9477 | 0.70868 | 507.7166 | 39.756 | 664.3611 | 157.8665 | 646.0017 | 635.7196 | 592.0066 | 26.5072 | 666.6038 | 10.6099 | 93.3234 | 111.3122 | 545.3668 | 748.7271 | 2.264 | 322.291 | 314.4671 | 139.9215 | 260.5858 | 223.1617 | 0.89899 | 308.3993 | 304.1243
1f37113 | MBS | 1 | 01m_076010_393x248x546.dat | 0.0663;0.0663;0.1400 | 393;248;546 | (0.1677;69.1162;23.7226) | 80 | 7.702 | 57 | 81.5087 | 60 | Varibar | [5] | [0] | 0 | 10 | 100 | normal | none | 5.7221 | 8.6242 | 49.3488 | 23.3202 | 35.1474 | 819.6433 | 3.5168e-16 | 335.7032 | 842.8409 | 631.825 | 22.8102 | 864.878 | 93.915 | 1.9811 | 825.979 | 87.3949 | 824.1023 | 271.3464 | 931.8139 | 1000.7687 | 869.0579 | 61.4963 | 1013.3654 | 25.654 | 196.6335 | 213.2452 | 882.2518 | 1152.7252 | 5.5337 | 562.0823 | 547.3072 | 213.8439 | 391.2682 | 263.0117 | 3.003 | 499.5722 | 467.4006
1f37113 | MBS | 1 | 01m_076010_393x248x546.dat | 0.0663;0.0663;0.1400 | 393;248;546 | (0.1677;69.1162;23.7226) | 80 | 8.502 | 60 | 81.5087 | 60 | Varibar | [5] | [0] | 0 | 10 | 100 | normal | none | 5.7221 | 8.6242 | 49.3488 | 23.3202 | 35.1474 | 819.6433 | 3.4297e-16 | 353.7603 | 875.7266 | 646.7869 | 25.0539 | 899.1688 | 105.0551 | 1.4338 | 846.6864 | 92.6955 | 844.004 | 281.1976 | 948.5314 | 1031.0161 | 893.8622 | 65.8858 | 1044.2242 | 27.6387 | 208.1013 | 224.9919 | 908.878 | 1171.0566 | 6.6329 | 587.443 | 570.7045 | 223.4147 | 402.0813 | 265.7056 | 3.4046 | 517.3137 | 481.2889
1f37113 | MBS | 2 | 01m_076010_393x248x546.dat | 0.0663;0.0663;0.1400 | 393;248;546 | (0.1677;69.1162;23.7382) | 110 | 3.9 | 52 | 81.5087 | 60 | Varibar | [5] | [0] | 0 | 10 | 100 | normal | none | 5.7221 | 2.4744 | 14.1591 | 23.3202 | 10.0844 | 235.1704 | 1.2626e-15 | 7.8603 | 61.7648 | 7.3756 | 0.90871 | 430.0931 | 3.6664 | 0.061233 | 25.1377 | 3.3315 | 66.7935 | 6.6935 | 36.2588 | 252.2645 | 613.5135 | 2.4203 | 674.5798 | 0.99654 | 6.3273 | 5.4598 | 87.4807 | 605.3555 | 0.27665 | 93.1087 | 79.6721 | 64.7815 | 168.1856 | 67.522 | 0.21841 | 160.6959 | 79.8808
1f37113 | MBS | 2 | 01m_076010_393x248x546.dat | 0.0663;0.0663;0.1400 | 393;248;546 | (0.1677;69.1162;23.7382) | 110 | 7.85 | 62 | 81.5087 | 60 | Varibar | [5] | [0] | 0 | 10 | 100 | normal | none | 5.7221 | 2.4744 | 14.1591 | 23.3202 | 10.0844 | 235.1704 | 1.0084e-15 | 12.2412 | 93.379 | 11.794 | 1.6349 | 576.6685 | 5.6688 | 0.17411 | 37.7996 | 5.3654 | 80.3534 | 10.6119 | 51.0008 | 327.8971 | 757.0045 | 3.9463 | 847.7229 | 1.7786 | 10.1756 | 8.7238 | 120.6669 | 758.4127 | 0.5701 | 134.1188 | 114.9255 | 84.8424 | 208.9872 | 74.2075 | 0.27317 | 209.0792 | 105.1781
1f37113 | MBS | 2 | 01m_076010_393x248x546.dat | 0.0663;0.0663;0.1400 | 393;248;546 | (0.1677;69.1162;23.7382) | 110 | 9.9905 | 69 | 81.5087 | 60 | Varibar | [5] | [0] | 0 | 10 | 100 | normal | none | 5.7221 | 2.4744 | 14.1591 | 23.3202 | 10.0844 | 235.1704 | 9.7506e-16 | 14.4401 | 104.6704 | 13.2823 | 1.9912 | 617.5207 | 6.6149 | 0.081092 | 41.7287 | 6.3863 | 82.9938 | 12.0741 | 54.8243 | 345.6709 | 785.582 | 4.5457 | 886.5604 | 2.2256 | 11.6793 | 10.2105 | 127.2536 | 780.0439 | 0.70741 | 148.1429 | 126.368 | 90.2116 | 218.0769 | 75.6906 | 0.40549 | 221.2275 | 111.4407
1f37113 | MBS | 2 | 01m_076010_393x248x546.dat | 0.0663;0.0663;0.1400 | 393;248;546 | (0.1677;69.1162;23.7382) | 60 | 2.5 | 38 | 81.5087 | 60 | Varibar | [5] | [0] | 0 | 10 | 100 | normal | none | 5.7221 | 2.4744 | 14.1591 | 23.3202 | 10.0844 | 235.1704 | 1.5772e-15 | 3.7107 | 35.1361 | 4.6052 | 0.35671 | 316.5399 | 1.3687 | 0.029692 | 15.0817 | 1.3566 | 41.2019 | 3.3096 | 24.2409 | 198.0522 | 498.5828 | 0.88251 | 541.7223 | 0.36963 | 2.9841 | 2.385 | 61.1624 | 491.0695 | 0.081555 | 58.8924 | 50.2585 | 48.664 | 136.4478 | 62.3043 | 0.0070992 | 122.9536 | 60.2091
1f37113 | MBS | 2 | 01m_076010_393x248x546.dat | 0.0663;0.0663;0.1400 | 393;248;546 | (0.1677;69.1162;23.7382) | 60 | 5.7448 | 47 | 81.5087 | 60 | Varibar | [5] | [0] | 0 | 10 | 100 | normal | none | 5.7221 | 2.4744 | 14.1591 | 23.3202 | 10.0844 | 235.1704 | 1.0242e-15 | 8.521 | 77.0598 | 9.1014 | 0.92905 | 524.505 | 4.0872 | 0.15412 | 32.6139 | 3.7519 | 76.0268 | 8.1873 | 47.0949 | 313.3087 | 727.4898 | 2.5409 | 814.1555 | 1.1113 | 7.4311 | 6.7237 | 113.2825 | 756.6257 | 0.26598 | 114.3027 | 99.3481 | 79.7236 | 200.8708 | 73.4885 | 0.090005 | 195.0223 | 98.5692
1f37113 | MBS | 2 | 01m_076010_393x248x546.dat | 0.0663;0.0663;0.1400 | 393;248;546 | (0.1677;69.1162;23.7382) | 60 | 6.3535 | 49 | 81.5087 | 60 | Varibar | [5] | [0] | 0 | 10 | 100 | normal | none | 5.7221 | 2.4744 | 14.1591 | 23.3202 | 10.0844 | 235.1704 | 9.7789e-16 | 9.8743 | 84.1252 | 10.2323 | 1.1099 | 554.7058 | 4.9912 | 0.22964 | 35.6176 | 4.2055 | 75.9556 | 9.1098 | 50.3545 | 329.3834 | 752.9904 | 2.9883 | 845.4959 | 1.2652 | 8.5731 | 7.1433 | 120.9546 | 784.5789 | 0.32102 | 122.9719 | 107.1094 | 83.966 | 208.3406 | 74.6674 | 0.06553 | 204.8299 | 103.6651
1f37113 | MBS | 2 | 01m_076010_393x248x546.dat | 0.0663;0.0663;0.1400 | 393;248;546 | (0.1677;69.1162;23.7382) | 80 | 2.9 | 44 | 81.5087 | 60 | Varibar | [5] | [0] | 0 | 10 | 100 | normal | none | 5.7221 | 2.4744 | 14.1591 | 23.3202 | 10.0844 | 235.1704 | 1.4122e-15 | 5.5642 | 46.5741 | 5.563 | 0.57619 | 368.8993 | 1.844 | 0.079592 | 19.5362 | 2.1214 | 52.7078 | 4.7913 | 29.6211 | 221.1866 | 546.8272 | 1.4507 | 597.9035 | 0.62006 | 4.3271 | 3.8008 | 72.8862 | 547.6274 | 0.16417 | 73.4504 | 63.0504 | 55.729 | 149.6016 | 64.5361 | 0.0585 | 139.5849 | 68.9894
1f37113 | MBS | 2 | 01m_076010_393x248x546.dat | 0.0663;0.0663;0.1400 | 393;248;546 | (0.1677;69.1162;23.7382) | 80 | 7.702 | 57 | 81.5087 | 60 | Varibar | [5] | [0] | 0 | 10 | 100 | normal | none | 5.7221 | 2.4744 | 14.1591 | 23.3202 | 10.0844 | 235.1704 | 9.4403e-16 | 12.8927 | 96.0842 | 12.1798 | 1.5877 | 586.7318 | 6.5154 | 0.26608 | 39.7097 | 5.4001 | 87.147 | 10.9033 | 54.1574 | 337.8192 | 776.1652 | 3.9943 | 874.2134 | 1.6968 | 10.2579 | 9.0945 | 127.0834 | 797.9973 | 0.53083 | 137.6284 | 119.3573 | 86.7912 | 215.3937 | 75.6152 | 0.63673 | 214.2973 | 109.0374
1f37113 | MBS | 2 | 01m_076010_393x248x546.dat | 0.0663;0.0663;0.1400 | 393;248;546 | (0.1677;69.1162;23.7382) | 80 | 8.502 | 60 | 81.5087 | 60 | Varibar | [5] | [0] | 0 | 10 | 100 | normal | none | 5.7221 | 2.4744 | 14.1591 | 23.3202 | 10.0844 | 235.1704 | 9.207e-16 | 13.9264 | 102.0345 | 12.5524 | 1.7699 | 605.5184 | 6.827 | 0.20292 | 41.8172 | 5.9015 | 94.3718 | 11.7357 | 56.2301 | 347.1059 | 791.6162 | 4.297 | 894.1687 | 1.8953 | 11.2143 | 9.8272 | 131.0526 | 807.2782 | 0.56867 | 144.9258 | 125.6433 | 89.2192 | 220.1207 | 76.2594 | 0.14916 | 220.2361 | 112.1298
1f37113 | MBS | 3 | 01m_076010_393x248x546.dat | 0.0663;0.0663;0.1400 | 393;248;546 | (0.1677;69.1162;23.7226) | 110 | 3.9 | 52 | 81.5087 | 60 | Varibar | [5] | [0] | 0 | 10 | 100 | normal | none | 5.7221 | 8.6242 | 49.3488 | 23.3202 | 35.1474 | 819.6433 | 4.7037e-16 | 225.9507 | 586.9019 | 535.4954 | 13.5621 | 616.1981 | 63.2845 | 1.1539 | 595.4272 | 53.8918 | 722.1152 | 189.2666 | 721.6262 | 736.7845 | 672.1968 | 37.4706 | 766.6973 | 15.1558 | 125.7164 | 141.6529 | 639.499 | 848.7394 | 3.5145 | 394.3106 | 381.1627 | 161.3865 | 298.0002 | 234.035 | 1.6937 | 362.9217 | 351.2607
1f37113 | MBS | 3 | 01m_076010_393x248x546.dat | 0.0663;0.0663;0.1400 | 393;248;546 | (0.1677;69.1162;23.7226) | 110 | 7.85 | 62 | 81.5087 | 60 | Varibar | [5] | [0] | 0 | 10 | 100 | normal | none | 5.7221 | 8.6242 | 49.3488 | 23.3202 | 35.1474 | 819.6433 | 3.7567e-16 | 325.0165 | 814.8838 | 628.7113 | 22.3859 | 851.5912 | 93.6851 | 2.3133 | 792.7369 | 83.5221 | 844.4573 | 258.3921 | 896.2843 | 959.0782 | 848.2638 | 59.9297 | 983.1417 | 24.8011 | 193.0188 | 207.0869 | 851.2185 | 1094.6216 | 6.0643 | 545.985 | 524.8465 | 209.7588 | 379.7935 | 258.2918 | 3.725 | 485.3778 | 453.0227
1f37113 | MBS | 3 | 01m_076010_393x248x546.dat | 0.0663;0.0663;0.1400 | 393;248;546 | (0.1677;69.1162;23.7226) | 110 | 9.9905 | 69 | 81.5087 | 60 | Varibar | [5] | [0] | 0 | 10 | 100 | normal | none | 5.7221 | 8.6242 | 49.3488 | 23.3202 | 35.1474 | 819.6433 | 3.6326e-16 | 354.3495 | 879.5421 | 662.8912 | 25.9538 | 912.9344 | 109.4404 | 2.5219 | 834.863 | 94.4868 | 894.5177 | 274.8824 | 928.0202 | 1008.5967 | 892.0952 | 67.8362 | 1037.0338 | 29.1942 | 215.4754 | 231.7064 | 899.9409 | 1140.7069 | 7.2665 | 594.6728 | 567.0715 | 223.0803 | 400.4394 | 263.496 | 4.5728 | 516.5823 | 480.1105
1f37113 | MBS | 3 | 01m_076010_393x248x546.dat | 0.0663;0.0663;0.1400 | 393;248;546 | (0.1677;69.1162;23.7226) | 60 | 2.5 | 38 | 81.5087 | 60 | Varibar | [5] | [0] | 0 | 10 | 100 | normal | none | 5.7221 | 8.6242 | 49.3488 | 23.3202 | 35.1474 | 819.6433 | 5.8768e-16 | 150.7638 | 403.093 | 449.9382 | 6.0968 | 442.8935 | 33.3787 | 0.3537 | 442.1448 | 28.7282 | 617.9205 | 133.2101 | 590.4907 | 566.5151 | 538.881 | 17.8447 | 595.4424 | 6.7264 | 70.2439 | 87.1681 | 474.2201 | 665.4634 | 1.415 | 268.8524 | 262.8019 | 125.2101 | 233.1158 | 215.2138 | 0.56572 | 269.0119 | 270.0449
1f37113 | MBS | 3 | 01m_076010_393x248x546.dat | 0.0663;0.0663;0.1400 | 393;248;546 | (0.1677;69.1162;23.7226) | 60 | 5.7448 | 47 | 81.5087 | 60 | Varibar | [5] | [0] | 0 | 10 | 100 | normal | none | 5.7221 | 8.6242 | 49.3488 | 23.3202 | 35.1474 | 819.6433 | 3.8159e-16 | 287.5895 | 740.4105 | 576.1224 | 16.4411 | 759.0695 | 82.4324 | 1.1997 | 751.889 | 68.4853 | 806.9487 | 241.4688 | 882.0826 | 908.7345 | 801.4978 | 45.8324 | 922.9908 | 18.0596 | 157.2386 | 178.2405 | 804.7212 | 1068.6462 | 4.1356 | 480.2154 | 472.0015 | 194.4299 | 357.7796 | 254.3766 | 1.7588 | 447.9453 | 422.6389
1f37113 | MBS | 3 | 01m_076010_393x248x546.dat | 0.0663;0.0663;0.1400 | 393;248;546 | (0.1677;69.1162;23.7226) | 60 | 6.3535 | 49 | 81.5087 | 60 | Varibar | [5] | [0] | 0 | 10 | 100 | normal | none | 5.7221 | 8.6242 | 49.3488 | 23.3202 | 35.1474 | 819.6433 | 3.6433e-16 | 311.0074 | 786.4801 | 593.5792 | 18.3368 | 804.7052 | 83.4156 | 1.4705 | 789.6091 | 75.2363 | 803.1407 | 255.956 | 912.4366 | 950.1769 | 832.6468 | 51.1923 | 965.3828 | 20.3773 | 171.7169 | 190.9576 | 843.5709 | 1116.9478 | 4.6054 | 511.8946 | 503.1492 | 202.547 | 373.3978 | 258.9459 | 2.4214 | 471.1255 | 442.1643
1f37113 | MBS | 3 | 01m_076010_393x248x546.dat | 0.0663;0.0663;0.1400 | 393;248;546 | (0.1677;69.1162;23.7226) | 80 | 2.9 | 44 | 81.5087 | 60 | Varibar | [5] | [0] | 0 | 10 | 100 | normal | none | 5.7221 | 8.6242 | 49.3488 | 23.3202 | 35.1474 | 819.6433 | 5.2616e-16 | 181.8726 | 481.1087 | 481.1277 | 9.4602 | 515.9461 | 46.9477 | 0.70868 | 507.6976 | 39.756 | 664.3611 | 157.8665 | 646.0017 | 635.7196 | 592.0066 | 26.5072 | 666.6038 | 10.6099 | 93.3234 | 111.3122 | 545.3668 | 748.7271 | 2.264 | 322.291 | 314.4671 | 139.9215 | 260.5858 | 223.1617 | 0.89899 | 308.3979 | 304.1241
1f37113 | MBS | 3 | 01m_076010_393x248x546.dat | 0.0663;0.0663;0.1400 | 393;248;546 | (0.1677;69.1162;23.7226) | 80 | 7.702 | 57 | 81.5087 | 60 | Varibar | [5] | [0] | 0 | 10 | 100 | normal | none | 5.7221 | 8.6242 | 49.3488 | 23.3202 | 35.1474 | 819.6433 | 3.5168e-16 | 335.7032 | 842.8409 | 631.825 | 22.8102 | 864.878 | 93.915 | 1.9811 | 825.979 | 87.3949 | 824.1023 | 271.3464 | 931.8139 | 1000.7687 | 869.0579 | 61.4963 | 1013.3654 | 25.654 | 196.6335 | 213.2452 | 882.2518 | 1152.7252 | 5.5337 | 562.0823 | 547.3072 | 213.8439 | 391.2682 | 263.0117 | 3.003 | 499.5722 | 467.4006
1f37113 | MBS | 3 | 01m_076010_393x248x546.dat | 0.0663;0.0663;0.1400 | 393;248;546 | (0.1677;69.1162;23.7226) | 80 | 8.502 | 60 | 81.5087 | 60 | Varibar | [5] | [0] | 0 | 10 | 100 | normal | none | 5.7221 | 8.6242 | 49.3488 | 23.3202 | 35.1474 | 819.6433 | 3.4297e-16 | 353.7603 | 875.7266 | 646.7869 | 25.0539 | 899.1688 | 105.0551 | 1.4338 | 846.6864 | 92.6955 | 844.004 | 281.1976 | 948.5314 | 1031.0161 | 893.8622 | 65.8858 | 1044.2242 | 27.6387 | 208.1013 | 224.9919 | 908.878 | 1171.0566 | 6.6329 | 587.443 | 570.7045 | 223.4147 | 402.0813 | 265.7056 | 3.4046 | 517.3137 | 481.2889
1f37113 | MBS | 4 | 01m_076010_393x248x546.dat | 0.0663;0.0663;0.1400 | 393;248;546 | (0.1677;69.1162;23.7382) | 110 | 3.9 | 52 | 81.5087 | 60 | Varibar | [5,133] | [30,30] | 0 | 10 | 100 | normal | none | 5.7221 | 2.4744 | 14.1591 | 23.3202 | 10.0844 | 235.1704 | 1.2626e-15 | 7.7635 | 61.1636 | 7.088 | 0.89231 | 426.7269 | 3.7023 | 0.061233 | 24.7021 | 3.2638 | 65.3242 | 6.5792 | 35.8398 | 251.4724 | 1084.6976 | 2.3596 | 657.0282 | 0.98538 | 6.201 | 5.3898 | 86.6491 | 603.9378 | 0.27276 | 91.9976 | 78.8079 | 63.5985 | 166.2057 | 67.2072 | 0.21841 | 196.0067 | 83.6032
1f37113 | MBS | 4 | 01m_076010_393x248x546.dat | 0.0663;0.0663;0.1400 | 393;248;546 | (0.1677;69.1162;23.7382) | 110 | 7.85 | 62 | 81.5087 | 60 | Varibar | [5,133] | [30,30] | 0 | 10 | 100 | normal | none | 5.7221 | 2.4744 | 14.1591 | 23.3202 | 10.0844 | 235.1704 | 1.0084e-15 | 12.0112 | 92.4032 | 11.5887 | 1.5988 | 572.6324 | 5.5803 | 0.16926 | 37.047 | 5.2843 | 82.1126 | 10.4235 | 50.3929 | 326.3997 | 1486.1231 | 3.8553 | 826.5804 | 1.7455 | 9.9475 | 8.4785 | 119.11 | 756.5483 | 0.56736 | 132.4343 | 113.602 | 83.8249 | 206.5766 | 73.7904 | 0.27317 | 263.95 | 111.048
1f37113 | MBS | 4 | 01m_076010_393x248x546.dat | 0.0663;0.0663;0.1400 | 393;248;546 | (0.1677;69.1162;23.7382) | 110 | 9.9905 | 69 | 81.5087 | 60 | Varibar | [5,133] | [30,30] | 0 | 10 | 100 | normal | none | 5.7221 | 2.4744 | 14.1591 | 23.3202 | 10.0844 | 235.1704 | 9.7506e-16 | 14.1889 | 103.5833 | 12.792 | 1.9648 | 613.9209 | 6.5311 | 0.081092 | 41.0118 | 6.2536 | 78.9315 | 11.8577 | 54.1043 | 344.0197 | 1590.8757 | 4.4178 | 867.4026 | 2.1775 | 11.3962 | 9.9512 | 125.6948 | 777.7979 | 0.70899 | 146.3232 | 124.926 | 89.5774 | 215.7695 | 75.2126 | 0.40549 | 282.0452 | 117.9548
1f37113 | MBS | 4 | 01m_076010_393x248x546.dat | 0.0663;0.0663;0.1400 | 393;248;546 | (0.1677;69.1162;23.7382) | 60 | 2.5 | 38 | 81.5087 | 60 | Varibar | [5,133] | [30,30] | 0 | 10 | 100 | normal | none | 5.7221 | 2.4744 | 14.1591 | 23.3202 | 10.0844 | 235.1704 | 1.5772e-15 | 3.6575 | 34.8685 | 4.6225 | 0.34578 | 313.9467 | 1.3256 | 0.029692 | 14.8515 | 1.3393 | 40.4987 | 3.2743 | 24.0304 | 197.5386 | 752.9116 | 0.85816 | 525.2501 | 0.36152 | 2.9041 | 2.3597 | 60.6571 | 489.2435 | 0.081555 | 58.262 | 49.7847 | 47.5477 | 134.77 | 62.1153 | 0.0070992 | 141.7967 | 62.0981
1f37113 | MBS | 4 | 01m_076010_393x248x546.dat | 0.0663;0.0663;0.1400 | 393;248;546 | (0.1677;69.1162;23.7382) | 60 | 5.7448 | 47 | 81.5087 | 60 | Varibar | [5,133] | [30,30] | 0 | 10 | 100 | normal | none | 5.7221 | 2.4744 | 14.1591 | 23.3202 | 10.0844 | 235.1704 | 1.0242e-15 | 8.4898 | 76.2992 | 8.8428 | 0.89611 | 520.5799 | 4.0285 | 0.15412 | 32.1315 | 3.69 | 73.371 | 8.0635 | 46.5765 | 312.5178 | 1356.9095 | 2.4454 | 788.3784 | 1.0941 | 7.261 | 6.5814 | 112.1694 | 754.8487 | 0.25447 | 112.7814 | 98.1752 | 78.4126 | 198.0512 | 73.0729 | 0.090005 | 242.315 | 103.5581
1f37113 | MBS | 4 | 01m_076010_393x248x546.dat | 0.0663;0.0663;0.1400 | 393;248;546 | (0.1677;69.1162;23.7382) | 60 | 6.3535 | 49 | 81.5087 | 60 | Varibar | [5,133] | [30,30] | 0 | 10 | 100 | normal | none | 5.7221 | 2.4744 | 14.1591 | 23.3202 | 10.0844 | 235.1704 | 9.7789e-16 | 9.7235 | 83.2325 | 9.9157 | 1.0817 | 550.8813 | 5.0575 | 0.22964 | 35.0572 | 4.1417 | 72.99 | 8.9595 | 49.7777 | 328.2074 | 1459.7791 | 2.9048 | 819.0818 | 1.2467 | 8.3741 | 6.9422 | 119.8093 | 782.9938 | 0.29798 | 121.2807 | 105.7998 | 82.6676 | 205.4229 | 74.2144 | 0.06553 | 258.0461 | 109.3053
1f37113 | MBS | 4 | 01m_076010_393x248x546.dat | 0.0663;0.0663;0.1400 | 393;248;546 | (0.1677;69.1162;23.7382) | 80 | 2.9 | 44 | 81.5087 | 60 | Varibar | [5,133] | [30,30] | 0 | 10 | 100 | normal | none | 5.7221 | 2.4744 | 14.1591 | 23.3202 | 10.0844 | 235.1704 | 1.4122e-15 | 5.488 | 46.1514 | 5.4091 | 0.56289 | 365.904 | 1.8475 | 0.079592 | 19.2196 | 2.0872 | 51.783 | 4.725 | 29.328 | 220.344 | 905.8909 | 1.4201 | 579.9174 | 0.61151 | 4.221 | 3.7579 | 72.1073 | 545.7297 | 0.16067 | 72.5859 | 62.387 | 54.5984 | 147.7643 | 64.3016 | 0.0585 | 166.3564 | 71.7323
1f37113 | MBS | 4 | 01m_076010_393x248x546.dat | 0.0663;0.0663;0.1400 | 393;248;546 | (0.1677;69.1162;23.7382) | 80 | 7.702 | 57 | 81.5087 | 60 | Varibar | [5,133] | [30,30] | 0 | 10 | 100 | normal | none | 5.7221 | 2.4744 | 14.1591 | 23.3202 | 10.0844 | 235.1704 | 9.4403e-16 | 12.6204 | 95.0101 | 11.9637 | 1.5606 | 583.8506 | 6.2758 | 0.32709 | 39.0678 | 5.2678 | 84.3049 | 10.6872 | 53.4784 | 336.1031 | 1577.923 | 3.8972 | 849.8708 | 1.6661 | 10.0534 | 8.863 | 125.5156 | 795.7516 | 0.51704 | 135.7483 | 117.8712 | 86.0071 | 212.6452 | 75.1775 | 0.63673 | 274.897 | 115.5091
1f37113 | MBS | 4 | 01m_076010_393x248x546.dat | 0.0663;0.0663;0.1400 | 393;248;546 | (0.1677;69.1162;23.7382) | 80 | 8.502 | 60 | 81.5087 | 60 | Varibar | [5,133] | [30,30] | 0 | 10 | 100 | normal | none | 5.7221 | 2.4744 | 14.1591 | 23.3202 | 10.0844 | 235.1704 | 9.207e-16 | 13.6831 | 100.8473 | 12.2689 | 1.7382 | 600.9132 | 6.5143 | 0.20262 | 40.9015 | 5.7665 | 91.4251 | 11.5076 | 55.4926 | 345.2052 | 1641.6879 | 4.2075 | 871.1753 | 1.8448 | 10.9938 | 9.5835 | 129.1954 | 805.7793 | 0.54942 | 142.9289 | 124.0595 | 88.3165 | 217.3868 | 75.7576 | 0.14916 | 284.2185 | 119.004
1f37113 | MBS | 5 | 01m_076010_393x248x546.dat | 0.0663;0.0663;0.1400 | 393;248;546 | (0.1677;69.1162;23.7382) | 110 | 3.9 | 52 | 81.5087 | 60 | Varibar | [5,133,110] | [30,30,100] | 0 | 20 | 100 | normal | none | 5.7221 | 2.4744 | 14.1591 | 23.3202 | 10.0844 | 235.1704 | 1.2626e-15 | 7.1651 | 60.9276 | 7.0254 | 0.85952 | 426.1567 | 3.6237 | 0.061233 | 23.6994 | 3.0277 | 64.4783 | 6.3359 | 34.4149 | 3161.3451 | 1083.5888 | 2.247 | 655.0718 | 0.94387 | 5.7889 | 4.9049 | 83.9324 | 598.4094 | 0.25697 | 91.1474 | 77.9752 | 63.1799 | 165.3181 | 67.0039 | 0.15558 | 419.1997 | 226.1748
1f37113 | MBS | 5 | 01m_076010_393x248x546.dat | 0.0663;0.0663;0.1400 | 393;248;546 | (0.1677;69.1162;23.7382) | 110 | 7.85 | 62 | 81.5087 | 60 | Varibar | [5,133,110] | [30,30,100] | 0 | 20 | 100 | normal | none | 5.7221 | 2.4744 | 14.1591 | 23.3202 | 10.0844 | 235.1704 | 1.0084e-15 | 11.1107 | 92.0393 | 11.3071 | 1.5392 | 571.8986 | 5.2291 | 0.16926 | 35.3016 | 4.9103 | 82.4657 | 10.0238 | 48.5048 | 4802.282 | 1484.5364 | 3.6837 | 824.1111 | 1.6692 | 9.298 | 7.949 | 115.2524 | 748.6744 | 0.53885 | 131.2442 | 112.4203 | 83.3854 | 205.5166 | 73.5202 | 0.38914 | 607.338 | 330.4411
1f37113 | MBS | 5 | 01m_076010_393x248x546.dat | 0.0663;0.0663;0.1400 | 393;248;546 | (0.1677;69.1162;23.7382) | 110 | 9.9905 | 69 | 81.5087 | 60 | Varibar | [5,133,110] | [30,30,100] | 0 | 20 | 100 | normal | none | 5.7221 | 2.4744 | 14.1591 | 23.3202 | 10.0844 | 235.1704 | 9.7506e-16 | 12.8433 | 103.1628 | 12.5685 | 1.8648 | 612.3928 | 6.0886 | 0.071517 | 39.1124 | 5.8282 | 78.5808 | 11.4075 | 52.0881 | 5367.5645 | 1588.8245 | 4.2185 | 864.9617 | 2.0832 | 10.6445 | 9.2261 | 122.0129 | 776.2185 | 0.68542 | 145.049 | 123.6617 | 89.1277 | 214.7352 | 74.9136 | 0.39972 | 667.3493 | 364.4852
1f37113 | MBS | 5 | 01m_076010_393x248x546.dat | 0.0663;0.0663;0.1400 | 393;248;546 | (0.1677;69.1162;23.7382) | 60 | 2.5 | 38 | 81.5087 | 60 | Varibar | [5,133,110] | [30,30,100] | 0 | 20 | 100 | normal | none | 5.7221 | 2.4744 | 14.1591 | 23.3202 | 10.0844 | 235.1704 | 1.5772e-15 | 3.4359 | 34.7576 | 4.4408 | 0.33195 | 313.6107 | 1.3306 | 0.029692 | 14.1402 | 1.2445 | 40.4791 | 3.1663 | 22.9652 | 1739.2733 | 752.4678 | 0.80008 | 523.4432 | 0.34351 | 2.6922 | 2.1367 | 58.1546 | 480.1769 | 0.081549 | 57.6988 | 49.2431 | 47.2174 | 133.9829 | 61.9683 | 0.0070992 | 259.9443 | 137.3066
1f37113 | MBS | 5 | 01m_076010_393x248x546.dat | 0.0663;0.0663;0.1400 | 393;248;546 | (0.1677;69.1162;23.7382) | 60 | 5.7448 | 47 | 81.5087 | 60 | Varibar | [5,133,110] | [30,30,100] | 0 | 20 | 100 | normal | none | 5.7221 | 2.4744 | 14.1591 | 23.3202 | 10.0844 | 235.1704 | 1.0242e-15 | 7.6098 | 75.9975 | 8.5186 | 0.8743 | 520.0624 | 3.8774 | 0.15412 | 30.4843 | 3.398 | 73.1229 | 7.7817 | 44.6022 | 3941.7456 | 1355.5426 | 2.2653 | 785.2734 | 1.0348 | 6.7751 | 5.9664 | 108.4493 | 744.9089 | 0.24566 | 111.6718 | 97.0704 | 77.9021 | 196.8224 | 72.7851 | 0.090005 | 520.6393 | 281.1836
1f37113 | MBS | 5 | 01m_076010_393x248x546.dat | 0.0663;0.0663;0.1400 | 393;248;546 | (0.1677;69.1162;23.7382) | 60 | 6.3535 | 49 | 81.5087 | 60 | Varibar | [5,133,110] | [30,30,100] | 0 | 20 | 100 | normal | none | 5.7221 | 2.4744 | 14.1591 | 23.3202 | 10.0844 | 235.1704 | 9.7789e-16 | 8.8107 | 82.8878 | 9.6747 | 1.0339 | 550.1348 | 4.8594 | 0.22964 | 33.2175 | 3.8357 | 73.3591 | 8.63 | 47.6312 | 4374.2243 | 1457.6316 | 2.6982 | 815.7685 | 1.1902 | 7.8252 | 6.4083 | 115.8211 | 774.2914 | 0.28529 | 120.0708 | 104.5876 | 82.2345 | 204.1535 | 73.9138 | 0.057896 | 568.2934 | 307.4607
1f37113 | MBS | 5 | 01m_076010_393x248x546.dat | 0.0663;0.0663;0.1400 | 393;248;546 | (0.1677;69.1162;23.7382) | 80 | 2.9 | 44 | 81.5087 | 60 | Varibar | [5,133,110] | [30,30,100] | 0 | 20 | 100 | normal | none | 5.7221 | 2.4744 | 14.1591 | 23.3202 | 10.0844 | 235.1704 | 1.4122e-15 | 5.0166 | 45.9765 | 5.2837 | 0.54808 | 365.1534 | 1.817 | 0.079592 | 18.3749 | 1.9409 | 51.6839 | 4.56 | 28.0973 | 2398.667 | 905.1119 | 1.3576 | 578.0622 | 0.57723 | 3.8972 | 3.4057 | 69.2295 | 537.4943 | 0.15768 | 71.888 | 61.7069 | 54.2381 | 146.9281 | 64.1315 | 0.0585 | 333.3113 | 178.2444
1f37113 | MBS | 5 | 01m_076010_393x248x546.dat | 0.0663;0.0663;0.1400 | 393;248;546 | (0.1677;69.1162;23.7382) | 80 | 7.702 | 57 | 81.5087 | 60 | Varibar | [5,133,110] | [30,30,100] | 0 | 20 | 100 | normal | none | 5.7221 | 2.4744 | 14.1591 | 23.3202 | 10.0844 | 235.1704 | 9.4403e-16 | 11.7084 | 94.6033 | 11.7221 | 1.5004 | 582.8125 | 6.0103 | 0.26786 | 37.0922 | 4.8821 | 84.3208 | 10.2573 | 51.3132 | 5134.4995 | 1575.5925 | 3.6775 | 846.8942 | 1.5925 | 9.3438 | 8.1848 | 121.9458 | 787.8175 | 0.49895 | 134.4427 | 116.5601 | 85.4443 | 211.449 | 74.8627 | 0.54462 | 642.9593 | 350.6883
1f37113 | MBS | 5 | 01m_076010_393x248x546.dat | 0.0663;0.0663;0.1400 | 393;248;546 | (0.1677;69.1162;23.7382) | 80 | 8.502 | 60 | 81.5087 | 60 | Varibar | [5,133,110] | [30,30,100] | 0 | 20 | 100 | normal | none | 5.7221 | 2.4744 | 14.1591 | 23.3202 | 10.0844 | 235.1704 | 9.207e-16 | 12.6567 | 100.4096 | 11.6531 | 1.6409 | 600.2724 | 6.2842 | 0.19183 | 38.7825 | 5.3493 | 91.2372 | 11.0438 | 53.2215 | 5498.8671 | 1639.0812 | 3.9935 | 868.0364 | 1.7644 | 10.2044 | 8.8128 | 125.383 | 799.0019 | 0.52123 | 141.569 | 122.6963 | 87.7445 | 216.1884 | 75.4536 | 0.14916 | 679.6173 | 371.6404
1f37113 | MBS | 6 | 01m_076010_393x248x546.dat | 0.0663;0.0663;0.1400 | 393;248;546 | (0.1677;69.1162;23.7226) | 110 | 3.9 | 52 | 81.5087 | 60 | Varibar | [5] | [0] | 0 | 10 | 100 | normal | none | 5.7221 | 8.6242 | 49.3488 | 23.3202 | 35.1474 | 819.6433 | 4.7037e-16 | 225.9507 | 586.9019 | 535.4954 | 13.5621 | 616.1981 | 63.2845 | 1.1539 | 595.4272 | 53.8918 | 722.1152 | 189.2666 | 721.6262 | 736.7845 | 672.1968 | 37.4706 | 766.6973 | 15.1558 | 125.7164 | 141.6529 | 639.499 | 848.7394 | 3.5145 | 394.3106 | 381.1627 | 161.3865 | 298.0002 | 234.035 | 1.6937 | 362.9217 | 351.2607
1f37113 | MBS | 6 | 01m_076010_393x248x546.dat | 0.0663;0.0663;0.1400 | 393;248;546 | (0.1677;69.1162;23.7226) | 110 | 7.85 | 62 | 81.5087 | 60 | Varibar | [5] | [0] | 0 | 10 | 100 | normal | none | 5.7221 | 8.6242 | 49.3488 | 23.3202 | 35.1474 | 819.6433 | 3.7567e-16 | 325.0165 | 814.8838 | 628.7113 | 22.3859 | 851.5912 | 93.6851 | 2.3133 | 792.7369 | 83.5221 | 844.4573 | 258.3921 | 896.2843 | 959.0782 | 848.2638 | 59.9297 | 983.1417 | 24.8011 | 193.0188 | 207.0869 | 851.2185 | 1094.6216 | 6.0643 | 545.985 | 524.8465 | 209.7588 | 379.7935 | 258.2918 | 3.725 | 485.3778 | 453.0227
1f37113 | MBS | 6 | 01m_076010_393x248x546.dat | 0.0663;0.0663;0.1400 | 393;248;546 | (0.1677;69.1162;23.7226) | 110 | 9.9905 | 69 | 81.5087 | 60 | Varibar | [5] | [0] | 0 | 10 | 100 | normal | none | 5.7221 | 8.6242 | 49.3488 | 23.3202 | 35.1474 | 819.6433 | 3.6326e-16 | 354.3495 | 879.5421 | 662.8912 | 25.9538 | 912.9344 | 109.4404 | 2.5219 | 834.863 | 94.4868 | 894.5177 | 274.8824 | 928.0202 | 1008.5967 | 892.0952 | 67.8362 | 1037.0338 | 29.1942 | 215.4754 | 231.7064 | 899.9409 | 1140.7069 | 7.2665 | 594.6728 | 567.0715 | 223.0803 | 400.4394 | 263.496 | 4.5728 | 516.5823 | 480.1105
1f37113 | MBS | 6 | 01m_076010_393x248x546.dat | 0.0663;0.0663;0.1400 | 393;248;546 | (0.1677;69.1162;23.7226) | 60 | 2.5 | 38 | 81.5087 | 60 | Varibar | [5] | [0] | 0 | 10 | 100 | normal | none | 5.7221 | 8.6242 | 49.3488 | 23.3202 | 35.1474 | 819.6433 | 5.8768e-16 | 150.7638 | 403.093 | 449.9382 | 6.0968 | 442.8935 | 33.3787 | 0.3537 | 442.1448 | 28.7282 | 617.9205 | 133.2101 | 590.4907 | 566.5151 | 538.881 | 17.8447 | 595.4424 | 6.7264 | 70.2439 | 87.1681 | 474.2201 | 665.4634 | 1.415 | 268.8524 | 262.8019 | 125.2101 | 233.1158 | 215.2138 | 0.56572 | 269.0119 | 270.0449
1f37113 | MBS | 6 | 01m_076010_393x248x546.dat | 0.0663;0.0663;0.1400 | 393;248;546 | (0.1677;69.1162;23.7226) | 60 | 5.7448 | 47 | 81.5087 | 60 | Varibar | [5] | [0] | 0 | 10 | 100 | normal | none | 5.7221 | 8.6242 | 49.3488 | 23.3202 | 35.1474 | 819.6433 | 3.8159e-16 | 287.5895 | 740.4105 | 576.1224 | 16.4411 | 759.0695 | 82.4324 | 1.1997 | 751.889 | 68.4853 | 806.9487 | 241.4688 | 882.0826 | 908.7345 | 801.4978 | 45.8324 | 922.9908 | 18.0596 | 157.2386 | 178.2405 | 804.7212 | 1068.6462 | 4.1356 | 480.2154 | 472.0015 | 194.4299 | 357.7796 | 254.3766 | 1.7588 | 447.9453 | 422.6389
1f37113 | MBS | 6 | 01m_076010_393x248x546.dat | 0.0663;0.0663;0.1400 | 393;248;546 | (0.1677;69.1162;23.7226) | 60 | 6.3535 | 49 | 81.5087 | 60 | Varibar | [5] | [0] | 0 | 10 | 100 | normal | none | 5.7221 | 8.6242 | 49.3488 | 23.3202 | 35.1474 | 819.6433 | 3.6433e-16 | 311.0074 | 786.4801 | 593.5792 | 18.3368 | 804.7052 | 83.4156 | 1.4705 | 789.6091 | 75.2363 | 803.1407 | 255.956 | 912.4366 | 950.1769 | 832.6468 | 51.1923 | 965.3828 | 20.3773 | 171.7169 | 190.9576 | 843.5709 | 1116.9478 | 4.6054 | 511.8946 | 503.1492 | 202.547 | 373.3978 | 258.9459 | 2.4214 | 471.1255 | 442.1643
1f37113 | MBS | 6 | 01m_076010_393x248x546.dat | 0.0663;0.0663;0.1400 | 393;248;546 | (0.1677;69.1162;23.7226) | 80 | 2.9 | 44 | 81.5087 | 60 | Varibar | [5] | [0] | 0 | 10 | 100 | normal | none | 5.7221 | 8.6242 | 49.3488 | 23.3202 | 35.1474 | 819.6433 | 5.2616e-16 | 181.8726 | 481.1087 | 481.1277 | 9.4602 | 515.9461 | 46.9477 | 0.70868 | 507.7166 | 39.756 | 664.3611 | 157.8665 | 646.0017 | 635.7196 | 592.0066 | 26.5072 | 666.6038 | 10.6099 | 93.3234 | 111.3122 | 545.3668 | 748.7271 | 2.264 | 322.291 | 314.4671 | 139.9215 | 260.5858 | 223.1617 | 0.89899 | 308.3993 | 304.1243
1f37113 | MBS | 6 | 01m_076010_393x248x546.dat | 0.0663;0.0663;0.1400 | 393;248;546 | (0.1677;69.1162;23.7226) | 80 | 7.702 | 57 | 81.5087 | 60 | Varibar | [5] | [0] | 0 | 10 | 100 | normal | none | 5.7221 | 8.6242 | 49.3488 | 23.3202 | 35.1474 | 819.6433 | 3.5168e-16 | 335.7032 | 842.8409 | 631.825 | 22.8102 | 864.878 | 93.915 | 1.9811 | 825.979 | 87.3949 | 824.1023 | 271.3464 | 931.8139 | 1000.7687 | 869.0579 | 61.4963 | 1013.3654 | 25.654 | 196.6335 | 213.2452 | 882.2518 | 1152.7252 | 5.5337 | 562.0823 | 547.3072 | 213.8439 | 391.2682 | 263.0117 | 3.003 | 499.5722 | 467.4006
1f37113 | MBS | 6 | 01m_076010_393x248x546.dat | 0.0663;0.0663;0.1400 | 393;248;546 | (0.1677;69.1162;23.7226) | 80 | 8.502 | 60 | 81.5087 | 60 | Varibar | [5] | [0] | 0 | 10 | 100 | normal | none | 5.7221 | 8.6242 | 49.3488 | 23.3202 | 35.1474 | 819.6433 | 3.4297e-16 | 353.7603 | 875.7266 | 646.7869 | 25.0539 | 899.1688 | 105.0551 | 1.4338 | 846.6864 | 92.6955 | 844.004 | 281.1976 | 948.5314 | 1031.0161 | 893.8622 | 65.8858 | 1044.2242 | 27.6387 | 208.1013 | 224.9919 | 908.878 | 1171.0566 | 6.6329 | 587.443 | 570.7045 | 223.4147 | 402.0813 | 265.7056 | 3.4046 | 517.3137 | 481.2889
1f37113 | MBS | 7 | 01m_076010_393x248x546.dat | 0.0663;0.0663;0.1400 | 393;248;546 | (0.1677;69.1162;23.7382) | 110 | 3.9 | 52 | 81.5087 | 60 | Varibar | [5,133] | [30,30] | 0 | 10 | 100 | normal | none | 5.7221 | 2.4744 | 14.1591 | 23.3202 | 10.0844 | 235.1704 | 1.2626e-15 | 7.7635 | 61.1636 | 7.088 | 0.89231 | 426.7269 | 3.7023 | 0.061233 | 24.7021 | 3.2638 | 65.3242 | 6.5792 | 35.8398 | 251.4724 | 1084.6976 | 2.3596 | 657.0282 | 0.98538 | 6.201 | 5.3898 | 86.6491 | 603.9378 | 0.27276 | 91.9976 | 78.8079 | 63.5985 | 166.2057 | 67.2072 | 0.21841 | 196.0067 | 83.6032
1f37113 | MBS | 7 | 01m_076010_393x248x546.dat | 0.0663;0.0663;0.1400 | 393;248;546 | (0.1677;69.1162;23.7382) | 110 | 7.85 | 62 | 81.5087 | 60 | Varibar | [5,133] | [30,30] | 0 | 10 | 100 | normal | none | 5.7221 | 2.4744 | 14.1591 | 23.3202 | 10.0844 | 235.1704 | 1.0084e-15 | 12.0112 | 92.4032 | 11.5887 | 1.5988 | 572.6324 | 5.5803 | 0.16926 | 37.047 | 5.2843 | 82.1126 | 10.4235 | 50.3929 | 326.3997 | 1486.1231 | 3.8553 | 826.5804 | 1.7455 | 9.9475 | 8.4785 | 119.11 | 756.5483 | 0.56736 | 132.4343 | 113.602 | 83.8249 | 206.5766 | 73.7904 | 0.27317 | 263.95 | 111.048
1f37113 | MBS | 7 | 01m_076010_393x248x546.dat | 0.0663;0.0663;0.1400 | 393;248;546 | (0.1677;69.1162;23.7382) | 110 | 9.9905 | 69 | 81.5087 | 60 | Varibar | [5,133] | [30,30] | 0 | 10 | 100 | normal | none | 5.7221 | 2.4744 | 14.1591 | 23.3202 | 10.0844 | 235.1704 | 9.7506e-16 | 14.1889 | 103.5833 | 12.792 | 1.9648 | 613.9209 | 6.5311 | 0.081092 | 41.0118 | 6.2536 | 78.9315 | 11.8577 | 54.1043 | 344.0197 | 1590.8757 | 4.4178 | 867.4026 | 2.1775 | 11.3962 | 9.9512 | 125.6948 | 777.7979 | 0.70899 | 146.3232 | 124.926 | 89.5774 | 215.7695 | 75.2126 | 0.40549 | 282.0452 | 117.9548
1f37113 | MBS | 7 | 01m_076010_393x248x546.dat | 0.0663;0.0663;0.1400 | 393;248;546 | (0.1677;69.1162;23.7382) | 60 | 2.5 | 38 | 81.5087 | 60 | Varibar | [5,133] | [30,30] | 0 | 10 | 100 | normal | none | 5.7221 | 2.4744 | 14.1591 | 23.3202 | 10.0844 | 235.1704 | 1.5772e-15 | 3.6575 | 34.8685 | 4.6225 | 0.34578 | 313.9467 | 1.3256 | 0.029692 | 14.8515 | 1.3393 | 40.4987 | 3.2743 | 24.0304 | 197.5386 | 752.9116 | 0.85816 | 525.2501 | 0.36152 | 2.9041 | 2.3597 | 60.6571 | 489.2435 | 0.081555 | 58.262 | 49.7847 | 47.5477 | 134.77 | 62.1153 | 0.0070992 | 141.7967 | 62.0981
1f37113 | MBS | 7 | 01m_076010_393x248x546.dat | 0.0663;0.0663;0.1400 | 393;248;546 | (0.1677;69.1162;23.7382) | 60 | 5.7448 | 47 | 81.5087 | 60 | Varibar | [5,133] | [30,30] | 0 | 10 | 100 | normal | none | 5.7221 | 2.4744 | 14.1591 | 23.3202 | 10.0844 | 235.1704 | 1.0242e-15 | 8.4898 | 76.2992 | 8.8428 | 0.89611 | 520.5799 | 4.0285 | 0.15412 | 32.1315 | 3.69 | 73.371 | 8.0635 | 46.5765 | 312.5178 | 1356.9095 | 2.4454 | 788.3784 | 1.0941 | 7.261 | 6.5814 | 112.1694 | 754.8487 | 0.25447 | 112.7814 | 98.1752 | 78.4126 | 198.0512 | 73.0729 | 0.090005 | 242.315 | 103.5581
1f37113 | MBS | 7 | 01m_076010_393x248x546.dat | 0.0663;0.0663;0.1400 | 393;248;546 | (0.1677;69.1162;23.7382) | 60 | 6.3535 | 49 | 81.5087 | 60 | Varibar | [5,133] | [30,30] | 0 | 10 | 100 | normal | none | 5.7221 | 2.4744 | 14.1591 | 23.3202 | 10.0844 | 235.1704 | 9.7789e-16 | 9.7235 | 83.2325 | 9.9157 | 1.0817 | 550.8813 | 5.0575 | 0.22964 | 35.0572 | 4.1417 | 72.99 | 8.9595 | 49.7777 | 328.2074 | 1459.7791 | 2.9048 | 819.0818 | 1.2467 | 8.3741 | 6.9422 | 119.8093 | 782.9938 | 0.29798 | 121.2807 | 105.7998 | 82.6676 | 205.4229 | 74.2144 | 0.06553 | 258.0461 | 109.3053
1f37113 | MBS | 7 | 01m_076010_393x248x546.dat | 0.0663;0.0663;0.1400 | 393;248;546 | (0.1677;69.1162;23.7382) | 80 | 2.9 | 44 | 81.5087 | 60 | Varibar | [5,133] | [30,30] | 0 | 10 | 100 | normal | none | 5.7221 | 2.4744 | 14.1591 | 23.3202 | 10.0844 | 235.1704 | 1.4122e-15 | 5.488 | 46.1514 | 5.4091 | 0.56289 | 365.904 | 1.8475 | 0.079592 | 19.2196 | 2.0872 | 51.783 | 4.725 | 29.328 | 220.344 | 905.8909 | 1.4201 | 579.9174 | 0.61151 | 4.221 | 3.7579 | 72.1073 | 545.7297 | 0.16067 | 72.5859 | 62.387 | 54.5984 | 147.7643 | 64.3016 | 0.0585 | 166.3564 | 71.7323
1f37113 | MBS | 7 | 01m_076010_393x248x546.dat | 0.0663;0.0663;0.1400 | 393;248;546 | (0.1677;69.1162;23.7382) | 80 | 7.702 | 57 | 81.5087 | 60 | Varibar | [5,133] | [30,30] | 0 | 10 | 100 | normal | none | 5.7221 | 2.4744 | 14.1591 | 23.3202 | 10.0844 | 235.1704 | 9.4403e-16 | 12.6204 | 95.0101 | 11.9637 | 1.5606 | 583.8506 | 6.2758 | 0.32709 | 39.0678 | 5.2678 | 84.3049 | 10.6872 | 53.4784 | 336.1031 | 1577.923 | 3.8972 | 849.8708 | 1.6661 | 10.0534 | 8.863 | 125.5156 | 795.7516 | 0.51704 | 135.7483 | 117.8712 | 86.0071 | 212.6452 | 75.1775 | 0.63673 | 274.897 | 115.5091
1f37113 | MBS | 7 | 01m_076010_393x248x546.dat | 0.0663;0.0663;0.1400 | 393;248;546 | (0.1677;69.1162;23.7382) | 80 | 8.502 | 60 | 81.5087 | 60 | Varibar | [5,133] | [30,30] | 0 | 10 | 100 | normal | none | 5.7221 | 2.4744 | 14.1591 | 23.3202 | 10.0844 | 235.1704 | 9.207e-16 | 13.6831 | 100.8473 | 12.2689 | 1.7382 | 600.9132 | 6.5143 | 0.20262 | 40.9015 | 5.7665 | 91.4251 | 11.5076 | 55.4926 | 345.2052 | 1641.6879 | 4.2075 | 871.1753 | 1.8448 | 10.9938 | 9.5835 | 129.1954 | 805.7793 | 0.54942 | 142.9289 | 124.0595 | 88.3165 | 217.3868 | 75.7576 | 0.14916 | 284.2185 | 119.004
1f37113 | MBS | 8 | 01m_076010_393x248x546.dat | 0.0663;0.0663;0.1400 | 393;248;546 | (0.1677;69.1162;23.7382) | 110 | 3.9 | 52 | 81.5087 | 60 | Varibar | [5,133,110] | [30,30,100] | 0 | 20 | 100 | normal | none | 5.7221 | 2.4744 | 14.1591 | 23.3202 | 10.0844 | 235.1704 | 1.2626e-15 | 7.1651 | 60.9276 | 7.0254 | 0.85952 | 426.1567 | 3.6237 | 0.061233 | 23.6994 | 3.0277 | 64.4783 | 6.3359 | 34.4149 | 3161.3451 | 1083.5888 | 2.247 | 655.0718 | 0.94387 | 5.7889 | 4.9049 | 83.9324 | 598.4094 | 0.25697 | 91.1474 | 77.9752 | 63.1799 | 165.3181 | 67.0039 | 0.15558 | 419.1997 | 226.1748
1f37113 | MBS | 8 | 01m_076010_393x248x546.dat | 0.0663;0.0663;0.1400 | 393;248;546 | (0.1677;69.1162;23.7382) | 110 | 7.85 | 62 | 81.5087 | 60 | Varibar | [5,133,110] | [30,30,100] | 0 | 20 | 100 | normal | none | 5.7221 | 2.4744 | 14.1591 | 23.3202 | 10.0844 | 235.1704 | 1.0084e-15 | 11.1107 | 92.0393 | 11.3071 | 1.5392 | 571.8986 | 5.2291 | 0.16926 | 35.3016 | 4.9103 | 82.4657 | 10.0238 | 48.5048 | 4802.282 | 1484.5364 | 3.6837 | 824.1111 | 1.6692 | 9.298 | 7.949 | 115.2524 | 748.6744 | 0.53885 | 131.2442 | 112.4203 | 83.3854 | 205.5166 | 73.5202 | 0.38914 | 607.338 | 330.4411
1f37113 | MBS | 8 | 01m_076010_393x248x546.dat | 0.0663;0.0663;0.1400 | 393;248;546 | (0.1677;69.1162;23.7382) | 110 | 9.9905 | 69 | 81.5087 | 60 | Varibar | [5,133,110] | [30,30,100] | 0 | 20 | 100 | normal | none | 5.7221 | 2.4744 | 14.1591 | 23.3202 | 10.0844 | 235.1704 | 9.7506e-16 | 12.8433 | 103.1628 | 12.5685 | 1.8648 | 612.3928 | 6.0886 | 0.071517 | 39.1124 | 5.8282 | 78.5808 | 11.4075 | 52.087 | 5367.5645 | 1588.8245 | 4.2185 | 864.9617 | 2.0832 | 10.6445 | 9.2261 | 122.0129 | 776.2185 | 0.68542 | 145.0489 | 123.6617 | 89.1277 | 214.7352 | 74.9136 | 0.39972 | 667.3493 | 364.4851
1f37113 | MBS | 8 | 01m_076010_393x248x546.dat | 0.0663;0.0663;0.1400 | 393;248;546 | (0.1677;69.1162;23.7382) | 60 | 2.5 | 38 | 81.5087 | 60 | Varibar | [5,133,110] | [30,30,100] | 0 | 20 | 100 | normal | none | 5.7221 | 2.4744 | 14.1591 | 23.3202 | 10.0844 | 235.1704 | 1.5772e-15 | 3.4359 | 34.7576 | 4.4408 | 0.33195 | 313.6107 | 1.3306 | 0.029692 | 14.1402 | 1.2445 | 40.4791 | 3.1663 | 22.9652 | 1739.2733 | 752.4678 | 0.80008 | 523.4432 | 0.34351 | 2.6922 | 2.1367 | 58.1546 | 480.1769 | 0.081549 | 57.6988 | 49.2431 | 47.2174 | 133.9829 | 61.9683 | 0.0070992 | 259.9443 | 137.3066
1f37113 | MBS | 8 | 01m_076010_393x248x546.dat | 0.0663;0.0663;0.1400 | 393;248;546 | (0.1677;69.1162;23.7382) | 60 | 5.7448 | 47 | 81.5087 | 60 | Varibar | [5,133,110] | [30,30,100] | 0 | 20 | 100 | normal | none | 5.7221 | 2.4744 | 14.1591 | 23.3202 | 10.0844 | 235.1704 | 1.0242e-15 | 7.6098 | 75.9975 | 8.5186 | 0.8743 | 520.0624 | 3.8774 | 0.15412 | 30.4843 | 3.398 | 73.1229 | 7.7817 | 44.6022 | 3941.7456 | 1355.5426 | 2.2653 | 785.2734 | 1.0348 | 6.7751 | 5.9664 | 108.4493 | 744.9089 | 0.24566 | 111.6718 | 97.0704 | 77.9021 | 196.8224 | 72.7851 | 0.090005 | 520.6393 | 281.1836
1f37113 | MBS | 8 | 01m_076010_393x248x546.dat | 0.0663;0.0663;0.1400 | 393;248;546 | (0.1677;69.1162;23.7382) | 60 | 6.3535 | 49 | 81.5087 | 60 | Varibar | [5,133,110] | [30,30,100] | 0 | 20 | 100 | normal | none | 5.7221 | 2.4744 | 14.1591 | 23.3202 | 10.0844 | 235.1704 | 9.7789e-16 | 8.8107 | 82.8878 | 9.6747 | 1.0339 | 550.1348 | 4.8594 | 0.22964 | 33.2175 | 3.8357 | 73.3591 | 8.63 | 47.6312 | 4374.2243 | 1457.6316 | 2.6982 | 815.7685 | 1.1902 | 7.8252 | 6.4083 | 115.8211 | 774.2914 | 0.28529 | 120.0708 | 104.5876 | 82.2345 | 204.1535 | 73.9138 | 0.057896 | 568.2934 | 307.4607
1f37113 | MBS | 8 | 01m_076010_393x248x546.dat | 0.0663;0.0663;0.1400 | 393;248;546 | (0.1677;69.1162;23.7382) | 80 | 2.9 | 44 | 81.5087 | 60 | Varibar | [5,133,110] | [30,30,100] | 0 | 20 | 100 | normal | none | 5.7221 | 2.4744 | 14.1591 | 23.3202 | 10.0844 | 235.1704 | 1.4122e-15 | 5.0166 | 45.9765 | 5.2837 | 0.54808 | 365.1534 | 1.817 | 0.079592 | 18.3749 | 1.9409 | 51.6839 | 4.56 | 28.0973 | 2398.667 | 905.1119 | 1.3576 | 578.0622 | 0.57723 | 3.8972 | 3.4057 | 69.2295 | 537.4943 | 0.15768 | 71.888 | 61.7069 | 54.2381 | 146.9281 | 64.1315 | 0.0585 | 333.3113 | 178.2444
1f37113 | MBS | 8 | 01m_076010_393x248x546.dat | 0.0663;0.0663;0.1400 | 393;248;546 | (0.1677;69.1162;23.7382) | 80 | 7.702 | 57 | 81.5087 | 60 | Varibar | [5,133,110] | [30,30,100] | 0 | 20 | 100 | normal | none | 5.7221 | 2.4744 | 14.1591 | 23.3202 | 10.0844 | 235.1704 | 9.4403e-16 | 11.7084 | 94.6033 | 11.7221 | 1.5004 | 582.8125 | 6.0103 | 0.26786 | 37.0922 | 4.8821 | 84.3208 | 10.2573 | 51.3132 | 5134.4995 | 1575.5925 | 3.6775 | 846.8942 | 1.5925 | 9.3438 | 8.1848 | 121.9458 | 787.8175 | 0.49895 | 134.4427 | 116.5601 | 85.4443 | 211.449 | 74.8627 | 0.54462 | 642.9593 | 350.6883
1f37113 | MBS | 8 | 01m_076010_393x248x546.dat | 0.0663;0.0663;0.1400 | 393;248;546 | (0.1677;69.1162;23.7382) | 80 | 8.502 | 60 | 81.5087 | 60 | Varibar | [5,133,110] | [30,30,100] | 0 | 20 | 100 | normal | none | 5.7221 | 2.4744 | 14.1591 | 23.3202 | 10.0844 | 235.1704 | 9.207e-16 | 12.6567 | 100.4096 | 11.6531 | 1.6409 | 600.2724 | 6.2842 | 0.19183 | 38.7825 | 5.3493 | 91.2372 | 11.0438 | 53.2215 | 5498.8671 | 1639.0812 | 3.9935 | 868.0364 | 1.7644 | 10.2044 | 8.8128 | 125.383 | 799.0019 | 0.52123 | 141.569 | 122.6963 | 87.7445 | 216.1884 | 75.4536 | 0.14916 | 679.6173 | 371.6404
1f37113 | MBS | 1 | 05f_109019_419x230x572.dat | 0.0850;0.0850;0.1928 | 419;230;572 | (0.1925;73.4725;37.2187) | 110 | 3.9 | 52 | 87.015 | 60 | Varibar | [5] | [0] | 0 | 10 | 100 | normal | none | 6.3767 | 9.9022 | 63.144 | 27.7436 | 43.0822 | 1195.2548 | 3.6668e-16 | 81.4835 | 461.2251 | 438.0984 | 6.0113 | 514.1056 | 36.3537 | 2.0321 | 368.2274 | 27.1431 | 613.0487 | 145.8319 | 540.0686 | 481.8428 | 654.7204 | 23.6795 | 673.129 | 7.1963 | 55.6323 | 59.8949 | 412.5172 | 859.6426 | 0.88021 | 236.9456 | 274.3417 | 125.7601 | 142.2594 | 158.2158 | 1.4432 | 260.2801 | 260.3155
1f37113 | MBS | 1 | 05f_109019_419x230x572.dat | 0.0850;0.0850;0.1928 | 419;230;572 | (0.1925;73.4725;37.2187) | 110 | 7.85 | 62 | 87.015 | 60 | Varibar | [5] | [0] | 0 | 10 | 100 | normal | none | 6.3767 | 9.9022 | 63.144 | 27.7436 | 43.0822 | 1195.2548 | 2.9287e-16 | 131.0115 | 668.1178 | 516.411 | 10.0073 | 713.4967 | 57.4628 | 3.1207 | 518.05 | 44.4194 | 713.9064 | 207.8209 | 695.7412 | 660.64 | 797.9376 | 39.0381 | 851.2723 | 12.0881 | 90.8261 | 95.661 | 580.2282 | 1044.0899 | 1.9532 | 340.5867 | 398.2898 | 165.2508 | 182.4882 | 174.7217 | 2.2864 | 354.2928 | 339.2778
1f37113 | MBS | 1 | 05f_109019_419x230x572.dat | 0.0850;0.0850;0.1928 | 419;230;572 | (0.1925;73.4725;37.2187) | 110 | 9.9905 | 69 | 87.015 | 60 | Varibar | [5] | [0] | 0 | 10 | 100 | normal | none | 6.3767 | 9.9022 | 63.144 | 27.7436 | 43.0822 | 1195.2548 | 2.8319e-16 | 145.0602 | 735.1532 | 549.202 | 12.2637 | 789.3212 | 65.7609 | 4.3236 | 561.9142 | 52.2754 | 770.5707 | 226.4854 | 730.9158 | 710.5409 | 844.9371 | 46.8903 | 899.776 | 14.7303 | 105.7089 | 111.4965 | 624.9102 | 1077.1111 | 2.3833 | 379.7372 | 442.1639 | 177.241 | 193.9107 | 178.8775 | 2.2289 | 384.9471 | 363.7939
1f37113 | MBS | 1 | 05f_109019_419x230x572.dat | 0.0850;0.0850;0.1928 | 419;230;572 | (0.1925;73.4725;37.2187) | 60 | 2.5 | 38 | 87.015 | 60 | Varibar | [5] | [0] | 0 | 10 | 100 | normal | none | 6.3767 | 9.9022 | 63.144 | 27.7436 | 43.0822 | 1195.2548 | 4.5811e-16 | 40.1691 | 290.7577 | 364.5604 | 2.2804 | 353.4278 | 17.3378 | 0.3672 | 246.4892 | 11.8204 | 527.3367 | 94.5115 | 419.5249 | 334.3277 | 540.1501 | 9.4575 | 527.555 | 2.5893 | 24.328 | 28.2179 | 280.7165 | 705.3275 | 0.33987 | 149.7338 | 169.6943 | 92.6299 | 109.8436 | 144.9825 | 0.402 | 183.8615 | 194.521
1f37113 | MBS | 1 | 05f_109019_419x230x572.dat | 0.0850;0.0850;0.1928 | 419;230;572 | (0.1925;73.4725;37.2187) | 60 | 5.7448 | 47 | 87.015 | 60 | Varibar | [5] | [0] | 0 | 10 | 100 | normal | none | 6.3767 | 9.9022 | 63.144 | 27.7436 | 43.0822 | 1195.2548 | 2.9745e-16 | 100.7676 | 578.9604 | 474.7402 | 6.4469 | 617.0849 | 45.1106 | 1.2897 | 465.3267 | 31.4443 | 665.4633 | 184.796 | 664.0176 | 597.1149 | 743.6621 | 26.9218 | 799.7057 | 7.5425 | 64.667 | 71.0345 | 521.9419 | 1030.5032 | 1.1237 | 280.952 | 333.6575 | 150.5141 | 168.9737 | 170.3796 | 0.90517 | 314.3733 | 308.8595
1f37113 | MBS | 1 | 05f_109019_419x230x572.dat | 0.0850;0.0850;0.1928 | 419;230;572 | (0.1925;73.4725;37.2187) | 60 | 6.3535 | 49 | 87.015 | 60 | Varibar | [5] | [0] | 0 | 10 | 100 | normal | none | 6.3767 | 9.9022 | 63.144 | 27.7436 | 43.0822 | 1195.2548 | 2.8401e-16 | 106.9858 | 622.0563 | 490.7579 | 7.6346 | 651.7384 | 51.1602 | 2.3963 | 494.9831 | 35.4882 | 683.0401 | 198.0672 | 693.3919 | 631.0701 | 775.5722 | 30.4807 | 833.4575 | 8.6722 | 72.7123 | 79.4832 | 554.1713 | 1068.4847 | 1.2681 | 301.94 | 360.6465 | 157.1851 | 176.8438 | 173.648 | 1.2313 | 332.2037 | 324.6948
1f37113 | MBS | 1 | 05f_109019_419x230x572.dat | 0.0850;0.0850;0.1928 | 419;230;572 | (0.1925;73.4725;37.2187) | 80 | 2.9 | 44 | 87.015 | 60 | Varibar | [5] | [0] | 0 | 10 | 100 | normal | none | 6.3767 | 9.9022 | 63.144 | 27.7436 | 43.0822 | 1195.2548 | 4.1016e-16 | 57.8045 | 363.1035 | 392.6043 | 3.7995 | 420.0814 | 25.4999 | 1.2224 | 298.1286 | 18.1028 | 558.3207 | 116.7646 | 470.3303 | 397.4804 | 582.3114 | 15.0856 | 589.3574 | 4.4763 | 37.3173 | 41.4449 | 336.309 | 761.1203 | 0.65309 | 185.7777 | 214.5677 | 107.1588 | 123.3716 | 150.5738 | 0.82965 | 215.5573 | 221.4562
1f37113 | MBS | 1 | 05f_109019_419x230x572.dat | 0.0850;0.0850;0.1928 | 419;230;572 | (0.1925;73.4725;37.2187) | 80 | 7.702 | 57 | 87.015 | 60 | Varibar | [5] | [0] | 0 | 10 | 100 | normal | none | 6.3767 | 9.9022 | 63.144 | 27.7436 | 43.0822 | 1195.2548 | 2.7415e-16 | 129.388 | 686.5532 | 517.8512 | 9.8573 | 722.3362 | 60.5722 | 2.5581 | 534.4114 | 44.9531 | 714.0197 | 216.5659 | 720.2571 | 679.878 | 814.6937 | 39.7444 | 873.785 | 11.8825 | 90.6249 | 95.7935 | 596.7125 | 1097.8577 | 1.7107 | 343.1963 | 409.2881 | 169.1559 | 187.2008 | 177.1912 | 2.279 | 361.8201 | 347.3664
1f37113 | MBS | 1 | 05f_109019_419x230x572.dat | 0.0850;0.0850;0.1928 | 419;230;572 | (0.1925;73.4725;37.2187) | 80 | 8.502 | 60 | 87.015 | 60 | Varibar | [5] | [0] | 0 | 10 | 100 | normal | none | 6.3767 | 9.9022 | 63.144 | 27.7436 | 43.0822 | 1195.2548 | 2.6737e-16 | 142.3725 | 719.8666 | 531.8119 | 10.6209 | 753.4531 | 64.6634 | 2.9669 | 557.3945 | 48.7267 | 738.7917 | 226.4698 | 739.0536 | 705.0182 | 837.9805 | 42.0617 | 899.1694 | 13.11 | 98.0892 | 103 | 619.2566 | 1113.3677 | 1.8959 | 362.2803 | 432.4857 | 175.3846 | 193.0147 | 179.3126 | 2.4842 | 376.5588 | 359.2148
1f37113 | MBS | 2 | 05f_109019_419x230x572.dat | 0.0850;0.0850;0.1928 | 419;230;572 | (0.1925;73.4725;38.8236) | 110 | 3.9 | 52 | 87.015 | 60 | Varibar | [5] | [0] | 0 | 10 | 100 | normal | none | 6.3767 | 3.0101 | 19.1949 | 27.7436 | 13.0964 | 363.3414 | 9.9221e-16 | 2.8001 | 81.3843 | 5.3999 | 0.30983 | 383.7508 | 1.5178 | 0.057305 | 11.0521 | 1.1043 | 54.2095 | 3.2481 | 29.249 | 145.6249 | 611.0321 | 1.0904 | 604.1989 | 0.32019 | 2.5203 | 2.2075 | 44.8667 | 708.5119 | 0.09513 | 66.3642 | 69.7119 | 59.7087 | 70.5975 | 45.0901 | 0.049968 | 132.0728 | 70.58
1f37113 | MBS | 2 | 05f_109019_419x230x572.dat | 0.0850;0.0850;0.1928 | 419;230;572 | (0.1925;73.4725;38.8236) | 110 | 7.85 | 62 | 87.015 | 60 | Varibar | [5] | [0] | 0 | 10 | 100 | normal | none | 6.3767 | 3.0101 | 19.1949 | 27.7436 | 13.0964 | 363.3414 | 7.925e-16 | 4.2454 | 124.8548 | 7.8781 | 0.5331 | 517.4028 | 2.3495 | 0.065402 | 17.4537 | 1.9143 | 84.8029 | 5.4114 | 41.8387 | 190.9535 | 736.6214 | 1.8584 | 757.2272 | 0.59932 | 4.3603 | 3.7542 | 64.2034 | 841.4925 | 0.19796 | 96.9943 | 103.0409 | 76.6105 | 88.6859 | 49.7727 | 0.17529 | 170.7598 | 90.4874
1f37113 | MBS | 2 | 05f_109019_419x230x572.dat | 0.0850;0.0850;0.1928 | 419;230;572 | (0.1925;73.4725;38.8236) | 110 | 9.9905 | 69 | 87.015 | 60 | Varibar | [5] | [0] | 0 | 10 | 100 | normal | none | 6.3767 | 3.0101 | 19.1949 | 27.7436 | 13.0964 | 363.3414 | 7.6631e-16 | 4.8901 | 141.3657 | 8.6943 | 0.64064 | 556.8111 | 2.5992 | 0.19581 | 19.9632 | 2.3874 | 87.1527 | 6.4021 | 45.5638 | 199.4493 | 775.3258 | 2.2747 | 792.7078 | 0.71919 | 5.1205 | 4.6237 | 69.1535 | 859.5867 | 0.17071 | 108.8765 | 115.3372 | 81.3402 | 93.3638 | 50.9071 | 0.14692 | 181.8859 | 95.6774
1f37113 | MBS | 2 | 05f_109019_419x230x572.dat | 0.0850;0.0850;0.1928 | 419;230;572 | (0.1925;73.4725;38.8236) | 60 | 2.5 | 38 | 87.015 | 60 | Varibar | [5] | [0] | 0 | 10 | 100 | normal | none | 6.3767 | 3.0101 | 19.1949 | 27.7436 | 13.0964 | 363.3414 | 1.2396e-15 | 0.90169 | 44.4335 | 3.1699 | 0.089734 | 276.0094 | 0.43724 | 0.046164 | 5.5932 | 0.34741 | 34.6333 | 1.3817 | 18.676 | 112.2818 | 510.9558 | 0.30534 | 488.3349 | 0.11146 | 0.98567 | 0.7784 | 29.3169 | 609.6441 | 0.016832 | 40.4942 | 41.4475 | 46.0431 | 56.2866 | 41.468 | 0.028759 | 101.1167 | 54.8125
1f37113 | MBS | 2 | 05f_109019_419x230x572.dat | 0.0850;0.0850;0.1928 | 419;230;572 | (0.1925;73.4725;38.8236) | 60 | 5.7448 | 47 | 87.015 | 60 | Varibar | [5] | [0] | 0 | 10 | 100 | normal | none | 6.3767 | 3.0101 | 19.1949 | 27.7436 | 13.0964 | 363.3414 | 8.0488e-16 | 3.0884 | 99.8384 | 6.1121 | 0.29093 | 463.9074 | 1.4589 | 0.21388 | 13.5697 | 1.0909 | 65.2283 | 3.6701 | 37.0788 | 179.6167 | 692.0407 | 1.0106 | 718.3303 | 0.31654 | 2.7824 | 2.2957 | 58.0111 | 859.4196 | 0.073678 | 78.6023 | 84.4757 | 72.061 | 83.5301 | 48.5612 | 0.089064 | 156.414 | 84.9356
1f37113 | MBS | 2 | 05f_109019_419x230x572.dat | 0.0850;0.0850;0.1928 | 419;230;572 | (0.1925;73.4725;38.8236) | 60 | 6.3535 | 49 | 87.015 | 60 | Varibar | [5] | [0] | 0 | 10 | 100 | normal | none | 6.3767 | 3.0101 | 19.1949 | 27.7436 | 13.0964 | 363.3414 | 7.6851e-16 | 3.0568 | 109.3682 | 6.5193 | 0.33986 | 487.161 | 1.5825 | 0.060746 | 14.9483 | 1.2717 | 68.5075 | 4.1574 | 39.9707 | 186.9322 | 717.762 | 1.1947 | 747.0523 | 0.35808 | 3.058 | 2.6092 | 62.1316 | 878.3967 | 0.096495 | 84.8471 | 91.7491 | 75.52 | 86.9399 | 49.4823 | 0.098757 | 163.52 | 88.5014
1f37113 | MBS | 2 | 05f_109019_419x230x572.dat | 0.0850;0.0850;0.1928 | 419;230;572 | (0.1925;73.4725;38.8236) | 80 | 2.9 | 44 | 87.015 | 60 | Varibar | [5] | [0] | 0 | 10 | 100 | normal | none | 6.3767 | 3.0101 | 19.1949 | 27.7436 | 13.0964 | 363.3414 | 1.1098e-15 | 1.4897 | 60.1148 | 3.8927 | 0.18007 | 321.1093 | 0.76451 | 0.078218 | 7.9482 | 0.66357 | 43.0452 | 2.1724 | 23.3382 | 125.427 | 555.2126 | 0.59304 | 537.2635 | 0.19836 | 1.5079 | 1.3767 | 36.0783 | 651.8508 | 0.045987 | 51.1786 | 53.5226 | 51.4957 | 62.2578 | 42.9909 | 0.053869 | 114.1694 | 61.4213
1f37113 | MBS | 2 | 05f_109019_419x230x572.dat | 0.0850;0.0850;0.1928 | 419;230;572 | (0.1925;73.4725;38.8236) | 80 | 7.702 | 57 | 87.015 | 60 | Varibar | [5] | [0] | 0 | 10 | 100 | normal | none | 6.3767 | 3.0101 | 19.1949 | 27.7436 | 13.0964 | 363.3414 | 7.419e-16 | 4.0479 | 127.0041 | 7.2984 | 0.48284 | 526.798 | 2.0036 | 0.09452 | 18.02 | 1.7591 | 87.0201 | 5.4111 | 43.9751 | 197.1701 | 750.6699 | 1.7899 | 777.4661 | 0.5267 | 4.1453 | 3.5876 | 67.6212 | 882.7097 | 0.12791 | 97.4898 | 105.4833 | 79.3616 | 91.0229 | 50.5113 | 0.087016 | 174.3961 | 93.2965
1f37113 | MBS | 2 | 05f_109019_419x230x572.dat | 0.0850;0.0850;0.1928 | 419;230;572 | (0.1925;73.4725;38.8236) | 80 | 8.502 | 60 | 87.015 | 60 | Varibar | [5] | [0] | 0 | 10 | 100 | normal | none | 6.3767 | 3.0101 | 19.1949 | 27.7436 | 13.0964 | 363.3414 | 7.2356e-16 | 4.5543 | 135.3906 | 8.1007 | 0.51766 | 547.9449 | 2.3458 | 0.1061 | 19.288 | 2.0667 | 96.4069 | 5.899 | 46.1027 | 202.4993 | 770.0694 | 2.0126 | 795.6927 | 0.59216 | 4.6114 | 3.9559 | 70.8969 | 893.2108 | 0.14058 | 103.263 | 111.8986 | 81.7698 | 93.3959 | 51.1316 | 0.14672 | 180.3796 | 96.098
1f37113 | MBS | 3 | 05f_109019_419x230x572.dat | 0.0850;0.0850;0.1928 | 419;230;572 | (0.1925;73.4725;37.2187) | 110 | 3.9 | 52 | 87.015 | 60 | Varibar | [5] | [0] | 0 | 10 | 100 | normal | none | 6.3767 | 9.9022 | 63.144 | 27.7436 | 43.0822 | 1195.2548 | 3.6668e-16 | 81.4835 | 461.2251 | 438.0984 | 6.0113 | 514.1056 | 36.3537 | 2.0321 | 368.2274 | 27.1431 | 613.0487 | 145.8319 | 540.0686 | 481.8428 | 654.7204 | 23.6795 | 673.129 | 7.1963 | 55.6323 | 59.8949 | 412.5172 | 859.6426 | 0.88021 | 236.9456 | 274.3417 | 125.7601 | 142.2594 | 158.2158 | 1.4432 | 260.2801 | 260.3155
1f37113 | MBS | 3 | 05f_109019_419x230x572.dat | 0.0850;0.0850;0.1928 | 419;230;572 | (0.1925;73.4725;37.2187) | 110 | 7.85 | 62 | 87.015 | 60 | Varibar | [5] | [0] | 0 | 10 | 100 | normal | none | 6.3767 | 9.9022 | 63.144 | 27.7436 | 43.0822 | 1195.2548 | 2.9287e-16 | 131.0115 | 668.1178 | 516.411 | 10.0073 | 713.4967 | 57.4628 | 3.1207 | 518.05 | 44.4194 | 713.9064 | 207.8209 | 695.7412 | 660.64 | 797.9376 | 39.0381 | 851.2723 | 12.0881 | 90.8261 | 95.661 | 580.2282 | 1044.0899 | 1.9532 | 340.5867 | 398.2898 | 165.2508 | 182.4882 | 174.7217 | 2.2864 | 354.2928 | 339.2778
1f37113 | MBS | 3 | 05f_109019_419x230x572.dat | 0.0850;0.0850;0.1928 | 419;230;572 | (0.1925;73.4725;37.2187) | 110 | 9.9905 | 69 | 87.015 | 60 | Varibar | [5] | [0] | 0 | 10 | 100 | normal | none | 6.3767 | 9.9022 | 63.144 | 27.7436 | 43.0822 | 1195.2548 | 2.8319e-16 | 145.0602 | 735.1532 | 549.202 | 12.2637 | 789.3212 | 65.7609 | 4.3236 | 561.9142 | 52.2754 | 770.5707 | 226.4854 | 730.9158 | 710.5409 | 844.9371 | 46.8903 | 899.776 | 14.7303 | 105.7089 | 111.4965 | 624.9102 | 1077.1111 | 2.3833 | 379.7372 | 442.1639 | 177.241 | 193.9107 | 178.8775 | 2.2289 | 384.9471 | 363.7939
1f37113 | MBS | 3 | 05f_109019_419x230x572.dat | 0.0850;0.0850;0.1928 | 419;230;572 | (0.1925;73.4725;37.2187) | 60 | 2.5 | 38 | 87.015 | 60 | Varibar | [5] | [0] | 0 | 10 | 100 | normal | none | 6.3767 | 9.9022 | 63.144 | 27.7436 | 43.0822 | 1195.2548 | 4.5811e-16 | 40.1691 | 290.7577 | 364.5604 | 2.2804 | 353.4278 | 17.3378 | 0.3672 | 246.4892 | 11.8204 | 527.3367 | 94.5115 | 419.5249 | 334.3277 | 540.1501 | 9.4575 | 527.555 | 2.5893 | 24.328 | 28.2179 | 280.7165 | 705.3275 | 0.33987 | 149.7338 | 169.6943 | 92.6299 | 109.8436 | 144.9825 | 0.402 | 183.8615 | 194.521
1f37113 | MBS | 3 | 05f_109019_419x230x572.dat | 0.0850;0.0850;0.1928 | 419;230;572 | (0.1925;73.4725;37.2187) | 60 | 5.7448 | 47 | 87.015 | 60 | Varibar | [5] | [0] | 0 | 10 | 100 | normal | none | 6.3767 | 9.9022 | 63.144 | 27.7436 | 43.0822 | 1195.2548 | 2.9745e-16 | 100.7676 | 578.9604 | 474.7402 | 6.4469 | 617.0849 | 45.1106 | 1.2897 | 465.3267 | 31.4443 | 665.4633 | 184.796 | 664.0176 | 597.1149 | 743.6621 | 26.9218 | 799.7057 | 7.5425 | 64.667 | 71.0345 | 521.9419 | 1030.5032 | 1.1237 | 280.952 | 333.6575 | 150.5141 | 168.9737 | 170.3796 | 0.90517 | 314.3733 | 308.8595
1f37113 | MBS | 3 | 05f_109019_419x230x572.dat | 0.0850;0.0850;0.1928 | 419;230;572 | (0.1925;73.4725;37.2187) | 60 | 6.3535 | 49 | 87.015 | 60 | Varibar | [5] | [0] | 0 | 10 | 100 | normal | none | 6.3767 | 9.9022 | 63.144 | 27.7436 | 43.0822 | 1195.2548 | 2.8401e-16 | 106.9858 | 622.0563 | 490.7579 | 7.6346 | 651.7384 | 51.1602 | 2.3963 | 494.9831 | 35.4882 | 683.0401 | 198.0672 | 693.3919 | 631.0701 | 775.5722 | 30.4807 | 833.4575 | 8.6722 | 72.7123 | 79.4832 | 554.1713 | 1068.4847 | 1.2681 | 301.94 | 360.6465 | 157.1851 | 176.8438 | 173.648 | 1.2313 | 332.2037 | 324.6948
1f37113 | MBS | 3 | 05f_109019_419x230x572.dat | 0.0850;0.0850;0.1928 | 419;230;572 | (0.1925;73.4725;37.2187) | 80 | 2.9 | 44 | 87.015 | 60 | Varibar | [5] | [0] | 0 | 10 | 100 | normal | none | 6.3767 | 9.9022 | 63.144 | 27.7436 | 43.0822 | 1195.2548 | 4.1016e-16 | 57.8045 | 363.1035 | 392.6043 | 3.7995 | 420.0814 | 25.4999 | 1.2224 | 298.1286 | 18.102 | 558.3207 | 116.7646 | 470.3303 | 397.4804 | 582.3114 | 15.0895 | 589.3574 | 4.4763 | 37.3173 | 41.4449 | 336.309 | 761.1203 | 0.65309 | 185.7777 | 214.5677 | 107.1588 | 123.3716 | 150.5738 | 0.82965 | 215.5576 | 221.4563
1f37113 | MBS | 3 | 05f_109019_419x230x572.dat | 0.0850;0.0850;0.1928 | 419;230;572 | (0.1925;73.4725;37.2187) | 80 | 7.702 | 57 | 87.015 | 60 | Varibar | [5] | [0] | 0 | 10 | 100 | normal | none | 6.3767 | 9.9022 | 63.144 | 27.7436 | 43.0822 | 1195.2548 | 2.7415e-16 | 129.388 | 686.5532 | 517.8512 | 9.8573 | 722.3362 | 60.5722 | 2.5581 | 534.4114 | 44.9531 | 714.0197 | 216.5659 | 720.2571 | 679.878 | 814.6937 | 39.7444 | 873.785 | 11.8825 | 90.6249 | 95.7935 | 596.7125 | 1097.8577 | 1.7107 | 343.1963 | 409.2881 | 169.1559 | 187.2008 | 177.1912 | 2.279 | 361.8201 | 347.3664
1f37113 | MBS | 3 | 05f_109019_419x230x572.dat | 0.0850;0.0850;0.1928 | 419;230;572 | (0.1925;73.4725;37.2187) | 80 | 8.502 | 60 | 87.015 | 60 | Varibar | [5] | [0] | 0 | 10 | 100 | normal | none | 6.3767 | 9.9022 | 63.144 | 27.7436 | 43.0822 | 1195.2548 | 2.6737e-16 | 142.3725 | 719.8666 | 531.8119 | 10.6209 | 753.4531 | 64.6634 | 2.9669 | 557.3945 | 48.7267 | 738.7917 | 226.4698 | 739.0536 | 705.0182 | 837.9805 | 42.0617 | 899.1694 | 13.11 | 98.0892 | 103 | 619.2566 | 1113.3677 | 1.8959 | 362.2803 | 432.4857 | 175.3846 | 193.0147 | 179.3126 | 2.4842 | 376.5588 | 359.2148
1f37113 | MBS | 4 | 05f_109019_419x230x572.dat | 0.0850;0.0850;0.1928 | 419;230;572 | (0.1925;73.4725;38.8236) | 110 | 3.9 | 52 | 87.015 | 60 | Varibar | [5,133] | [30,30] | 0 | 10 | 100 | normal | none | 6.3767 | 3.0101 | 19.1949 | 27.7436 | 13.0964 | 363.3414 | 9.9221e-16 | 2.6531 | 80.6516 | 5.2672 | 0.29884 | 380.697 | 1.5384 | 0.057305 | 10.784 | 1.0775 | 52.7672 | 3.1886 | 28.8418 | 144.7683 | 1294.7911 | 1.0592 | 585.352 | 0.31255 | 2.4294 | 2.134 | 44.0836 | 706.1031 | 0.08712 | 65.507 | 68.8303 | 58.8038 | 69.6976 | 44.8689 | 0.049968 | 183.9 | 76.2814
1f37113 | MBS | 4 | 05f_109019_419x230x572.dat | 0.0850;0.0850;0.1928 | 419;230;572 | (0.1925;73.4725;38.8236) | 110 | 7.85 | 62 | 87.015 | 60 | Varibar | [5,133] | [30,30] | 0 | 10 | 100 | normal | none | 6.3767 | 3.0101 | 19.1949 | 27.7436 | 13.0964 | 363.3414 | 7.925e-16 | 4.1888 | 123.598 | 7.4678 | 0.52068 | 513.1 | 2.3391 | 0.060226 | 16.9893 | 1.8776 | 82.5038 | 5.2877 | 41.1585 | 189.351 | 1838.9983 | 1.8175 | 733.0757 | 0.58216 | 4.2603 | 3.6417 | 62.6615 | 836.9247 | 0.19731 | 95.629 | 101.6153 | 75.3997 | 87.4734 | 49.4161 | 0.17364 | 254.4208 | 99.6929
1f37113 | MBS | 4 | 05f_109019_419x230x572.dat | 0.0850;0.0850;0.1928 | 419;230;572 | (0.1925;73.4725;38.8236) | 110 | 9.9905 | 69 | 87.015 | 60 | Varibar | [5,133] | [30,30] | 0 | 10 | 100 | normal | none | 6.3767 | 3.0101 | 19.1949 | 27.7436 | 13.0964 | 363.3414 | 7.6631e-16 | 4.7648 | 139.9042 | 8.3012 | 0.63301 | 551.526 | 2.5148 | 0.2003 | 19.3955 | 2.3378 | 84.1565 | 6.2416 | 44.7586 | 198.066 | 2023.0713 | 2.2 | 768.2138 | 0.69705 | 4.9749 | 4.4478 | 67.491 | 853.2707 | 0.17039 | 107.3218 | 113.7052 | 80.3366 | 92.1203 | 50.5009 | 0.14692 | 276.5767 | 106.0939
1f37113 | MBS | 4 | 05f_109019_419x230x572.dat | 0.0850;0.0850;0.1928 | 419;230;572 | (0.1925;73.4725;38.8236) | 60 | 2.5 | 38 | 87.015 | 60 | Varibar | [5,133] | [30,30] | 0 | 10 | 100 | normal | none | 6.3767 | 3.0101 | 19.1949 | 27.7436 | 13.0964 | 363.3414 | 1.2396e-15 | 0.89112 | 44.1584 | 3.0903 | 0.089685 | 273.5488 | 0.43994 | 0.046164 | 5.492 | 0.34043 | 34.1137 | 1.3655 | 18.5098 | 111.9269 | 830.6178 | 0.28721 | 474.1363 | 0.11011 | 0.96607 | 0.75239 | 28.8974 | 606.9415 | 0.017016 | 40.089 | 41.0539 | 45.1561 | 55.6141 | 41.3504 | 0.028759 | 125.1376 | 57.341
1f37113 | MBS | 4 | 05f_109019_419x230x572.dat | 0.0850;0.0850;0.1928 | 419;230;572 | (0.1925;73.4725;38.8236) | 60 | 5.7448 | 47 | 87.015 | 60 | Varibar | [5,133] | [30,30] | 0 | 10 | 100 | normal | none | 6.3767 | 3.0101 | 19.1949 | 27.7436 | 13.0964 | 363.3414 | 8.0488e-16 | 3.0933 | 98.975 | 5.8407 | 0.284 | 459.062 | 1.4313 | 0.21388 | 13.2467 | 1.0654 | 65.0295 | 3.607 | 36.5918 | 178.5234 | 1563.4621 | 0.97523 | 691.668 | 0.30515 | 2.7274 | 2.248 | 57.0221 | 855.4936 | 0.073171 | 77.5148 | 83.3653 | 70.7465 | 82.2703 | 48.2651 | 0.089064 | 222.3115 | 92.1226
1f37113 | MBS | 4 | 05f_109019_419x230x572.dat | 0.0850;0.0850;0.1928 | 419;230;572 | (0.1925;73.4725;38.8236) | 60 | 6.3535 | 49 | 87.015 | 60 | Varibar | [5,133] | [30,30] | 0 | 10 | 100 | normal | none | 6.3767 | 3.0101 | 19.1949 | 27.7436 | 13.0964 | 363.3414 | 7.6851e-16 | 2.986 | 108.3572 | 6.4254 | 0.33491 | 481.9302 | 1.6052 | 0.060746 | 14.5931 | 1.2466 | 65.451 | 4.0789 | 39.4046 | 185.7481 | 1705.7598 | 1.157 | 718.7769 | 0.34966 | 2.9901 | 2.5139 | 61.105 | 875.521 | 0.096866 | 83.6203 | 90.485 | 74.1051 | 85.6113 | 49.1423 | 0.098757 | 238.2982 | 96.7619
1f37113 | MBS | 4 | 05f_109019_419x230x572.dat | 0.0850;0.0850;0.1928 | 419;230;572 | (0.1925;73.4725;38.8236) | 80 | 2.9 | 44 | 87.015 | 60 | Varibar | [5,133] | [30,30] | 0 | 10 | 100 | normal | none | 6.3767 | 3.0101 | 19.1949 | 27.7436 | 13.0964 | 363.3414 | 1.1098e-15 | 1.4739 | 59.6238 | 3.7906 | 0.17461 | 317.442 | 0.70929 | 0.078218 | 7.7672 | 0.65625 | 41.7063 | 2.1356 | 23.0535 | 124.7151 | 1043.9632 | 0.577 | 520.4408 | 0.19704 | 1.4805 | 1.3391 | 35.6989 | 649.3008 | 0.045987 | 50.563 | 52.8965 | 50.6609 | 61.4709 | 42.8145 | 0.053869 | 150.9716 | 65.399
1f37113 | MBS | 4 | 05f_109019_419x230x572.dat | 0.0850;0.0850;0.1928 | 419;230;572 | (0.1925;73.4725;38.8236) | 80 | 7.702 | 57 | 87.015 | 60 | Varibar | [5,133] | [30,30] | 0 | 10 | 100 | normal | none | 6.3767 | 3.0101 | 19.1949 | 27.7436 | 13.0964 | 363.3414 | 7.419e-16 | 3.9311 | 125.6724 | 7.2271 | 0.46692 | 521.2716 | 1.957 | 0.093491 | 17.5294 | 1.7199 | 84.6317 | 5.2863 | 43.227 | 195.7818 | 1938.004 | 1.7129 | 749.9151 | 0.50926 | 3.9983 | 3.4575 | 66.121 | 876.6307 | 0.12781 | 96.0043 | 103.9223 | 78.1067 | 89.6812 | 50.126 | 0.087016 | 264.3981 | 103.1906
1f37113 | MBS | 4 | 05f_109019_419x230x572.dat | 0.0850;0.0850;0.1928 | 419;230;572 | (0.1925;73.4725;38.8236) | 80 | 8.502 | 60 | 87.015 | 60 | Varibar | [5,133] | [30,30] | 0 | 10 | 100 | normal | none | 6.3767 | 3.0101 | 19.1949 | 27.7436 | 13.0964 | 363.3414 | 7.2356e-16 | 4.4316 | 133.9132 | 7.8855 | 0.50851 | 543.2321 | 2.2691 | 0.1061 | 18.7241 | 2.0221 | 96.3806 | 5.7684 | 45.3232 | 201.131 | 2058.0239 | 1.9339 | 768.328 | 0.57465 | 4.4699 | 3.8103 | 69.0891 | 887.9175 | 0.12985 | 101.6682 | 110.208 | 80.7055 | 92.0202 | 50.7071 | 0.14672 | 278.2278 | 106.9288
1f37113 | MBS | 5 | 05f_109019_419x230x572.dat | 0.0850;0.0850;0.1928 | 419;230;572 | (0.1925;73.4725;38.8236) | 110 | 3.9 | 52 | 87.015 | 60 | Varibar | [5,133,110] | [30,30,100] | 0 | 20 | 100 | normal | none | 6.3767 | 3.0101 | 19.1949 | 27.7436 | 13.0964 | 363.3414 | 9.9221e-16 | 2.469 | 80.5548 | 5.1484 | 0.28326 | 380.1729 | 1.4606 | 0.058601 | 10.0549 | 1.0018 | 52.9164 | 3.0467 | 27.6243 | 1577.7967 | 1294.1864 | 0.97152 | 584.1527 | 0.29231 | 2.27 | 1.9444 | 41.6083 | 700.1769 | 0.08712 | 65.179 | 68.3295 | 58.0629 | 69.3778 | 44.7517 | 0.043881 | 293.6446 | 146.2857
1f37113 | MBS | 5 | 05f_109019_419x230x572.dat | 0.0850;0.0850;0.1928 | 419;230;572 | (0.1925;73.4725;38.8236) | 110 | 7.85 | 62 | 87.015 | 60 | Varibar | [5,133,110] | [30,30,100] | 0 | 20 | 100 | normal | none | 6.3767 | 3.0101 | 19.1949 | 27.7436 | 13.0964 | 363.3414 | 7.925e-16 | 3.8511 | 123.4327 | 7.2277 | 0.49548 | 512.7214 | 2.2801 | 0.049072 | 15.783 | 1.7494 | 82.4647 | 5.0327 | 39.4816 | 2433.8274 | 1837.4841 | 1.6695 | 731.5615 | 0.55133 | 3.9132 | 3.37 | 59.0488 | 830.401 | 0.18438 | 95.1319 | 100.8492 | 74.76 | 87.0696 | 49.258 | 0.17364 | 426.3954 | 209.485
1f37113 | MBS | 5 | 05f_109019_419x230x572.dat | 0.0850;0.0850;0.1928 | 419;230;572 | (0.1925;73.4725;38.8236) | 110 | 9.9905 | 69 | 87.015 | 60 | Varibar | [5,133,110] | [30,30,100] | 0 | 20 | 100 | normal | none | 6.3767 | 3.0101 | 19.1949 | 27.7436 | 13.0964 | 363.3414 | 7.6631e-16 | 4.5834 | 139.7084 | 8.2183 | 0.59747 | 551.5913 | 2.3166 | 0.2003 | 18.0723 | 2.1935 | 83.6841 | 5.9394 | 42.8939 | 2761.5451 | 2021.1138 | 2.0407 | 766.439 | 0.66109 | 4.6242 | 4.1597 | 63.6883 | 848.1423 | 0.1793 | 106.7819 | 112.8648 | 79.555 | 91.7177 | 50.3503 | 0.14237 | 473.0886 | 231.6307
1f37113 | MBS | 5 | 05f_109019_419x230x572.dat | 0.0850;0.0850;0.1928 | 419;230;572 | (0.1925;73.4725;38.8236) | 60 | 2.5 | 38 | 87.015 | 60 | Varibar | [5,133,110] | [30,30,100] | 0 | 20 | 100 | normal | none | 6.3767 | 3.0101 | 19.1949 | 27.7436 | 13.0964 | 363.3414 | 1.2396e-15 | 0.80811 | 44.1237 | 3.0645 | 0.088144 | 273.1535 | 0.40619 | 0.046164 | 5.1424 | 0.31314 | 34.1137 | 1.3179 | 17.6692 | 825.2127 | 830.2951 | 0.26689 | 473.2569 | 0.10398 | 0.9054 | 0.67651 | 27.3307 | 600.3666 | 0.017016 | 39.8914 | 40.7682 | 44.5446 | 55.3595 | 41.2692 | 0.028759 | 179.6935 | 92.0044
1f37113 | MBS | 5 | 05f_109019_419x230x572.dat | 0.0850;0.0850;0.1928 | 419;230;572 | (0.1925;73.4725;38.8236) | 60 | 5.7448 | 47 | 87.015 | 60 | Varibar | [5,133,110] | [30,30,100] | 0 | 20 | 100 | normal | none | 6.3767 | 3.0101 | 19.1949 | 27.7436 | 13.0964 | 363.3414 | 8.0488e-16 | 2.7869 | 98.8606 | 5.7001 | 0.27736 | 458.5153 | 1.3997 | 0.21388 | 12.3249 | 0.98307 | 65.0047 | 3.4588 | 34.9381 | 1881.149 | 1562.4681 | 0.89426 | 690.1646 | 0.29422 | 2.5026 | 1.9931 | 53.7782 | 846.1009 | 0.072984 | 77.0996 | 82.7316 | 69.7852 | 81.8508 | 48.1114 | 0.085446 | 352.6566 | 175.1668
1f37113 | MBS | 5 | 05f_109019_419x230x572.dat | 0.0850;0.0850;0.1928 | 419;230;572 | (0.1925;73.4725;38.8236) | 60 | 6.3535 | 49 | 87.015 | 60 | Varibar | [5,133,110] | [30,30,100] | 0 | 20 | 100 | normal | none | 6.3767 | 3.0101 | 19.1949 | 27.7436 | 13.0964 | 363.3414 | 7.6851e-16 | 2.6242 | 108.2258 | 6.2581 | 0.32503 | 481.5918 | 1.5902 | 0.059249 | 13.5651 | 1.1534 | 65.4107 | 3.9055 | 37.6298 | 2094.6923 | 1704.7188 | 1.052 | 717.1764 | 0.33327 | 2.7528 | 2.2904 | 57.4147 | 868.3123 | 0.089581 | 83.1648 | 89.7841 | 73.1294 | 85.1753 | 48.9771 | 0.071565 | 384.4901 | 190.0253
1f37113 | MBS | 5 | 05f_109019_419x230x572.dat | 0.0850;0.0850;0.1928 | 419;230;572 | (0.1925;73.4725;38.8236) | 80 | 2.9 | 44 | 87.015 | 60 | Varibar | [5,133,110] | [30,30,100] | 0 | 20 | 100 | normal | none | 6.3767 | 3.0101 | 19.1949 | 27.7436 | 13.0964 | 363.3414 | 1.1098e-15 | 1.3693 | 59.5598 | 3.7451 | 0.16778 | 317.1086 | 0.65005 | 0.078218 | 7.2388 | 0.61166 | 41.7946 | 2.0413 | 22.0137 | 1163.5333 | 1043.5127 | 0.51462 | 519.5398 | 0.19009 | 1.3519 | 1.2547 | 33.7328 | 642.8132 | 0.044835 | 50.3072 | 52.5172 | 49.9969 | 61.1793 | 42.7134 | 0.051245 | 230.5083 | 116.0465
1f37113 | MBS | 5 | 05f_109019_419x230x572.dat | 0.0850;0.0850;0.1928 | 419;230;572 | (0.1925;73.4725;38.8236) | 80 | 7.702 | 57 | 87.015 | 60 | Varibar | [5,133,110] | [30,30,100] | 0 | 20 | 100 | normal | none | 6.3767 | 3.0101 | 19.1949 | 27.7436 | 13.0964 | 363.3414 | 7.419e-16 | 3.5619 | 125.5052 | 7.0111 | 0.45456 | 520.9481 | 1.8946 | 0.093491 | 16.2354 | 1.5884 | 84.2637 | 5.0286 | 41.34 | 2550.2181 | 1936.7909 | 1.5231 | 748.2302 | 0.48403 | 3.6742 | 3.2073 | 61.956 | 868.7321 | 0.13302 | 95.4795 | 103.0981 | 77.0861 | 89.2344 | 49.9483 | 0.064304 | 444.773 | 218.3116
1f37113 | MBS | 5 | 05f_109019_419x230x572.dat | 0.0850;0.0850;0.1928 | 419;230;572 | (0.1925;73.4725;38.8236) | 80 | 8.502 | 60 | 87.015 | 60 | Varibar | [5,133,110] | [30,30,100] | 0 | 20 | 100 | normal | none | 6.3767 | 3.0101 | 19.1949 | 27.7436 | 13.0964 | 363.3414 | 7.2356e-16 | 4.0143 | 133.7197 | 7.741 | 0.48702 | 542.9004 | 2.1491 | 0.1061 | 17.3034 | 1.8819 | 96.2162 | 5.4796 | 43.4063 | 2750.5735 | 2056.5036 | 1.733 | 766.4484 | 0.54861 | 4.1185 | 3.4811 | 64.8808 | 881.0349 | 0.12985 | 101.1089 | 109.3342 | 79.7316 | 91.578 | 50.5181 | 0.11288 | 473.5587 | 231.6714
1f37113 | MBS | 6 | 05f_109019_419x230x572.dat | 0.0850;0.0850;0.1928 | 419;230;572 | (0.1925;73.4725;37.2187) | 110 | 3.9 | 52 | 87.015 | 60 | Varibar | [5] | [0] | 0 | 10 | 100 | normal | none | 6.3767 | 9.9022 | 63.144 | 27.7436 | 43.0822 | 1195.2548 | 3.6668e-16 | 81.4835 | 461.2251 | 438.0984 | 6.0113 | 514.1056 | 36.3537 | 2.0321 | 368.2274 | 27.1431 | 613.0487 | 145.8319 | 540.0686 | 481.8428 | 654.7204 | 23.6795 | 673.129 | 7.1963 | 55.6323 | 59.8949 | 412.5172 | 859.6426 | 0.88021 | 236.9456 | 274.3417 | 125.7601 | 142.2594 | 158.2158 | 1.4432 | 260.2801 | 260.3155
1f37113 | MBS | 6 | 05f_109019_419x230x572.dat | 0.0850;0.0850;0.1928 | 419;230;572 | (0.1925;73.4725;37.2187) | 110 | 7.85 | 62 | 87.015 | 60 | Varibar | [5] | [0] | 0 | 10 | 100 | normal | none | 6.3767 | 9.9022 | 63.144 | 27.7436 | 43.0822 | 1195.2548 | 2.9287e-16 | 131.0115 | 668.1178 | 516.411 | 10.0073 | 713.4967 | 57.4628 | 3.1207 | 518.05 | 44.4194 | 713.9064 | 207.8209 | 695.7412 | 660.64 | 797.9376 | 39.0381 | 851.2723 | 12.0881 | 90.8261 | 95.661 | 580.2282 | 1044.0899 | 1.9532 | 340.5867 | 398.2898 | 165.2508 | 182.4882 | 174.7217 | 2.2864 | 354.2928 | 339.2778
1f37113 | MBS | 6 | 05f_109019_419x230x572.dat | 0.0850;0.0850;0.1928 | 419;230;572 | (0.1925;73.4725;37.2187) | 110 | 9.9905 | 69 | 87.015 | 60 | Varibar | [5] | [0] | 0 | 10 | 100 | normal | none | 6.3767 | 9.9022 | 63.144 | 27.7436 | 43.0822 | 1195.2548 | 2.8319e-16 | 145.0602 | 735.1532 | 549.202 | 12.2637 | 789.3212 | 65.7609 | 4.3236 | 561.9142 | 52.2754 | 770.5707 | 226.4854 | 730.9158 | 710.5409 | 844.9371 | 46.8903 | 899.776 | 14.7303 | 105.7089 | 111.4965 | 624.9102 | 1077.1111 | 2.3833 | 379.7372 | 442.1639 | 177.241 | 193.9107 | 178.8775 | 2.2289 | 384.9471 | 363.7939
1f37113 | MBS | 6 | 05f_109019_419x230x572.dat | 0.0850;0.0850;0.1928 | 419;230;572 | (0.1925;73.4725;37.2187) | 60 | 2.5 | 38 | 87.015 | 60 | Varibar | [5] | [0] | 0 | 10 | 100 | normal | none | 6.3767 | 9.9022 | 63.144 | 27.7436 | 43.0822 | 1195.2548 | 4.5811e-16 | 40.1691 | 290.7577 | 364.5604 | 2.2804 | 353.4278 | 17.3378 | 0.3672 | 246.4892 | 11.8204 | 527.3367 | 94.5115 | 419.5249 | 334.3277 | 540.1501 | 9.4575 | 527.555 | 2.5893 | 24.328 | 28.2179 | 280.7165 | 705.3275 | 0.33987 | 149.7338 | 169.6943 | 92.6299 | 109.8436 | 144.9825 | 0.402 | 183.8615 | 194.521
1f37113 | MBS | 6 | 05f_109019_419x230x572.dat | 0.0850;0.0850;0.1928 | 419;230;572 | (0.1925;73.4725;37.2187) | 60 | 5.7448 | 47 | 87.015 | 60 | Varibar | [5] | [0] | 0 | 10 | 100 | normal | none | 6.3767 | 9.9022 | 63.144 | 27.7436 | 43.0822 | 1195.2548 | 2.9745e-16 | 100.7676 | 578.9604 | 474.7402 | 6.4469 | 617.0849 | 45.1106 | 1.2897 | 465.3267 | 31.4443 | 665.4633 | 184.796 | 664.0176 | 597.1149 | 743.6621 | 26.9218 | 799.7057 | 7.5425 | 64.667 | 71.0345 | 521.9419 | 1030.5032 | 1.1237 | 280.952 | 333.6575 | 150.5141 | 168.9737 | 170.3796 | 0.90517 | 314.3733 | 308.8595
1f37113 | MBS | 6 | 05f_109019_419x230x572.dat | 0.0850;0.0850;0.1928 | 419;230;572 | (0.1925;73.4725;37.2187) | 60 | 6.3535 | 49 | 87.015 | 60 | Varibar | [5] | [0] | 0 | 10 | 100 | normal | none | 6.3767 | 9.9022 | 63.144 | 27.7436 | 43.0822 | 1195.2548 | 2.8401e-16 | 106.9858 | 622.0563 | 490.7579 | 7.6346 | 651.7384 | 51.1602 | 2.3963 | 494.9831 | 35.4882 | 683.0401 | 198.0672 | 693.3919 | 631.0701 | 775.5722 | 30.4807 | 833.4575 | 8.6722 | 72.7123 | 79.4832 | 554.1713 | 1068.4847 | 1.2681 | 301.94 | 360.6465 | 157.1851 | 176.8438 | 173.648 | 1.2313 | 332.2037 | 324.6948
1f37113 | MBS | 6 | 05f_109019_419x230x572.dat | 0.0850;0.0850;0.1928 | 419;230;572 | (0.1925;73.4725;37.2187) | 80 | 2.9 | 44 | 87.015 | 60 | Varibar | [5] | [0] | 0 | 10 | 100 | normal | none | 6.3767 | 9.9022 | 63.144 | 27.7436 | 43.0822 | 1195.2548 | 4.1016e-16 | 57.8045 | 363.1035 | 392.6043 | 3.7995 | 420.0814 | 25.4999 | 1.2224 | 298.1286 | 18.102 | 558.3207 | 116.7646 | 470.3303 | 397.4804 | 582.3114 | 15.0895 | 589.3574 | 4.4763 | 37.3173 | 41.4449 | 336.309 | 761.1203 | 0.65309 | 185.7777 | 214.5677 | 107.1588 | 123.3716 | 150.5738 | 0.82965 | 215.5576 | 221.4563
1f37113 | MBS | 6 | 05f_109019_419x230x572.dat | 0.0850;0.0850;0.1928 | 419;230;572 | (0.1925;73.4725;37.2187) | 80 | 7.702 | 57 | 87.015 | 60 | Varibar | [5] | [0] | 0 | 10 | 100 | normal | none | 6.3767 | 9.9022 | 63.144 | 27.7436 | 43.0822 | 1195.2548 | 2.7415e-16 | 129.388 | 686.5532 | 517.8512 | 9.8573 | 722.3362 | 60.5722 | 2.5581 | 534.4114 | 44.9531 | 714.0197 | 216.5659 | 720.2571 | 679.878 | 814.6937 | 39.7444 | 873.785 | 11.8825 | 90.6249 | 95.7935 | 596.7125 | 1097.8577 | 1.7107 | 343.1963 | 409.2881 | 169.1559 | 187.2008 | 177.1912 | 2.279 | 361.8201 | 347.3664
1f37113 | MBS | 6 | 05f_109019_419x230x572.dat | 0.0850;0.0850;0.1928 | 419;230;572 | (0.1925;73.4725;37.2187) | 80 | 8.502 | 60 | 87.015 | 60 | Varibar | [5] | [0] | 0 | 10 | 100 | normal | none | 6.3767 | 9.9022 | 63.144 | 27.7436 | 43.0822 | 1195.2548 | 2.6737e-16 | 142.3725 | 719.8666 | 531.8119 | 10.6209 | 753.4531 | 64.6634 | 2.9669 | 557.3945 | 48.7267 | 738.7917 | 226.4698 | 739.0536 | 705.0182 | 837.9805 | 42.0617 | 899.1694 | 13.11 | 98.0892 | 103 | 619.2566 | 1113.3677 | 1.8959 | 362.2803 | 432.4857 | 175.3846 | 193.0147 | 179.3126 | 2.4842 | 376.5588 | 359.2148
1f37113 | MBS | 7 | 05f_109019_419x230x572.dat | 0.0850;0.0850;0.1928 | 419;230;572 | (0.1925;73.4725;38.8236) | 110 | 3.9 | 52 | 87.015 | 60 | Varibar | [5,133] | [30,30] | 0 | 10 | 100 | normal | none | 6.3767 | 3.0101 | 19.1949 | 27.7436 | 13.0964 | 363.3414 | 9.9221e-16 | 2.6531 | 80.6516 | 5.2672 | 0.29884 | 380.697 | 1.5384 | 0.057305 | 10.784 | 1.0775 | 52.7672 | 3.1886 | 28.8418 | 144.7683 | 1294.7911 | 1.0592 | 585.352 | 0.31255 | 2.4294 | 2.134 | 44.0836 | 706.1031 | 0.08712 | 65.507 | 68.8303 | 58.8038 | 69.6976 | 44.8689 | 0.049968 | 183.9 | 76.2814
1f37113 | MBS | 7 | 05f_109019_419x230x572.dat | 0.0850;0.0850;0.1928 | 419;230;572 | (0.1925;73.4725;38.8236) | 110 | 7.85 | 62 | 87.015 | 60 | Varibar | [5,133] | [30,30] | 0 | 10 | 100 | normal | none | 6.3767 | 3.0101 | 19.1949 | 27.7436 | 13.0964 | 363.3414 | 7.925e-16 | 4.1888 | 123.598 | 7.4678 | 0.52068 | 513.1 | 2.3391 | 0.060226 | 16.9893 | 1.8776 | 82.5038 | 5.2877 | 41.1585 | 189.351 | 1838.9983 | 1.8175 | 733.0757 | 0.58216 | 4.2603 | 3.6417 | 62.6615 | 836.9247 | 0.19731 | 95.629 | 101.6153 | 75.3997 | 87.4734 | 49.4161 | 0.17364 | 254.4208 | 99.6929
1f37113 | MBS | 7 | 05f_109019_419x230x572.dat | 0.0850;0.0850;0.1928 | 419;230;572 | (0.1925;73.4725;38.8236) | 110 | 9.9905 | 69 | 87.015 | 60 | Varibar | [5,133] | [30,30] | 0 | 10 | 100 | normal | none | 6.3767 | 3.0101 | 19.1949 | 27.7436 | 13.0964 | 363.3414 | 7.6631e-16 | 4.7648 | 139.9042 | 8.3012 | 0.63301 | 551.526 | 2.5148 | 0.2003 | 19.3955 | 2.3378 | 84.1565 | 6.2417 | 44.7586 | 198.066 | 2023.0713 | 2.2 | 768.2138 | 0.69705 | 4.9749 | 4.4478 | 67.491 | 853.2707 | 0.17039 | 107.3218 | 113.7051 | 80.3366 | 92.1203 | 50.5009 | 0.14692 | 276.5767 | 106.0939
1f37113 | MBS | 7 | 05f_109019_419x230x572.dat | 0.0850;0.0850;0.1928 | 419;230;572 | (0.1925;73.4725;38.8236) | 60 | 2.5 | 38 | 87.015 | 60 | Varibar | [5,133] | [30,30] | 0 | 10 | 100 | normal | none | 6.3767 | 3.0101 | 19.1949 | 27.7436 | 13.0964 | 363.3414 | 1.2396e-15 | 0.89112 | 44.1584 | 3.0903 | 0.089685 | 273.5488 | 0.43994 | 0.046164 | 5.492 | 0.34043 | 34.1137 | 1.3655 | 18.5098 | 111.9269 | 830.6178 | 0.28721 | 474.1363 | 0.11011 | 0.96607 | 0.75239 | 28.8974 | 606.9415 | 0.017016 | 40.089 | 41.0539 | 45.1561 | 55.6141 | 41.3504 | 0.028759 | 125.1376 | 57.341
1f37113 | MBS | 7 | 05f_109019_419x230x572.dat | 0.0850;0.0850;0.1928 | 419;230;572 | (0.1925;73.4725;38.8236) | 60 | 5.7448 | 47 | 87.015 | 60 | Varibar | [5,133] | [30,30] | 0 | 10 | 100 | normal | none | 6.3767 | 3.0101 | 19.1949 | 27.7436 | 13.0964 | 363.3414 | 8.0488e-16 | 3.0933 | 98.975 | 5.8407 | 0.284 | 459.062 | 1.4313 | 0.21388 | 13.2467 | 1.0654 | 65.0295 | 3.607 | 36.5918 | 178.5234 | 1563.4621 | 0.97523 | 691.668 | 0.30515 | 2.7274 | 2.248 | 57.0221 | 855.4936 | 0.073171 | 77.5148 | 83.3653 | 70.7465 | 82.2703 | 48.2641 | 0.089064 | 222.3115 | 92.1226
1f37113 | MBS | 7 | 05f_109019_419x230x572.dat | 0.0850;0.0850;0.1928 | 419;230;572 | (0.1925;73.4725;38.8236) | 60 | 6.3535 | 49 | 87.015 | 60 | Varibar | [5,133] | [30,30] | 0 | 10 | 100 | normal | none | 6.3767 | 3.0101 | 19.1949 | 27.7436 | 13.0964 | 363.3414 | 7.6851e-16 | 2.986 | 108.3572 | 6.4254 | 0.33491 | 481.9302 | 1.6052 | 0.060746 | 14.5931 | 1.2466 | 65.451 | 4.0789 | 39.4046 | 185.7481 | 1705.7598 | 1.157 | 718.7769 | 0.34966 | 2.9901 | 2.5139 | 61.105 | 875.521 | 0.096866 | 83.6203 | 90.485 | 74.1051 | 85.6113 | 49.1423 | 0.098757 | 238.2982 | 96.7619
1f37113 | MBS | 7 | 05f_109019_419x230x572.dat | 0.0850;0.0850;0.1928 | 419;230;572 | (0.1925;73.4725;38.8236) | 80 | 2.9 | 44 | 87.015 | 60 | Varibar | [5,133] | [30,30] | 0 | 10 | 100 | normal | none | 6.3767 | 3.0101 | 19.1949 | 27.7436 | 13.0964 | 363.3414 | 1.1098e-15 | 1.4739 | 59.6238 | 3.7906 | 0.17461 | 317.442 | 0.70929 | 0.078218 | 7.7672 | 0.65625 | 41.7063 | 2.1356 | 23.0535 | 124.7151 | 1043.9632 | 0.577 | 520.4408 | 0.19704 | 1.4805 | 1.3391 | 35.6989 | 649.3008 | 0.045987 | 50.563 | 52.8965 | 50.6609 | 61.4709 | 42.8145 | 0.053869 | 150.9716 | 65.399
1f37113 | MBS | 7 | 05f_109019_419x230x572.dat | 0.0850;0.0850;0.1928 | 419;230;572 | (0.1925;73.4725;38.8236) | 80 | 7.702 | 57 | 87.015 | 60 | Varibar | [5,133] | [30,30] | 0 | 10 | 100 | normal | none | 6.3767 | 3.0101 | 19.1949 | 27.7436 | 13.0964 | 363.3414 | 7.419e-16 | 3.9311 | 125.6724 | 7.2271 | 0.46692 | 521.2716 | 1.957 | 0.093491 | 17.5294 | 1.7199 | 84.6317 | 5.2863 | 43.227 | 195.7818 | 1938.004 | 1.7129 | 749.9151 | 0.50926 | 3.9983 | 3.4575 | 66.121 | 876.6307 | 0.12781 | 96.0043 | 103.9223 | 78.1067 | 89.6812 | 50.126 | 0.087016 | 264.3981 | 103.1906
1f37113 | MBS | 7 | 05f_109019_419x230x572.dat | 0.0850;0.0850;0.1928 | 419;230;572 | (0.1925;73.4725;38.8236) | 80 | 8.502 | 60 | 87.015 | 60 | Varibar | [5,133] | [30,30] | 0 | 10 | 100 | normal | none | 6.3767 | 3.0101 | 19.1949 | 27.7436 | 13.0964 | 363.3414 | 7.2356e-16 | 4.4316 | 133.9132 | 7.8855 | 0.50851 | 543.2321 | 2.2691 | 0.1061 | 18.7241 | 2.0221 | 96.3806 | 5.7684 | 45.3232 | 201.131 | 2058.0239 | 1.9339 | 768.328 | 0.57465 | 4.4699 | 3.8103 | 69.0891 | 887.9175 | 0.12985 | 101.6682 | 110.208 | 80.7055 | 92.0202 | 50.7071 | 0.14672 | 278.2278 | 106.9288
1f37113 | MBS | 8 | 05f_109019_419x230x572.dat | 0.0850;0.0850;0.1928 | 419;230;572 | (0.1925;73.4725;38.8236) | 110 | 3.9 | 52 | 87.015 | 60 | Varibar | [5,133,110] | [30,30,100] | 0 | 20 | 100 | normal | none | 6.3767 | 3.0101 | 19.1949 | 27.7436 | 13.0964 | 363.3414 | 9.9221e-16 | 2.469 | 80.5548 | 5.1484 | 0.28326 | 380.1729 | 1.4606 | 0.058601 | 10.0549 | 1.0018 | 52.9164 | 3.0467 | 27.6243 | 1577.7967 | 1294.1864 | 0.97152 | 584.1527 | 0.29231 | 2.27 | 1.9444 | 41.6083 | 700.1769 | 0.08712 | 65.179 | 68.3295 | 58.0629 | 69.3778 | 44.7517 | 0.043881 | 293.6446 | 146.2857
1f37113 | MBS | 8 | 05f_109019_419x230x572.dat | 0.0850;0.0850;0.1928 | 419;230;572 | (0.1925;73.4725;38.8236) | 110 | 7.85 | 62 | 87.015 | 60 | Varibar | [5,133,110] | [30,30,100] | 0 | 20 | 100 | normal | none | 6.3767 | 3.0101 | 19.1949 | 27.7436 | 13.0964 | 363.3414 | 7.925e-16 | 3.8511 | 123.4327 | 7.2277 | 0.49548 | 512.7214 | 2.2801 | 0.049072 | 15.783 | 1.7494 | 82.4647 | 5.0327 | 39.4816 | 2433.8274 | 1837.4841 | 1.6695 | 731.5615 | 0.55133 | 3.9132 | 3.37 | 59.0488 | 830.401 | 0.18438 | 95.1319 | 100.8492 | 74.76 | 87.0696 | 49.258 | 0.17364 | 426.3954 | 209.485
1f37113 | MBS | 8 | 05f_109019_419x230x572.dat | 0.0850;0.0850;0.1928 | 419;230;572 | (0.1925;73.4725;38.8236) | 110 | 9.9905 | 69 | 87.015 | 60 | Varibar | [5,133,110] | [30,30,100] | 0 | 20 | 100 | normal | none | 6.3767 | 3.0101 | 19.1949 | 27.7436 | 13.0964 | 363.3414 | 7.6631e-16 | 4.5834 | 139.7084 | 8.2183 | 0.59747 | 551.5913 | 2.3166 | 0.2003 | 18.0723 | 2.1935 | 83.6841 | 5.9394 | 42.8939 | 2761.5451 | 2021.1138 | 2.0407 | 766.439 | 0.66109 | 4.6242 | 4.1597 | 63.6883 | 848.1423 | 0.1793 | 106.7819 | 112.8648 | 79.555 | 91.7177 | 50.3503 | 0.14237 | 473.0886 | 231.6307
1f37113 | MBS | 8 | 05f_109019_419x230x572.dat | 0.0850;0.0850;0.1928 | 419;230;572 | (0.1925;73.4725;38.8236) | 60 | 2.5 | 38 | 87.015 | 60 | Varibar | [5,133,110] | [30,30,100] | 0 | 20 | 100 | normal | none | 6.3767 | 3.0101 | 19.1949 | 27.7436 | 13.0964 | 363.3414 | 1.2396e-15 | 0.80811 | 44.1237 | 3.0645 | 0.088144 | 273.1535 | 0.40619 | 0.046164 | 5.1424 | 0.31314 | 34.1137 | 1.3179 | 17.6692 | 825.2127 | 830.2951 | 0.26689 | 473.2569 | 0.10398 | 0.9054 | 0.67651 | 27.3307 | 600.3666 | 0.017016 | 39.8914 | 40.7682 | 44.5446 | 55.3595 | 41.2692 | 0.028759 | 179.6935 | 92.0044
1f37113 | MBS | 8 | 05f_109019_419x230x572.dat | 0.0850;0.0850;0.1928 | 419;230;572 | (0.1925;73.4725;38.8236) | 60 | 5.7448 | 47 | 87.015 | 60 | Varibar | [5,133,110] | [30,30,100] | 0 | 20 | 100 | normal | none | 6.3767 | 3.0101 | 19.1949 | 27.7436 | 13.0964 | 363.3414 | 8.0488e-16 | 2.7869 | 98.8606 | 5.7001 | 0.27736 | 458.5153 | 1.3997 | 0.21388 | 12.3249 | 0.98307 | 65.0047 | 3.4588 | 34.9381 | 1881.149 | 1562.4681 | 0.89426 | 690.1646 | 0.29422 | 2.5026 | 1.9931 | 53.7782 | 846.1009 | 0.072984 | 77.0996 | 82.7316 | 69.7852 | 81.8508 | 48.1114 | 0.085446 | 352.6566 | 175.1668
1f37113 | MBS | 8 | 05f_109019_419x230x572.dat | 0.0850;0.0850;0.1928 | 419;230;572 | (0.1925;73.4725;38.8236) | 60 | 6.3535 | 49 | 87.015 | 60 | Varibar | [5,133,110] | [30,30,100] | 0 | 20 | 100 | normal | none | 6.3767 | 3.0101 | 19.1949 | 27.7436 | 13.0964 | 363.3414 | 7.6851e-16 | 2.6242 | 108.2258 | 6.2581 | 0.32503 | 481.5918 | 1.5902 | 0.059249 | 13.5651 | 1.1534 | 65.4107 | 3.9055 | 37.6298 | 2094.6923 | 1704.7188 | 1.052 | 717.1764 | 0.33327 | 2.7528 | 2.2904 | 57.4147 | 868.3123 | 0.089581 | 83.1648 | 89.7841 | 73.1294 | 85.1753 | 48.9771 | 0.071565 | 384.4901 | 190.0253
1f37113 | MBS | 8 | 05f_109019_419x230x572.dat | 0.0850;0.0850;0.1928 | 419;230;572 | (0.1925;73.4725;38.8236) | 80 | 2.9 | 44 | 87.015 | 60 | Varibar | [5,133,110] | [30,30,100] | 0 | 20 | 100 | normal | none | 6.3767 | 3.0101 | 19.1949 | 27.7436 | 13.0964 | 363.3414 | 1.1098e-15 | 1.3693 | 59.5598 | 3.7451 | 0.16778 | 317.1086 | 0.65005 | 0.078218 | 7.2388 | 0.61166 | 41.7946 | 2.0413 | 22.0137 | 1163.5333 | 1043.5127 | 0.51462 | 519.5398 | 0.19009 | 1.3519 | 1.2547 | 33.7328 | 642.8132 | 0.044835 | 50.3072 | 52.5172 | 49.9969 | 61.1793 | 42.7134 | 0.051245 | 230.5083 | 116.0465
1f37113 | MBS | 8 | 05f_109019_419x230x572.dat | 0.0850;0.0850;0.1928 | 419;230;572 | (0.1925;73.4725;38.8236) | 80 | 7.702 | 57 | 87.015 | 60 | Varibar | [5,133,110] | [30,30,100] | 0 | 20 | 100 | normal | none | 6.3767 | 3.0101 | 19.1949 | 27.7436 | 13.0964 | 363.3414 | 7.419e-16 | 3.5619 | 125.5052 | 7.0111 | 0.45456 | 520.9481 | 1.8946 | 0.093491 | 16.2354 | 1.5884 | 84.2637 | 5.0286 | 41.34 | 2550.2181 | 1936.7909 | 1.5231 | 748.2302 | 0.48403 | 3.6742 | 3.2073 | 61.956 | 868.7321 | 0.13302 | 95.4795 | 103.0981 | 77.0861 | 89.2344 | 49.9483 | 0.064304 | 444.773 | 218.3116
1f37113 | MBS | 8 | 05f_109019_419x230x572.dat | 0.0850;0.0850;0.1928 | 419;230;572 | (0.1925;73.4725;38.8236) | 80 | 8.502 | 60 | 87.015 | 60 | Varibar | [5,133,110] | [30,30,100] | 0 | 20 | 100 | normal | none | 6.3767 | 3.0101 | 19.1949 | 27.7436 | 13.0964 | 363.3414 | 7.2356e-16 | 4.0143 | 133.7197 | 7.741 | 0.48702 | 542.9004 | 2.1491 | 0.1061 | 17.3034 | 1.8819 | 96.2162 | 5.4796 | 43.4063 | 2750.5735 | 2056.5036 | 1.733 | 766.4484 | 0.54861 | 4.1185 | 3.4811 | 64.8808 | 881.0349 | 0.12985 | 101.1089 | 109.3342 | 79.7316 | 91.578 | 50.5181 | 0.11288 | 473.5587 | 231.6714
1f37113 | MBS | 1 | 05m_109019_419x230x572.dat | 0.0850;0.0850;0.1928 | 419;230;572 | (0.1925;73.4725;37.2187) | 110 | 3.9 | 52 | 87.015 | 60 | Varibar | [5] | [0] | 0 | 10 | 100 | normal | none | 6.3767 | 9.9022 | 63.144 | 27.7436 | 43.0822 | 1195.2548 | 3.6668e-16 | 81.4726 | 461.3615 | 434.7439 | 5.9966 | 514.0783 | 36.6918 | 0.32514 | 368.3092 | 27.1433 | 613.7305 | 145.881 | 540.2868 | 477.9974 | 655.0476 | 23.7005 | 672.9381 | 7.1606 | 55.7114 | 59.6222 | 412.7354 | 860.3517 | 1.0065 | 237.0125 | 274.4073 | 128.4516 | 141.2565 | 157.9572 | 0.42206 | 260.1065 | 259.6343
1f37113 | MBS | 1 | 05m_109019_419x230x572.dat | 0.0850;0.0850;0.1928 | 419;230;572 | (0.1925;73.4725;37.2187) | 110 | 7.85 | 62 | 87.015 | 60 | Varibar | [5] | [0] | 0 | 10 | 100 | normal | none | 6.3767 | 9.9022 | 63.144 | 27.7436 | 43.0822 | 1195.2548 | 2.9287e-16 | 130.9773 | 668.2544 | 513.2355 | 10.0349 | 713.4284 | 58.6511 | 0.55301 | 518.2207 | 44.4433 | 713.4967 | 207.8278 | 695.7754 | 656.406 | 797.1523 | 39.0689 | 851.2382 | 12.1062 | 90.8329 | 95.3878 | 580.399 | 1046.1044 | 2.0971 | 340.6696 | 398.3709 | 169.3232 | 181.0997 | 174.4422 | 1.0636 | 354.1278 | 338.5724
1f37113 | MBS | 1 | 05m_109019_419x230x572.dat | 0.0850;0.0850;0.1928 | 419;230;572 | (0.1925;73.4725;37.2187) | 110 | 9.9905 | 69 | 87.015 | 60 | Varibar | [5] | [0] | 0 | 10 | 100 | normal | none | 6.3767 | 9.9022 | 63.144 | 27.7436 | 43.0822 | 1195.2548 | 2.8319e-16 | 145.2474 | 735.2944 | 546.589 | 12.3065 | 789.1447 | 66.2941 | 0.90062 | 561.9848 | 52.2718 | 769.4761 | 226.4712 | 731.0923 | 707.0451 | 844.6899 | 46.9716 | 899.9879 | 14.7497 | 105.7407 | 111.101 | 625.4752 | 1081.7723 | 2.4542 | 379.8012 | 442.2398 | 180.0432 | 192.4061 | 178.6442 | 1.5143 | 384.7871 | 363.2247
1f37113 | MBS | 1 | 05m_109019_419x230x572.dat | 0.0850;0.0850;0.1928 | 419;230;572 | (0.1925;73.4725;37.2187) | 60 | 2.5 | 38 | 87.015 | 60 | Varibar | [5] | [0] | 0 | 10 | 100 | normal | none | 6.3767 | 9.9022 | 63.144 | 27.7436 | 43.0822 | 1195.2548 | 4.5811e-16 | 39.9748 | 290.9323 | 361.1988 | 2.2625 | 353.6461 | 17.4889 | 0.083837 | 246.5765 | 11.827 | 528.319 | 94.5377 | 419.6777 | 332.7779 | 540.6521 | 9.4053 | 527.5331 | 2.5806 | 24.3804 | 28.1306 | 281.0221 | 704.2143 | 0.24944 | 149.795 | 169.7642 | 95.1727 | 109.1586 | 144.7479 | 0.1125 | 183.9585 | 194.0104
1f37113 | MBS | 1 | 05m_109019_419x230x572.dat | 0.0850;0.0850;0.1928 | 419;230;572 | (0.1925;73.4725;37.2187) | 60 | 5.7448 | 47 | 87.015 | 60 | Varibar | [5] | [0] | 0 | 10 | 100 | normal | none | 6.3767 | 9.9022 | 63.144 | 27.7436 | 43.0822 | 1195.2548 | 2.9745e-16 | 100.7743 | 579.1285 | 470.7731 | 6.4956 | 617.3875 | 45.0063 | 0.13078 | 465.4276 | 31.4214 | 666.5055 | 184.8195 | 664.1521 | 593.5849 | 743.3259 | 26.8458 | 800.1091 | 7.5418 | 64.6636 | 70.9908 | 522.0427 | 1031.0411 | 1.0398 | 281.0473 | 333.7576 | 153.6925 | 167.77 | 170.0859 | 0.52077 | 314.2452 | 308.1852
1f37113 | MBS | 1 | 05m_109019_419x230x572.dat | 0.0850;0.0850;0.1928 | 419;230;572 | (0.1925;73.4725;37.2187) | 60 | 6.3535 | 49 | 87.015 | 60 | Varibar | [5] | [0] | 0 | 10 | 100 | normal | none | 6.3767 | 9.9022 | 63.144 | 27.7436 | 43.0822 | 1195.2548 | 2.8401e-16 | 107.0492 | 622.2675 | 486.1454 | 7.6733 | 653.0763 | 52.1285 | 0.52333 | 494.9479 | 35.4988 | 687.2653 | 198.0742 | 693.4623 | 627.4786 | 774.9736 | 30.5662 | 833.7392 | 8.5958 | 72.8355 | 79.1381 | 554.2417 | 1067.0763 | 1.1888 | 302.028 | 360.7522 | 161.394 | 175.5365 | 173.2999 | 0.35555 | 332.3326 | 323.7887
1f37113 | MBS | 1 | 05m_109019_419x230x572.dat | 0.0850;0.0850;0.1928 | 419;230;572 | (0.1925;73.4725;37.2187) | 80 | 2.9 | 44 | 87.015 | 60 | Varibar | [5] | [0] | 0 | 10 | 100 | normal | none | 6.3767 | 9.9022 | 63.144 | 27.7436 | 43.0822 | 1195.2548 | 4.1016e-16 | 57.7191 | 363.2741 | 389.4348 | 3.7937 | 420.7397 | 25.3512 | 0.038019 | 298.1774 | 18.1084 | 560.4174 | 116.7695 | 470.4278 | 395.4812 | 582.4577 | 15.0386 | 589.2355 | 4.4639 | 37.3977 | 41.323 | 336.504 | 760.6083 | 0.48681 | 185.8464 | 214.6452 | 109.6107 | 122.5612 | 150.3179 | 0.33241 | 215.6016 | 220.8829
1f37113 | MBS | 1 | 05m_109019_419x230x572.dat | 0.0850;0.0850;0.1928 | 419;230;572 | (0.1925;73.4725;37.2187) | 80 | 7.702 | 57 | 87.015 | 60 | Varibar | [5] | [0] | 0 | 10 | 100 | normal | none | 6.3767 | 9.9022 | 63.144 | 27.7436 | 43.0822 | 1195.2548 | 2.7415e-16 | 129.6178 | 686.7356 | 514.5319 | 9.8438 | 722.9198 | 59.9266 | 0.86379 | 534.7396 | 45.0079 | 718.105 | 216.5951 | 720.5124 | 676.2304 | 812.5781 | 39.6605 | 874.1862 | 11.8328 | 90.6832 | 95.6805 | 596.8949 | 1096.7269 | 1.963 | 343.2668 | 409.3688 | 172.491 | 185.7692 | 176.9081 | 1.5319 | 361.5606 | 346.6492
1f37113 | MBS | 1 | 05m_109019_419x230x572.dat | 0.0850;0.0850;0.1928 | 419;230;572 | (0.1925;73.4725;37.2187) | 80 | 8.502 | 60 | 87.015 | 60 | Varibar | [5] | [0] | 0 | 10 | 100 | normal | none | 6.3767 | 9.9022 | 63.144 | 27.7436 | 43.0822 | 1195.2548 | 2.6737e-16 | 141.5871 | 720.0162 | 528.9694 | 10.6377 | 753.9393 | 65.3516 | 0.70547 | 557.4693 | 48.7192 | 733.4433 | 226.5371 | 739.0536 | 701.4276 | 837.8683 | 42.0056 | 898.8701 | 13.0696 | 98.0854 | 102.8018 | 619.2566 | 1115.0882 | 2.0152 | 362.3773 | 432.5999 | 178.7803 | 191.5203 | 178.9979 | 0.45447 | 376.3322 | 358.5846
1f37113 | MBS | 2 | 05m_109019_419x230x572.dat | 0.0850;0.0850;0.1928 | 419;230;572 | (0.1925;73.4725;38.8236) | 110 | 3.9 | 52 | 87.015 | 60 | Varibar | [5] | [0] | 0 | 10 | 100 | normal | none | 6.3767 | 3.0101 | 19.1949 | 27.7436 | 13.0964 | 363.3414 | 9.9221e-16 | 2.8671 | 81.4226 | 5.3289 | 0.30816 | 383.4585 | 1.5214 | 0.012432 | 11.0592 | 1.1043 | 54.5219 | 3.2535 | 29.2752 | 140.3337 | 610.4778 | 1.0855 | 604.2291 | 0.31845 | 2.5486 | 2.1798 | 44.8475 | 708.3909 | 0.059722 | 66.3783 | 69.7274 | 61.2732 | 70.3124 | 45.0063 | 0.053502 | 131.681 | 70.3045
1f37113 | MBS | 2 | 05m_109019_419x230x572.dat | 0.0850;0.0850;0.1928 | 419;230;572 | (0.1925;73.4725;38.8236) | 110 | 7.85 | 62 | 87.015 | 60 | Varibar | [5] | [0] | 0 | 10 | 100 | normal | none | 6.3767 | 3.0101 | 19.1949 | 27.7436 | 13.0964 | 363.3414 | 7.925e-16 | 4.2075 | 124.8813 | 7.7916 | 0.53367 | 517.5669 | 2.2495 | 0.0032247 | 17.4815 | 1.9182 | 86.7411 | 5.4118 | 41.8349 | 184.0891 | 736.5079 | 1.9001 | 757.5426 | 0.60143 | 4.355 | 3.7354 | 64.3271 | 841.2275 | 0.11975 | 97.0109 | 103.0601 | 78.892 | 88.2777 | 49.6979 | 0.088115 | 170.3902 | 90.1416
1f37113 | MBS | 2 | 05m_109019_419x230x572.dat | 0.0850;0.0850;0.1928 | 419;230;572 | (0.1925;73.4725;38.8236) | 110 | 9.9905 | 69 | 87.015 | 60 | Varibar | [5] | [0] | 0 | 10 | 100 | normal | none | 6.3767 | 3.0101 | 19.1949 | 27.7436 | 13.0964 | 363.3414 | 7.6631e-16 | 4.9759 | 141.3918 | 8.6769 | 0.63483 | 556.8372 | 2.6339 | 0.016253 | 19.8914 | 2.3993 | 86.1518 | 6.4073 | 45.5677 | 191.9719 | 776.2653 | 2.2937 | 792.5642 | 0.7212 | 5.1346 | 4.6927 | 69.1169 | 860.3305 | 0.15535 | 108.8915 | 115.3527 | 83.191 | 92.9359 | 50.8344 | 0.015603 | 181.4896 | 95.3517
1f37113 | MBS | 2 | 05m_109019_419x230x572.dat | 0.0850;0.0850;0.1928 | 419;230;572 | (0.1925;73.4725;38.8236) | 60 | 2.5 | 38 | 87.015 | 60 | Varibar | [5] | [0] | 0 | 10 | 100 | normal | none | 6.3767 | 3.0101 | 19.1949 | 27.7436 | 13.0964 | 363.3414 | 1.2396e-15 | 0.91073 | 44.4747 | 3.1393 | 0.088886 | 276.082 | 0.42554 | 0.021495 | 5.6249 | 0.34687 | 34.1033 | 1.3822 | 18.6784 | 107.8609 | 511.0203 | 0.29285 | 488.4317 | 0.11315 | 0.99681 | 0.77965 | 29.3064 | 609.991 | 0.011354 | 40.5082 | 41.4618 | 47.9723 | 56.0883 | 41.4016 | 0.037825 | 100.927 | 54.6238
1f37113 | MBS | 2 | 05m_109019_419x230x572.dat | 0.0850;0.0850;0.1928 | 419;230;572 | (0.1925;73.4725;38.8236) | 60 | 5.7448 | 47 | 87.015 | 60 | Varibar | [5] | [0] | 0 | 10 | 100 | normal | none | 6.3767 | 3.0101 | 19.1949 | 27.7436 | 13.0964 | 363.3414 | 8.0488e-16 | 3.1002 | 99.9006 | 6.134 | 0.29039 | 464.5535 | 1.3939 | 0.042696 | 13.5275 | 1.1019 | 67.241 | 3.6721 | 37.1074 | 172.6343 | 691.9413 | 1.0054 | 718.5291 | 0.31662 | 2.7535 | 2.267 | 57.9564 | 858.5623 | 0.054816 | 78.6262 | 84.5035 | 74.3696 | 83.1764 | 48.4677 | 0.074897 | 156.1068 | 84.5782
1f37113 | MBS | 2 | 05m_109019_419x230x572.dat | 0.0850;0.0850;0.1928 | 419;230;572 | (0.1925;73.4725;38.8236) | 60 | 6.3535 | 49 | 87.015 | 60 | Varibar | [5] | [0] | 0 | 10 | 100 | normal | none | 6.3767 | 3.0101 | 19.1949 | 27.7436 | 13.0964 | 363.3414 | 7.6851e-16 | 3.0192 | 109.4346 | 6.5342 | 0.33989 | 486.7577 | 1.5859 | 0 | 14.9171 | 1.2733 | 67.3508 | 4.1671 | 39.9889 | 179.0339 | 718.0352 | 1.1976 | 747.2084 | 0.36025 | 3.0966 | 2.6039 | 62.2578 | 878.1234 | 0.086233 | 84.8697 | 91.7726 | 76.8741 | 86.5879 | 49.3752 | 0.024461 | 162.9478 | 88.1084
1f37113 | MBS | 2 | 05m_109019_419x230x572.dat | 0.0850;0.0850;0.1928 | 419;230;572 | (0.1925;73.4725;38.8236) | 80 | 2.9 | 44 | 87.015 | 60 | Varibar | [5] | [0] | 0 | 10 | 100 | normal | none | 6.3767 | 3.0101 | 19.1949 | 27.7436 | 13.0964 | 363.3414 | 1.1098e-15 | 1.5317 | 60.1545 | 3.8489 | 0.18326 | 321.4697 | 0.78567 | 0.029634 | 7.9524 | 0.66322 | 42.9723 | 2.1713 | 23.3563 | 120.5793 | 555.2216 | 0.60327 | 537.4437 | 0.20081 | 1.4961 | 1.3759 | 35.9584 | 651.5084 | 0.031918 | 51.1933 | 53.538 | 53.5617 | 62.0197 | 42.9185 | 0 | 113.9859 | 61.1878
1f37113 | MBS | 2 | 05m_109019_419x230x572.dat | 0.0850;0.0850;0.1928 | 419;230;572 | (0.1925;73.4725;38.8236) | 80 | 7.702 | 57 | 87.015 | 60 | Varibar | [5] | [0] | 0 | 10 | 100 | normal | none | 6.3767 | 3.0101 | 19.1949 | 27.7436 | 13.0964 | 363.3414 | 7.419e-16 | 3.9899 | 127.0594 | 7.2933 | 0.49023 | 526.5419 | 1.8741 | 0.0094634 | 18.0011 | 1.7776 | 87.6658 | 5.4118 | 43.9427 | 189.7702 | 750.6834 | 1.7907 | 777.3582 | 0.53174 | 4.1472 | 3.5996 | 67.6859 | 883.1411 | 0.11057 | 97.5123 | 105.5066 | 80.9599 | 90.6225 | 50.4149 | 0.02058 | 173.8661 | 92.946
1f37113 | MBS | 2 | 05m_109019_419x230x572.dat | 0.0850;0.0850;0.1928 | 419;230;572 | (0.1925;73.4725;38.8236) | 80 | 8.502 | 60 | 87.015 | 60 | Varibar | [5] | [0] | 0 | 10 | 100 | normal | none | 6.3767 | 3.0101 | 19.1949 | 27.7436 | 13.0964 | 363.3414 | 7.2356e-16 | 4.4266 | 135.4266 | 8.0701 | 0.51276 | 548.0969 | 2.4129 | 0.0063139 | 19.3447 | 2.0806 | 95.4726 | 5.9057 | 46.1359 | 195.0223 | 769.9312 | 2.0185 | 795.8171 | 0.58802 | 4.6631 | 3.9537 | 70.8139 | 893.3352 | 0.14009 | 103.2873 | 111.9246 | 83.0247 | 92.9805 | 51.0456 | 0.10411 | 179.8734 | 95.7387
1f37113 | MBS | 3 | 05m_109019_419x230x572.dat | 0.0850;0.0850;0.1928 | 419;230;572 | (0.1925;73.4725;37.2187) | 110 | 3.9 | 52 | 87.015 | 60 | Varibar | [5] | [0] | 0 | 10 | 100 | normal | none | 6.3767 | 9.9022 | 63.144 | 27.7436 | 43.0822 | 1195.2548 | 3.6668e-16 | 81.4726 | 461.3615 | 434.7439 | 5.9966 | 514.0783 | 36.6918 | 0.32514 | 368.3092 | 27.1433 | 613.7305 | 145.881 | 540.2868 | 477.9974 | 655.0476 | 23.7005 | 672.9381 | 7.1606 | 55.7114 | 59.6222 | 412.7354 | 860.3517 | 1.0065 | 237.0125 | 274.4073 | 128.4516 | 141.2565 | 157.9572 | 0.42206 | 260.1065 | 259.6343
1f37113 | MBS | 3 | 05m_109019_419x230x572.dat | 0.0850;0.0850;0.1928 | 419;230;572 | (0.1925;73.4725;37.2187) | 110 | 7.85 | 62 | 87.015 | 60 | Varibar | [5] | [0] | 0 | 10 | 100 | normal | none | 6.3767 | 9.9022 | 63.144 | 27.7436 | 43.0822 | 1195.2548 | 2.9287e-16 | 130.9773 | 668.2544 | 513.2355 | 10.0349 | 713.4284 | 58.6511 | 0.55301 | 518.2207 | 44.4433 | 713.4967 | 207.8278 | 695.7754 | 656.406 | 797.1523 | 39.0689 | 851.2382 | 12.1062 | 90.8329 | 95.3878 | 580.399 | 1046.1044 | 2.0971 | 340.6696 | 398.3709 | 169.3232 | 181.0997 | 174.4422 | 1.0636 | 354.1278 | 338.5724
1f37113 | MBS | 3 | 05m_109019_419x230x572.dat | 0.0850;0.0850;0.1928 | 419;230;572 | (0.1925;73.4725;37.2187) | 110 | 9.9905 | 69 | 87.015 | 60 | Varibar | [5] | [0] | 0 | 10 | 100 | normal | none | 6.3767 | 9.9022 | 63.144 | 27.7436 | 43.0822 | 1195.2548 | 2.8319e-16 | 145.2474 | 735.2944 | 546.589 | 12.3065 | 789.1447 | 66.2941 | 0.90062 | 561.9848 | 52.2718 | 769.4761 | 226.4712 | 731.0923 | 707.0451 | 844.6899 | 46.9716 | 899.9879 | 14.7497 | 105.7407 | 111.101 | 625.4752 | 1081.7723 | 2.4542 | 379.8012 | 442.2398 | 180.0432 | 192.4061 | 178.6413 | 1.5143 | 384.7871 | 363.2247
1f37113 | MBS | 3 | 05m_109019_419x230x572.dat | 0.0850;0.0850;0.1928 | 419;230;572 | (0.1925;73.4725;37.2187) | 60 | 2.5 | 38 | 87.015 | 60 | Varibar | [5] | [0] | 0 | 10 | 100 | normal | none | 6.3767 | 9.9022 | 63.144 | 27.7436 | 43.0822 | 1195.2548 | 4.5811e-16 | 39.9748 | 290.9323 | 361.1988 | 2.2625 | 353.6461 | 17.4889 | 0.083837 | 246.5765 | 11.827 | 528.319 | 94.5377 | 419.6777 | 332.7779 | 540.6521 | 9.4053 | 527.5331 | 2.5806 | 24.3804 | 28.1306 | 281.0221 | 704.2143 | 0.24944 | 149.795 | 169.7642 | 95.1727 | 109.1586 | 144.7479 | 0.1125 | 183.9585 | 194.0104
1f37113 | MBS | 3 | 05m_109019_419x230x572.dat | 0.0850;0.0850;0.1928 | 419;230;572 | (0.1925;73.4725;37.2187) | 60 | 5.7448 | 47 | 87.015 | 60 | Varibar | [5] | [0] | 0 | 10 | 100 | normal | none | 6.3767 | 9.9022 | 63.144 | 27.7436 | 43.0822 | 1195.2548 | 2.9745e-16 | 100.7743 | 579.1285 | 470.7731 | 6.4956 | 617.3875 | 45.0063 | 0.13078 | 465.4276 | 31.4214 | 666.5055 | 184.8195 | 664.1521 | 593.5849 | 743.3259 | 26.8458 | 800.1091 | 7.5418 | 64.6636 | 70.9908 | 522.0427 | 1031.0411 | 1.0398 | 281.0473 | 333.7576 | 153.6925 | 167.77 | 170.0859 | 0.52077 | 314.2452 | 308.1852
1f37113 | MBS | 3 | 05m_109019_419x230x572.dat | 0.0850;0.0850;0.1928 | 419;230;572 | (0.1925;73.4725;37.2187) | 60 | 6.3535 | 49 | 87.015 | 60 | Varibar | [5] | [0] | 0 | 10 | 100 | normal | none | 6.3767 | 9.9022 | 63.144 | 27.7436 | 43.0822 | 1195.2548 | 2.8401e-16 | 107.0492 | 622.2675 | 486.1454 | 7.6733 | 653.0763 | 52.1285 | 0.52333 | 494.9479 | 35.4988 | 687.2653 | 198.0742 | 693.4623 | 627.4786 | 774.9736 | 30.5662 | 833.7392 | 8.5958 | 72.8355 | 79.1381 | 554.2417 | 1067.0763 | 1.1888 | 302.028 | 360.7522 | 161.394 | 175.5365 | 173.2999 | 0.35555 | 332.3326 | 323.7887
1f37113 | MBS | 3 | 05m_109019_419x230x572.dat | 0.0850;0.0850;0.1928 | 419;230;572 | (0.1925;73.4725;37.2187) | 80 | 2.9 | 44 | 87.015 | 60 | Varibar | [5] | [0] | 0 | 10 | 100 | normal | none | 6.3767 | 9.9022 | 63.144 | 27.7436 | 43.0822 | 1195.2548 | 4.1016e-16 | 57.7191 | 363.2741 | 389.4348 | 3.7937 | 420.7397 | 25.3512 | 0.038019 | 298.1774 | 18.1084 | 560.4174 | 116.7695 | 470.4278 | 395.4812 | 582.4577 | 15.0386 | 589.2355 | 4.4639 | 37.3977 | 41.323 | 336.504 | 760.6083 | 0.48681 | 185.8464 | 214.6452 | 109.6107 | 122.5612 | 150.3179 | 0.33241 | 215.6016 | 220.8829
1f37113 | MBS | 3 | 05m_109019_419x230x572.dat | 0.0850;0.0850;0.1928 | 419;230;572 | (0.1925;73.4725;37.2187) | 80 | 7.702 | 57 | 87.015 | 60 | Varibar | [5] | [0] | 0 | 10 | 100 | normal | none | 6.3767 | 9.9022 | 63.144 | 27.7436 | 43.0822 | 1195.2548 | 2.7415e-16 | 129.6178 | 686.7356 | 514.5319 | 9.8438 | 722.9198 | 59.9266 | 0.86379 | 534.7396 | 45.0079 | 718.105 | 216.5951 | 720.5124 | 676.2304 | 812.5781 | 39.6605 | 874.1862 | 11.8328 | 90.6832 | 95.6805 | 596.8949 | 1096.7269 | 1.963 | 343.2668 | 409.3688 | 172.491 | 185.7692 | 176.9081 | 1.5319 | 361.5606 | 346.6492
1f37113 | MBS | 3 | 05m_109019_419x230x572.dat | 0.0850;0.0850;0.1928 | 419;230;572 | (0.1925;73.4725;37.2187) | 80 | 8.502 | 60 | 87.015 | 60 | Varibar | [5] | [0] | 0 | 10 | 100 | normal | none | 6.3767 | 9.9022 | 63.144 | 27.7436 | 43.0822 | 1195.2548 | 2.6737e-16 | 141.5871 | 720.0162 | 528.9694 | 10.6377 | 753.9393 | 65.3516 | 0.70547 | 557.4693 | 48.7192 | 733.4433 | 226.5371 | 739.0536 | 701.4276 | 837.8683 | 42.0056 | 898.8701 | 13.0696 | 98.0854 | 102.8018 | 619.2566 | 1115.0882 | 2.0152 | 362.3773 | 432.5998 | 178.7803 | 191.5203 | 178.9979 | 0.45447 | 376.3322 | 358.5846
1f37113 | MBS | 4 | 05m_109019_419x230x572.dat | 0.0850;0.0850;0.1928 | 419;230;572 | (0.1925;73.4725;38.8236) | 110 | 3.9 | 52 | 87.015 | 60 | Varibar | [5,133] | [30,30] | 0 | 10 | 100 | normal | none | 6.3767 | 3.0101 | 19.1949 | 27.7436 | 13.0964 | 363.3414 | 9.9221e-16 | 2.7529 | 80.6909 | 5.1739 | 0.29762 | 380.3745 | 1.5193 | 0.012432 | 10.7901 | 1.079 | 52.5163 | 3.1949 | 28.8599 | 139.4871 | 1295.0934 | 1.0513 | 585.3621 | 0.31193 | 2.4556 | 2.101 | 44.0634 | 706.0023 | 0.056089 | 65.5215 | 68.8444 | 60.6588 | 69.4134 | 44.7865 | 0.053502 | 183.5932 | 76.0131
1f37113 | MBS | 4 | 05m_109019_419x230x572.dat | 0.0850;0.0850;0.1928 | 419;230;572 | (0.1925;73.4725;38.8236) | 110 | 7.85 | 62 | 87.015 | 60 | Varibar | [5,133] | [30,30] | 0 | 10 | 100 | normal | none | 6.3767 | 3.0101 | 19.1949 | 27.7436 | 13.0964 | 363.3414 | 7.925e-16 | 4.1429 | 123.627 | 7.4285 | 0.52092 | 513.3523 | 2.1683 | 0.005758 | 17.0184 | 1.8856 | 84.5164 | 5.2884 | 41.1636 | 182.5371 | 1839.1245 | 1.8555 | 733.2649 | 0.58264 | 4.2653 | 3.6222 | 62.7397 | 836.584 | 0.11773 | 95.6464 | 101.6328 | 78.0832 | 87.0663 | 49.3378 | 0.088115 | 254.1088 | 99.359
1f37113 | MBS | 4 | 05m_109019_419x230x572.dat | 0.0850;0.0850;0.1928 | 419;230;572 | (0.1925;73.4725;38.8236) | 110 | 9.9905 | 69 | 87.015 | 60 | Varibar | [5,133] | [30,30] | 0 | 10 | 100 | normal | none | 6.3767 | 3.0101 | 19.1949 | 27.7436 | 13.0964 | 363.3414 | 7.6631e-16 | 4.8807 | 139.9303 | 8.2632 | 0.6261 | 551.8392 | 2.5439 | 0.016253 | 19.3473 | 2.3535 | 84.0795 | 6.2502 | 44.7521 | 190.8366 | 2023.8542 | 2.2206 | 768.0311 | 0.69803 | 4.99 | 4.5038 | 67.4061 | 853.8841 | 0.15127 | 107.3379 | 113.7218 | 82.5995 | 91.6946 | 50.4203 | 0.015603 | 276.2639 | 105.7769
1f37113 | MBS | 4 | 05m_109019_419x230x572.dat | 0.0850;0.0850;0.1928 | 419;230;572 | (0.1925;73.4725;38.8236) | 60 | 2.5 | 38 | 87.015 | 60 | Varibar | [5,133] | [30,30] | 0 | 10 | 100 | normal | none | 6.3767 | 3.0101 | 19.1949 | 27.7436 | 13.0964 | 363.3414 | 1.2396e-15 | 0.89935 | 44.1996 | 3.0631 | 0.088757 | 273.565 | 0.42766 | 0.021495 | 5.5268 | 0.34085 | 33.8572 | 1.3658 | 18.5114 | 107.5302 | 830.0531 | 0.27753 | 474.1927 | 0.11164 | 0.97438 | 0.75597 | 28.8691 | 607.4498 | 0.011354 | 40.1031 | 41.0684 | 47.4082 | 55.4144 | 41.2812 | 0.037825 | 124.9165 | 57.1561
1f37113 | MBS | 4 | 05m_109019_419x230x572.dat | 0.0850;0.0850;0.1928 | 419;230;572 | (0.1925;73.4725;38.8236) | 60 | 5.7448 | 47 | 87.015 | 60 | Varibar | [5,133] | [30,30] | 0 | 10 | 100 | normal | none | 6.3767 | 3.0101 | 19.1949 | 27.7436 | 13.0964 | 363.3414 | 8.0488e-16 | 3.1068 | 99.0396 | 5.8124 | 0.28464 | 459.5465 | 1.3679 | 0.042696 | 13.202 | 1.077 | 66.3192 | 3.6094 | 36.6191 | 171.541 | 1564.3318 | 0.9709 | 691.7922 | 0.30749 | 2.6924 | 2.2091 | 56.9811 | 854.9096 | 0.054816 | 77.5378 | 83.3896 | 73.4915 | 81.9167 | 48.1763 | 0.074897 | 222.0888 | 91.7782
1f37113 | MBS | 4 | 05m_109019_419x230x572.dat | 0.0850;0.0850;0.1928 | 419;230;572 | (0.1925;73.4725;38.8236) | 60 | 6.3535 | 49 | 87.015 | 60 | Varibar | [5,133] | [30,30] | 0 | 10 | 100 | normal | none | 6.3767 | 3.0101 | 19.1949 | 27.7436 | 13.0964 | 363.3414 | 7.6851e-16 | 2.9493 | 108.4262 | 6.4014 | 0.335 | 481.6049 | 1.582 | 0 | 14.5827 | 1.2499 | 64.7848 | 4.0889 | 39.4215 | 177.8888 | 1705.3694 | 1.1543 | 718.9591 | 0.35139 | 3.0218 | 2.5271 | 61.1804 | 875.4039 | 0.085694 | 83.6421 | 90.5074 | 75.9654 | 85.2559 | 49.038 | 0.075504 | 237.7279 | 96.3746
1f37113 | MBS | 4 | 05m_109019_419x230x572.dat | 0.0850;0.0850;0.1928 | 419;230;572 | (0.1925;73.4725;38.8236) | 80 | 2.9 | 44 | 87.015 | 60 | Varibar | [5,133] | [30,30] | 0 | 10 | 100 | normal | none | 6.3767 | 3.0101 | 19.1949 | 27.7436 | 13.0964 | 363.3414 | 1.1098e-15 | 1.5154 | 59.6643 | 3.771 | 0.17688 | 317.7573 | 0.74292 | 0.029634 | 7.7707 | 0.65427 | 41.8027 | 2.1354 | 23.0697 | 119.8404 | 1044.5039 | 0.58494 | 520.567 | 0.1974 | 1.4717 | 1.3362 | 35.5512 | 649.0936 | 0.031918 | 50.5778 | 52.9136 | 52.9166 | 61.2343 | 42.7434 | 0 | 150.833 | 65.1771
1f37113 | MBS | 4 | 05m_109019_419x230x572.dat | 0.0850;0.0850;0.1928 | 419;230;572 | (0.1925;73.4725;38.8236) | 80 | 7.702 | 57 | 87.015 | 60 | Varibar | [5,133] | [30,30] | 0 | 10 | 100 | normal | none | 6.3767 | 3.0101 | 19.1949 | 27.7436 | 13.0964 | 363.3414 | 7.419e-16 | 3.8667 | 125.7263 | 7.2352 | 0.47597 | 521.1503 | 1.8532 | 0.012675 | 17.5132 | 1.7349 | 85.6264 | 5.2891 | 43.1933 | 188.6649 | 1938.6779 | 1.7161 | 749.7668 | 0.51235 | 3.9972 | 3.4757 | 66.2046 | 877.0216 | 0.093417 | 96.031 | 103.9452 | 80.1869 | 89.2785 | 50.0324 | 0.02058 | 264.0014 | 102.868
1f37113 | MBS | 4 | 05m_109019_419x230x572.dat | 0.0850;0.0850;0.1928 | 419;230;572 | (0.1925;73.4725;38.8236) | 80 | 8.502 | 60 | 87.015 | 60 | Varibar | [5,133] | [30,30] | 0 | 10 | 100 | normal | none | 6.3767 | 3.0101 | 19.1949 | 27.7436 | 13.0964 | 363.3414 | 7.2356e-16 | 4.2711 | 133.9491 | 7.8464 | 0.50426 | 543.4394 | 2.3554 | 0.0063139 | 18.7753 | 2.0376 | 95.2087 | 5.7769 | 45.355 | 193.5712 | 2057.3328 | 1.9347 | 768.3833 | 0.56957 | 4.5113 | 3.8197 | 69.0283 | 888.0143 | 0.14302 | 101.6886 | 110.2349 | 82.0876 | 91.6085 | 50.6195 | 0.093265 | 277.6904 | 106.5611
1f37113 | MBS | 5 | 05m_109019_419x230x572.dat | 0.0850;0.0850;0.1928 | 419;230;572 | (0.1925;73.4725;38.8236) | 110 | 3.9 | 52 | 87.015 | 60 | Varibar | [5,133,110] | [30,30,100] | 0 | 20 | 100 | normal | none | 6.3767 | 3.0101 | 19.1949 | 27.7436 | 13.0964 | 363.3414 | 9.9221e-16 | 2.5307 | 80.6012 | 5.1002 | 0.28057 | 380.0822 | 1.4752 | 0.012432 | 10.0668 | 0.99936 | 52.4921 | 3.0543 | 27.6444 | 1507.9524 | 1294.5895 | 0.96893 | 584.3945 | 0.29355 | 2.2824 | 1.9285 | 41.6063 | 700.6708 | 0.051322 | 65.2012 | 68.3614 | 59.4235 | 69.1319 | 44.6741 | 0.053502 | 288.3817 | 142.8749
1f37113 | MBS | 5 | 05m_109019_419x230x572.dat | 0.0850;0.0850;0.1928 | 419;230;572 | (0.1925;73.4725;38.8236) | 110 | 7.85 | 62 | 87.015 | 60 | Varibar | [5,133,110] | [30,30,100] | 0 | 20 | 100 | normal | none | 6.3767 | 3.0101 | 19.1949 | 27.7436 | 13.0964 | 363.3414 | 7.925e-16 | 3.7927 | 123.4743 | 7.1955 | 0.49528 | 513.0369 | 2.1422 | 0.0032247 | 15.8398 | 1.7537 | 84.524 | 5.0351 | 39.5257 | 2327.8332 | 1837.9889 | 1.7015 | 731.9652 | 0.55053 | 3.9229 | 3.3473 | 59.151 | 830.2496 | 0.10438 | 95.1672 | 100.8961 | 76.7841 | 86.7116 | 49.1961 | 0.031735 | 418.4465 | 204.2858
1f37113 | MBS | 5 | 05m_109019_419x230x572.dat | 0.0850;0.0850;0.1928 | 419;230;572 | (0.1925;73.4725;38.8236) | 110 | 9.9905 | 69 | 87.015 | 60 | Varibar | [5,133,110] | [30,30,100] | 0 | 20 | 100 | normal | none | 6.3767 | 3.0101 | 19.1949 | 27.7436 | 13.0964 | 363.3414 | 7.6631e-16 | 4.5737 | 139.7606 | 8.2506 | 0.59413 | 551.6043 | 2.3946 | 0.016253 | 18.024 | 2.2112 | 83.9425 | 5.9468 | 42.9265 | 2643.7077 | 2022.1578 | 2.0456 | 766.5173 | 0.66226 | 4.6399 | 4.2083 | 63.6413 | 849.8387 | 0.14142 | 106.8169 | 112.9103 | 81.2294 | 91.3358 | 50.2801 | 0.015603 | 464.1958 | 225.9204
1f37113 | MBS | 5 | 05m_109019_419x230x572.dat | 0.0850;0.0850;0.1928 | 419;230;572 | (0.1925;73.4725;38.8236) | 60 | 2.5 | 38 | 87.015 | 60 | Varibar | [5,133,110] | [30,30,100] | 0 | 20 | 100 | normal | none | 6.3767 | 3.0101 | 19.1949 | 27.7436 | 13.0964 | 363.3414 | 1.2396e-15 | 0.80884 | 44.1673 | 3.0552 | 0.086434 | 273.2907 | 0.39246 | 0.021495 | 5.1671 | 0.31536 | 33.8572 | 1.319 | 17.6902 | 786.3117 | 829.8111 | 0.2602 | 473.4586 | 0.10638 | 0.91234 | 0.69148 | 27.3266 | 600.7942 | 0.011354 | 39.9121 | 40.7939 | 46.2844 | 55.1919 | 41.2071 | 0.037825 | 176.8068 | 90.1245
1f37113 | MBS | 5 | 05m_109019_419x230x572.dat | 0.0850;0.0850;0.1928 | 419;230;572 | (0.1925;73.4725;38.8236) | 60 | 5.7448 | 47 | 87.015 | 60 | Varibar | [5,133,110] | [30,30,100] | 0 | 20 | 100 | normal | none | 6.3767 | 3.0101 | 19.1949 | 27.7436 | 13.0964 | 363.3414 | 8.0488e-16 | 2.8222 | 98.9364 | 5.6879 | 0.27655 | 458.9874 | 1.358 | 0.042696 | 12.2915 | 0.99674 | 66.2956 | 3.4636 | 34.9841 | 1791.1978 | 1563.5863 | 0.90135 | 690.5125 | 0.29788 | 2.4988 | 1.9661 | 53.7036 | 846.6102 | 0.054816 | 77.1425 | 82.7795 | 71.9412 | 81.5477 | 48.0388 | 0.074897 | 346.0305 | 170.7897
1f37113 | MBS | 5 | 05m_109019_419x230x572.dat | 0.0850;0.0850;0.1928 | 419;230;572 | (0.1925;73.4725;38.8236) | 60 | 6.3535 | 49 | 87.015 | 60 | Varibar | [5,133,110] | [30,30,100] | 0 | 20 | 100 | normal | none | 6.3767 | 3.0101 | 19.1949 | 27.7436 | 13.0964 | 363.3414 | 7.6851e-16 | 2.6068 | 108.309 | 6.1936 | 0.32516 | 481.2665 | 1.5089 | 0 | 13.6042 | 1.1662 | 64.9136 | 3.9177 | 37.6714 | 1994.1085 | 1704.4586 | 1.0451 | 717.6188 | 0.3348 | 2.8054 | 2.3043 | 57.5761 | 868.5335 | 0.075142 | 83.2008 | 89.8283 | 74.426 | 84.8705 | 48.8865 | 0.075504 | 376.7677 | 185.0874
1f37113 | MBS | 5 | 05m_109019_419x230x572.dat | 0.0850;0.0850;0.1928 | 419;230;572 | (0.1925;73.4725;38.8236) | 80 | 2.9 | 44 | 87.015 | 60 | Varibar | [5,133,110] | [30,30,100] | 0 | 20 | 100 | normal | none | 6.3767 | 3.0101 | 19.1949 | 27.7436 | 13.0964 | 363.3414 | 1.1098e-15 | 1.4238 | 59.6075 | 3.7165 | 0.16981 | 317.3879 | 0.68103 | 0.029634 | 7.2488 | 0.61573 | 41.7504 | 2.0433 | 22.0371 | 1109.0195 | 1044.2336 | 0.51858 | 519.8101 | 0.19033 | 1.3435 | 1.2571 | 33.6463 | 643.1466 | 0.031586 | 50.3317 | 52.5462 | 51.6705 | 60.9794 | 42.6488 | 0 | 226.5241 | 113.4025
1f37113 | MBS | 5 | 05m_109019_419x230x572.dat | 0.0850;0.0850;0.1928 | 419;230;572 | (0.1925;73.4725;38.8236) | 80 | 7.702 | 57 | 87.015 | 60 | Varibar | [5,133,110] | [30,30,100] | 0 | 20 | 100 | normal | none | 6.3767 | 3.0101 | 19.1949 | 27.7436 | 13.0964 | 363.3414 | 7.419e-16 | 3.5013 | 125.5767 | 7.0859 | 0.46656 | 520.692 | 1.7632 | 0.012675 | 16.2475 | 1.6071 | 85.3339 | 5.0328 | 41.34 | 2434.0295 | 1937.33 | 1.5312 | 748.4054 | 0.48918 | 3.6606 | 3.193 | 62.0531 | 869.2577 | 0.088865 | 95.5191 | 103.1512 | 78.5885 | 88.8841 | 49.8656 | 0.02058 | 435.9185 | 212.6301
1f37113 | MBS | 5 | 05m_109019_419x230x572.dat | 0.0850;0.0850;0.1928 | 419;230;572 | (0.1925;73.4725;38.8236) | 80 | 8.502 | 60 | 87.015 | 60 | Varibar | [5,133,110] | [30,30,100] | 0 | 20 | 100 | normal | none | 6.3767 | 3.0101 | 19.1949 | 27.7436 | 13.0964 | 363.3414 | 7.2356e-16 | 3.8464 | 133.7764 | 7.6413 | 0.48246 | 543.1215 | 2.2677 | 0.0063139 | 17.4112 | 1.8916 | 95.1907 | 5.4919 | 43.4658 | 2627.1557 | 2055.9508 | 1.7317 | 766.9045 | 0.54249 | 4.1499 | 3.4882 | 64.8241 | 880.5788 | 0.1396 | 101.1513 | 109.3889 | 80.6302 | 91.2151 | 50.4381 | 0.093265 | 464.097 | 225.5793
1f37113 | MBS | 6 | 05m_109019_419x230x572.dat | 0.0850;0.0850;0.1928 | 419;230;572 | (0.1925;73.4725;37.2187) | 110 | 3.9 | 52 | 87.015 | 60 | Varibar | [5] | [0] | 0 | 10 | 100 | normal | none | 6.3767 | 9.9022 | 63.144 | 27.7436 | 43.0822 | 1195.2548 | 3.6668e-16 | 81.4726 | 461.3615 | 434.7439 | 5.9966 | 514.0783 | 36.6918 | 0.32514 | 368.3092 | 27.1433 | 613.7305 | 145.881 | 540.2868 | 477.9974 | 655.0476 | 23.7005 | 672.9381 | 7.1606 | 55.7114 | 59.6222 | 412.7354 | 860.3517 | 1.0065 | 237.0125 | 274.4073 | 128.4516 | 141.2565 | 157.9572 | 0.42206 | 260.1065 | 259.6343
1f37113 | MBS | 6 | 05m_109019_419x230x572.dat | 0.0850;0.0850;0.1928 | 419;230;572 | (0.1925;73.4725;37.2187) | 110 | 7.85 | 62 | 87.015 | 60 | Varibar | [5] | [0] | 0 | 10 | 100 | normal | none | 6.3767 | 9.9022 | 63.144 | 27.7436 | 43.0822 | 1195.2548 | 2.9287e-16 | 130.9773 | 668.2544 | 513.2355 | 10.0349 | 713.4284 | 58.6511 | 0.55301 | 518.2207 | 44.4433 | 713.4967 | 207.8278 | 695.7754 | 656.406 | 797.1523 | 39.0689 | 851.2382 | 12.1062 | 90.8329 | 95.3878 | 580.399 | 1046.1044 | 2.0971 | 340.6696 | 398.3709 | 169.3232 | 181.0997 | 174.4422 | 1.0636 | 354.1278 | 338.5724
1f37113 | MBS | 6 | 05m_109019_419x230x572.dat | 0.0850;0.0850;0.1928 | 419;230;572 | (0.1925;73.4725;37.2187) | 110 | 9.9905 | 69 | 87.015 | 60 | Varibar | [5] | [0] | 0 | 10 | 100 | normal | none | 6.3767 | 9.9022 | 63.144 | 27.7436 | 43.0822 | 1195.2548 | 2.8319e-16 | 145.2474 | 735.2944 | 546.589 | 12.3065 | 789.1447 | 66.2941 | 0.90062 | 561.9848 | 52.2718 | 769.4761 | 226.4712 | 731.0923 | 707.0451 | 844.6899 | 46.9716 | 899.9879 | 14.7497 | 105.7407 | 111.101 | 625.4752 | 1081.7723 | 2.4542 | 379.8012 | 442.2398 | 180.0432 | 192.4061 | 178.6442 | 1.5143 | 384.7871 | 363.2247
1f37113 | MBS | 6 | 05m_109019_419x230x572.dat | 0.0850;0.0850;0.1928 | 419;230;572 | (0.1925;73.4725;37.2187) | 60 | 2.5 | 38 | 87.015 | 60 | Varibar | [5] | [0] | 0 | 10 | 100 | normal | none | 6.3767 | 9.9022 | 63.144 | 27.7436 | 43.0822 | 1195.2548 | 4.5811e-16 | 39.9748 | 290.9323 | 361.1988 | 2.2625 | 353.6461 | 17.4889 | 0.083837 | 246.5765 | 11.827 | 528.319 | 94.5377 | 419.6777 | 332.7779 | 540.6521 | 9.4053 | 527.5331 | 2.5806 | 24.3804 | 28.1306 | 281.0221 | 704.2143 | 0.24944 | 149.795 | 169.7642 | 95.1727 | 109.1586 | 144.7479 | 0.1125 | 183.9585 | 194.0104
1f37113 | MBS | 6 | 05m_109019_419x230x572.dat | 0.0850;0.0850;0.1928 | 419;230;572 | (0.1925;73.4725;37.2187) | 60 | 5.7448 | 47 | 87.015 | 60 | Varibar | [5] | [0] | 0 | 10 | 100 | normal | none | 6.3767 | 9.9022 | 63.144 | 27.7436 | 43.0822 | 1195.2548 | 2.9745e-16 | 100.7743 | 579.1285 | 470.7731 | 6.4956 | 617.3875 | 45.0063 | 0.13078 | 465.4276 | 31.4214 | 666.5055 | 184.8195 | 664.1521 | 593.5849 | 743.3259 | 26.8458 | 800.1091 | 7.5418 | 64.6636 | 70.9908 | 522.0427 | 1031.0411 | 1.0398 | 281.0473 | 333.7576 | 153.6925 | 167.77 | 170.0859 | 0.52077 | 314.2452 | 308.1852
1f37113 | MBS | 6 | 05m_109019_419x230x572.dat | 0.0850;0.0850;0.1928 | 419;230;572 | (0.1925;73.4725;37.2187) | 60 | 6.3535 | 49 | 87.015 | 60 | Varibar | [5] | [0] | 0 | 10 | 100 | normal | none | 6.3767 | 9.9022 | 63.144 | 27.7436 | 43.0822 | 1195.2548 | 2.8401e-16 | 107.0492 | 622.2675 | 486.1454 | 7.6733 | 653.0763 | 52.1285 | 0.52333 | 494.9479 | 35.4988 | 687.2653 | 198.0742 | 693.4623 | 627.4786 | 774.9736 | 30.5662 | 833.7392 | 8.5958 | 72.8355 | 79.1381 | 554.2417 | 1067.0763 | 1.1888 | 302.028 | 360.7522 | 161.394 | 175.5365 | 173.2999 | 0.35555 | 332.3326 | 323.7887
1f37113 | MBS | 6 | 05m_109019_419x230x572.dat | 0.0850;0.0850;0.1928 | 419;230;572 | (0.1925;73.4725;37.2187) | 80 | 2.9 | 44 | 87.015 | 60 | Varibar | [5] | [0] | 0 | 10 | 100 | normal | none | 6.3767 | 9.9022 | 63.144 | 27.7436 | 43.0822 | 1195.2548 | 4.1016e-16 | 57.7191 | 363.2741 | 389.4348 | 3.7937 | 420.7397 | 25.3512 | 0.038019 | 298.1774 | 18.1084 | 560.4174 | 116.7695 | 470.4278 | 395.4812 | 582.4577 | 15.0386 | 589.2355 | 4.4639 | 37.3977 | 41.323 | 336.504 | 760.6083 | 0.48681 | 185.8464 | 214.6452 | 109.6107 | 122.5612 | 150.3179 | 0.33241 | 215.6016 | 220.8829
1f37113 | MBS | 6 | 05m_109019_419x230x572.dat | 0.0850;0.0850;0.1928 | 419;230;572 | (0.1925;73.4725;37.2187) | 80 | 7.702 | 57 | 87.015 | 60 | Varibar | [5] | [0] | 0 | 10 | 100 | normal | none | 6.3767 | 9.9022 | 63.144 | 27.7436 | 43.0822 | 1195.2548 | 2.7415e-16 | 129.6178 | 686.7356 | 514.5319 | 9.8438 | 722.9198 | 59.9266 | 0.86379 | 534.7396 | 45.0079 | 718.105 | 216.5951 | 720.5124 | 676.2304 | 812.5781 | 39.6605 | 874.1862 | 11.8328 | 90.6832 | 95.6805 | 596.8949 | 1096.7269 | 1.963 | 343.2668 | 409.3688 | 172.491 | 185.7692 | 176.9081 | 1.5319 | 361.5606 | 346.6492
1f37113 | MBS | 6 | 05m_109019_419x230x572.dat | 0.0850;0.0850;0.1928 | 419;230;572 | (0.1925;73.4725;37.2187) | 80 | 8.502 | 60 | 87.015 | 60 | Varibar | [5] | [0] | 0 | 10 | 100 | normal | none | 6.3767 | 9.9022 | 63.144 | 27.7436 | 43.0822 | 1195.2548 | 2.6737e-16 | 141.5871 | 720.0162 | 528.9694 | 10.6377 | 753.9393 | 65.3516 | 0.70547 | 557.4693 | 48.7192 | 733.4433 | 226.5371 | 739.0536 | 701.4276 | 837.8683 | 42.0056 | 898.8701 | 13.0696 | 98.0854 | 102.8018 | 619.2566 | 1115.0882 | 2.0152 | 362.3773 | 432.5998 | 178.7803 | 191.5203 | 178.9979 | 0.45447 | 376.3322 | 358.5846
1f37113 | MBS | 7 | 05m_109019_419x230x572.dat | 0.0850;0.0850;0.1928 | 419;230;572 | (0.1925;73.4725;38.8236) | 110 | 3.9 | 52 | 87.015 | 60 | Varibar | [5,133] | [30,30] | 0 | 10 | 100 | normal | none | 6.3767 | 3.0101 | 19.1949 | 27.7436 | 13.0964 | 363.3414 | 9.9221e-16 | 2.7529 | 80.6909 | 5.1739 | 0.29762 | 380.3745 | 1.5193 | 0.012432 | 10.7901 | 1.079 | 52.5163 | 3.1949 | 28.8599 | 139.4871 | 1295.0934 | 1.0513 | 585.3621 | 0.31193 | 2.4556 | 2.101 | 44.0634 | 706.0023 | 0.056089 | 65.5215 | 68.8444 | 60.6588 | 69.4134 | 44.7865 | 0.053502 | 183.5932 | 76.0131
1f37113 | MBS | 7 | 05m_109019_419x230x572.dat | 0.0850;0.0850;0.1928 | 419;230;572 | (0.1925;73.4725;38.8236) | 110 | 7.85 | 62 | 87.015 | 60 | Varibar | [5,133] | [30,30] | 0 | 10 | 100 | normal | none | 6.3767 | 3.0101 | 19.1949 | 27.7436 | 13.0964 | 363.3414 | 7.925e-16 | 4.1429 | 123.627 | 7.4285 | 0.52092 | 513.3523 | 2.1683 | 0.005758 | 17.0184 | 1.8856 | 84.5164 | 5.2884 | 41.1636 | 182.5371 | 1839.1245 | 1.8555 | 733.2649 | 0.58264 | 4.2653 | 3.6222 | 62.7397 | 836.584 | 0.11773 | 95.6464 | 101.6328 | 78.0832 | 87.0663 | 49.3378 | 0.088115 | 254.1088 | 99.359
1f37113 | MBS | 7 | 05m_109019_419x230x572.dat | 0.0850;0.0850;0.1928 | 419;230;572 | (0.1925;73.4725;38.8236) | 110 | 9.9905 | 69 | 87.015 | 60 | Varibar | [5,133] | [30,30] | 0 | 10 | 100 | normal | none | 6.3767 | 3.0101 | 19.1949 | 27.7436 | 13.0964 | 363.3414 | 7.6631e-16 | 4.8807 | 139.9303 | 8.2632 | 0.6261 | 551.8392 | 2.5439 | 0.016253 | 19.3473 | 2.3535 | 84.0795 | 6.2502 | 44.7521 | 190.8366 | 2023.8542 | 2.2206 | 768.0311 | 0.69803 | 4.99 | 4.5038 | 67.4061 | 853.8841 | 0.15127 | 107.3379 | 113.7218 | 82.5995 | 91.6946 | 50.4203 | 0.015603 | 276.2639 | 105.7769
1f37113 | MBS | 7 | 05m_109019_419x230x572.dat | 0.0850;0.0850;0.1928 | 419;230;572 | (0.1925;73.4725;38.8236) | 60 | 2.5 | 38 | 87.015 | 60 | Varibar | [5,133] | [30,30] | 0 | 10 | 100 | normal | none | 6.3767 | 3.0101 | 19.1949 | 27.7436 | 13.0964 | 363.3414 | 1.2396e-15 | 0.89935 | 44.1996 | 3.0631 | 0.088757 | 273.565 | 0.42766 | 0.021495 | 5.5268 | 0.34085 | 33.8572 | 1.3658 | 18.5114 | 107.5302 | 830.0531 | 0.27753 | 474.1927 | 0.11164 | 0.97438 | 0.75597 | 28.8691 | 607.4498 | 0.011354 | 40.1031 | 41.0684 | 47.4082 | 55.4144 | 41.2812 | 0.037825 | 124.9165 | 57.1561
1f37113 | MBS | 7 | 05m_109019_419x230x572.dat | 0.0850;0.0850;0.1928 | 419;230;572 | (0.1925;73.4725;38.8236) | 60 | 5.7448 | 47 | 87.015 | 60 | Varibar | [5,133] | [30,30] | 0 | 10 | 100 | normal | none | 6.3767 | 3.0101 | 19.1949 | 27.7436 | 13.0964 | 363.3414 | 8.0488e-16 | 3.1068 | 99.0396 | 5.8124 | 0.28464 | 459.5465 | 1.3679 | 0.042696 | 13.202 | 1.077 | 66.3192 | 3.6094 | 36.6191 | 171.541 | 1564.3318 | 0.9709 | 691.7922 | 0.30749 | 2.6924 | 2.2091 | 56.9811 | 854.9096 | 0.054816 | 77.5378 | 83.3896 | 73.4927 | 81.9167 | 48.1763 | 0.074897 | 222.0889 | 91.7782
1f37113 | MBS | 7 | 05m_109019_419x230x572.dat | 0.0850;0.0850;0.1928 | 419;230;572 | (0.1925;73.4725;38.8236) | 60 | 6.3535 | 49 | 87.015 | 60 | Varibar | [5,133] | [30,30] | 0 | 10 | 100 | normal | none | 6.3767 | 3.0101 | 19.1949 | 27.7436 | 13.0964 | 363.3414 | 7.6851e-16 | 2.9493 | 108.4262 | 6.4014 | 0.335 | 481.6049 | 1.582 | 0 | 14.5827 | 1.2499 | 64.7848 | 4.0889 | 39.4215 | 177.8888 | 1705.3694 | 1.1543 | 718.9591 | 0.35139 | 3.0218 | 2.5271 | 61.1804 | 875.4039 | 0.085694 | 83.6421 | 90.5074 | 75.9654 | 85.2559 | 49.038 | 0.075504 | 237.7279 | 96.3746
1f37113 | MBS | 7 | 05m_109019_419x230x572.dat | 0.0850;0.0850;0.1928 | 419;230;572 | (0.1925;73.4725;38.8236) | 80 | 2.9 | 44 | 87.015 | 60 | Varibar | [5,133] | [30,30] | 0 | 10 | 100 | normal | none | 6.3767 | 3.0101 | 19.1949 | 27.7436 | 13.0964 | 363.3414 | 1.1098e-15 | 1.5154 | 59.6643 | 3.771 | 0.17688 | 317.7573 | 0.74292 | 0.029634 | 7.7707 | 0.65427 | 41.8027 | 2.1354 | 23.0697 | 119.8404 | 1044.5039 | 0.58494 | 520.567 | 0.1974 | 1.4717 | 1.3362 | 35.5512 | 649.0936 | 0.031918 | 50.5778 | 52.9136 | 52.9166 | 61.2343 | 42.7434 | 0 | 150.833 | 65.1771
1f37113 | MBS | 7 | 05m_109019_419x230x572.dat | 0.0850;0.0850;0.1928 | 419;230;572 | (0.1925;73.4725;38.8236) | 80 | 7.702 | 57 | 87.015 | 60 | Varibar | [5,133] | [30,30] | 0 | 10 | 100 | normal | none | 6.3767 | 3.0101 | 19.1949 | 27.7436 | 13.0964 | 363.3414 | 7.419e-16 | 3.8667 | 125.7263 | 7.2352 | 0.47597 | 521.1503 | 1.8532 | 0.012675 | 17.5132 | 1.7349 | 85.6264 | 5.2891 | 43.1933 | 188.6649 | 1938.6779 | 1.7161 | 749.7668 | 0.51235 | 3.9972 | 3.4757 | 66.2046 | 877.0216 | 0.093417 | 96.031 | 103.9452 | 80.1869 | 89.2785 | 50.0324 | 0.02058 | 264.0014 | 102.868
1f37113 | MBS | 7 | 05m_109019_419x230x572.dat | 0.0850;0.0850;0.1928 | 419;230;572 | (0.1925;73.4725;38.8236) | 80 | 8.502 | 60 | 87.015 | 60 | Varibar | [5,133] | [30,30] | 0 | 10 | 100 | normal | none | 6.3767 | 3.0101 | 19.1949 | 27.7436 | 13.0964 | 363.3414 | 7.2356e-16 | 4.2711 | 133.9491 | 7.8464 | 0.50426 | 543.4394 | 2.3554 | 0.0063139 | 18.7753 | 2.0376 | 95.2087 | 5.7769 | 45.355 | 193.5712 | 2057.3328 | 1.9347 | 768.3833 | 0.56957 | 4.5113 | 3.8197 | 69.0283 | 888.0143 | 0.14302 | 101.6886 | 110.2349 | 82.0876 | 91.6085 | 50.6195 | 0.093265 | 277.6904 | 106.5611
1f37113 | MBS | 8 | 05m_109019_419x230x572.dat | 0.0850;0.0850;0.1928 | 419;230;572 | (0.1925;73.4725;38.8236) | 110 | 3.9 | 52 | 87.015 | 60 | Varibar | [5,133,110] | [30,30,100] | 0 | 20 | 100 | normal | none | 6.3767 | 3.0101 | 19.1949 | 27.7436 | 13.0964 | 363.3414 | 9.9221e-16 | 2.5307 | 80.6012 | 5.1002 | 0.28057 | 380.0822 | 1.4752 | 0.012432 | 10.0668 | 0.99936 | 52.4921 | 3.0543 | 27.6444 | 1507.9524 | 1294.5895 | 0.96893 | 584.3945 | 0.29355 | 2.2824 | 1.9285 | 41.6063 | 700.6708 | 0.051322 | 65.2012 | 68.3614 | 59.4235 | 69.1319 | 44.6741 | 0.053502 | 288.3817 | 142.8749
1f37113 | MBS | 8 | 05m_109019_419x230x572.dat | 0.0850;0.0850;0.1928 | 419;230;572 | (0.1925;73.4725;38.8236) | 110 | 7.85 | 62 | 87.015 | 60 | Varibar | [5,133,110] | [30,30,100] | 0 | 20 | 100 | normal | none | 6.3767 | 3.0101 | 19.1949 | 27.7436 | 13.0964 | 363.3414 | 7.925e-16 | 3.7927 | 123.4743 | 7.1955 | 0.49528 | 513.0369 | 2.1422 | 0.0032247 | 15.8398 | 1.7537 | 84.524 | 5.0351 | 39.5257 | 2327.8332 | 1837.9889 | 1.7015 | 731.9652 | 0.55053 | 3.9229 | 3.3473 | 59.151 | 830.2496 | 0.10438 | 95.1672 | 100.8961 | 76.7841 | 86.7116 | 49.1961 | 0.031735 | 418.4465 | 204.2858
1f37113 | MBS | 8 | 05m_109019_419x230x572.dat | 0.0850;0.0850;0.1928 | 419;230;572 | (0.1925;73.4725;38.8236) | 110 | 9.9905 | 69 | 87.015 | 60 | Varibar | [5,133,110] | [30,30,100] | 0 | 20 | 100 | normal | none | 6.3767 | 3.0101 | 19.1949 | 27.7436 | 13.0964 | 363.3414 | 7.6631e-16 | 4.5737 | 139.7606 | 8.2506 | 0.59413 | 551.6043 | 2.3946 | 0.016253 | 18.024 | 2.2112 | 83.9425 | 5.9468 | 42.9265 | 2643.7077 | 2022.1578 | 2.0456 | 766.5173 | 0.66226 | 4.6399 | 4.2083 | 63.6413 | 849.8387 | 0.14142 | 106.8169 | 112.9103 | 81.2294 | 91.3358 | 50.2801 | 0.015603 | 464.1958 | 225.9204
1f37113 | MBS | 8 | 05m_109019_419x230x572.dat | 0.0850;0.0850;0.1928 | 419;230;572 | (0.1925;73.4725;38.8236) | 60 | 2.5 | 38 | 87.015 | 60 | Varibar | [5,133,110] | [30,30,100] | 0 | 20 | 100 | normal | none | 6.3767 | 3.0101 | 19.1949 | 27.7436 | 13.0964 | 363.3414 | 1.2396e-15 | 0.80884 | 44.1673 | 3.0552 | 0.086434 | 273.2907 | 0.39246 | 0.021495 | 5.1671 | 0.31536 | 33.8572 | 1.319 | 17.6902 | 786.3117 | 829.8111 | 0.2602 | 473.4586 | 0.10638 | 0.91234 | 0.69148 | 27.3266 | 600.7942 | 0.011354 | 39.9121 | 40.7939 | 46.2844 | 55.1919 | 41.2071 | 0.037825 | 176.8068 | 90.1245
1f37113 | MBS | 8 | 05m_109019_419x230x572.dat | 0.0850;0.0850;0.1928 | 419;230;572 | (0.1925;73.4725;38.8236) | 60 | 5.7448 | 47 | 87.015 | 60 | Varibar | [5,133,110] | [30,30,100] | 0 | 20 | 100 | normal | none | 6.3767 | 3.0101 | 19.1949 | 27.7436 | 13.0964 | 363.3414 | 8.0488e-16 | 2.8222 | 98.9364 | 5.6879 | 0.27655 | 458.9874 | 1.358 | 0.042696 | 12.2915 | 0.99674 | 66.2956 | 3.4636 | 34.9841 | 1791.1978 | 1563.5863 | 0.90135 | 690.5125 | 0.29788 | 2.4988 | 1.9661 | 53.7036 | 846.6102 | 0.054816 | 77.1425 | 82.7795 | 71.9412 | 81.5477 | 48.0388 | 0.074897 | 346.0305 | 170.7897
1f37113 | MBS | 8 | 05m_109019_419x230x572.dat | 0.0850;0.0850;0.1928 | 419;230;572 | (0.1925;73.4725;38.8236) | 60 | 6.3535 | 49 | 87.015 | 60 | Varibar | [5,133,110] | [30,30,100] | 0 | 20 | 100 | normal | none | 6.3767 | 3.0101 | 19.1949 | 27.7436 | 13.0964 | 363.3414 | 7.6851e-16 | 2.6068 | 108.309 | 6.1936 | 0.32516 | 481.2665 | 1.5089 | 0 | 13.6042 | 1.1662 | 64.9136 | 3.9177 | 37.6714 | 1994.1085 | 1704.4586 | 1.0451 | 717.6188 | 0.3348 | 2.8054 | 2.3043 | 57.5761 | 868.5335 | 0.075142 | 83.2008 | 89.8283 | 74.426 | 84.8705 | 48.8865 | 0.075504 | 376.7677 | 185.0874
1f37113 | MBS | 8 | 05m_109019_419x230x572.dat | 0.0850;0.0850;0.1928 | 419;230;572 | (0.1925;73.4725;38.8236) | 80 | 2.9 | 44 | 87.015 | 60 | Varibar | [5,133,110] | [30,30,100] | 0 | 20 | 100 | normal | none | 6.3767 | 3.0101 | 19.1949 | 27.7436 | 13.0964 | 363.3414 | 1.1098e-15 | 1.4238 | 59.6075 | 3.7165 | 0.16981 | 317.3879 | 0.68103 | 0.029634 | 7.2488 | 0.61573 | 41.7504 | 2.0433 | 22.0371 | 1109.0195 | 1044.2336 | 0.51858 | 519.8101 | 0.19033 | 1.3435 | 1.2571 | 33.6463 | 643.1466 | 0.031586 | 50.3317 | 52.5462 | 51.6705 | 60.9794 | 42.6488 | 0 | 226.5241 | 113.4025
1f37113 | MBS | 8 | 05m_109019_419x230x572.dat | 0.0850;0.0850;0.1928 | 419;230;572 | (0.1925;73.4725;38.8236) | 80 | 7.702 | 57 | 87.015 | 60 | Varibar | [5,133,110] | [30,30,100] | 0 | 20 | 100 | normal | none | 6.3767 | 3.0101 | 19.1949 | 27.7436 | 13.0964 | 363.3414 | 7.419e-16 | 3.5013 | 125.5767 | 7.0859 | 0.46656 | 520.692 | 1.7632 | 0.012675 | 16.2475 | 1.6071 | 85.3339 | 5.0328 | 41.34 | 2434.0295 | 1937.33 | 1.5312 | 748.4054 | 0.48918 | 3.6606 | 3.193 | 62.0531 | 869.2577 | 0.088865 | 95.5191 | 103.1512 | 78.5885 | 88.8841 | 49.8656 | 0.02058 | 435.9185 | 212.6301
1f37113 | MBS | 8 | 05m_109019_419x230x572.dat | 0.0850;0.0850;0.1928 | 419;230;572 | (0.1925;73.4725;38.8236) | 80 | 8.502 | 60 | 87.015 | 60 | Varibar | [5,133,110] | [30,30,100] | 0 | 20 | 100 | normal | none | 6.3767 | 3.0101 | 19.1949 | 27.7436 | 13.0964 | 363.3414 | 7.2356e-16 | 3.8464 | 133.7764 | 7.6413 | 0.48246 | 543.1215 | 2.2677 | 0.0063139 | 17.4112 | 1.8916 | 95.1907 | 5.4919 | 43.4658 | 2627.1557 | 2055.9508 | 1.7317 | 766.9045 | 0.54249 | 4.1499 | 3.4882 | 64.8241 | 880.5788 | 0.1396 | 101.1513 | 109.3889 | 80.6302 | 91.2151 | 50.4381 | 0.093265 | 464.097 | 225.5793
1f37113 | MBS | 1 | 10f_138032_419x226x576.dat | 0.0990;0.0990;0.2425 | 419;226;576 | (-0.4007;75.6915;49.4058) | 110 | 3.9 | 52 | 89.156 | 60 | Varibar | [5] | [0] | 0 | 10 | 80 | normal | none | 6.3534 | 11.0937 | 70.4824 | 28.322 | 49.4536 | 1400.6249 | 3.1341e-16 | 58.3612 | 425.4486 | 422.545 | 5.8853 | 461.5674 | 47.5798 | 1.0189 | 312.8805 | 19.5373 | 576.6561 | 142.1236 | 433.2658 | 332.5991 | 556.3951 | 27.0285 | 652.5949 | 7.5301 | 38.7862 | 46.9385 | 296.4739 | 639.2896 | 0.61096 | 153.1404 | 176.9255 | 127.3341 | 100.2097 | 129.4105 | 0.60853 | 215.5494 | 211.7892
1f37113 | MBS | 1 | 10f_138032_419x226x576.dat | 0.0990;0.0990;0.2425 | 419;226;576 | (-0.4007;75.6915;49.4058) | 110 | 7.85 | 62 | 89.156 | 60 | Varibar | [5] | [0] | 0 | 10 | 80 | normal | none | 6.3534 | 11.0937 | 70.4824 | 28.322 | 49.4536 | 1400.6249 | 2.5034e-16 | 92.5616 | 622.7498 | 501.6751 | 9.9848 | 656.304 | 76.3038 | 1.0353 | 461.2902 | 33.0245 | 656.1842 | 210.205 | 591.3127 | 477.5081 | 705.2771 | 45.5738 | 817.8035 | 13.057 | 65.5825 | 77.8457 | 446.071 | 811.612 | 0.94467 | 223.6696 | 261.2001 | 164.565 | 131.4125 | 142.7916 | 1.2757 | 303.6517 | 283.5158
1f37113 | MBS | 1 | 10f_138032_419x226x576.dat | 0.0990;0.0990;0.2425 | 419;226;576 | (-0.4007;75.6915;49.4058) | 110 | 9.9905 | 69 | 89.156 | 60 | Varibar | [5] | [0] | 0 | 10 | 80 | normal | none | 6.3534 | 11.0937 | 70.4824 | 28.322 | 49.4536 | 1400.6249 | 2.4209e-16 | 109.4283 | 689.302 | 526.9627 | 12.2502 | 720.4067 | 84.3999 | 1.6408 | 509.9439 | 39.7822 | 667.9872 | 233.9504 | 634.6932 | 526.8387 | 737.9625 | 55.9017 | 862.0096 | 15.972 | 78.6334 | 91.9014 | 496.4363 | 853.0459 | 1.1741 | 251.4016 | 292.5693 | 174.2552 | 140.9505 | 145.9575 | 1.552 | 332.1742 | 306.556
1f37113 | MBS | 1 | 10f_138032_419x226x576.dat | 0.0990;0.0990;0.2425 | 419;226;576 | (-0.4007;75.6915;49.4058) | 60 | 2.5 | 38 | 89.156 | 60 | Varibar | [5] | [0] | 0 | 10 | 80 | normal | none | 6.3534 | 11.0937 | 70.4824 | 28.322 | 49.4536 | 1400.6249 | 3.9155e-16 | 25.8306 | 262.1628 | 356.1225 | 1.9545 | 297.4583 | 23.6342 | 0.13416 | 189.7047 | 7.4185 | 487.472 | 84.3671 | 306.1928 | 207.4061 | 441.9352 | 10.0963 | 520.6223 | 2.5746 | 14.8484 | 19.3788 | 170.7672 | 499.4756 | 0.098628 | 93.4819 | 105.3582 | 98.5135 | 74.7442 | 118.7631 | 0.12876 | 141.9304 | 152.021
1f37113 | MBS | 1 | 10f_138032_419x226x576.dat | 0.0990;0.0990;0.2425 | 419;226;576 | (-0.4007;75.6915;49.4058) | 60 | 5.7448 | 47 | 89.156 | 60 | Varibar | [5] | [0] | 0 | 10 | 80 | normal | none | 6.3534 | 11.0937 | 70.4824 | 28.322 | 49.4536 | 1400.6249 | 2.5423e-16 | 65.0624 | 532.1502 | 454.8195 | 5.9135 | 556.1833 | 55.2997 | 0.63473 | 391.4484 | 21.0693 | 621.2811 | 177.4909 | 540.489 | 409.546 | 628.5579 | 28.8224 | 767.9184 | 7.7748 | 42.3667 | 52.7469 | 367.3091 | 775.9032 | 0.49938 | 180.3367 | 213.2955 | 150.7821 | 119.3086 | 139.3157 | 0.42001 | 257.6917 | 250.1548
1f37113 | MBS | 1 | 10f_138032_419x226x576.dat | 0.0990;0.0990;0.2425 | 419;226;576 | (-0.4007;75.6915;49.4058) | 60 | 6.3535 | 49 | 89.156 | 60 | Varibar | [5] | [0] | 0 | 10 | 80 | normal | none | 6.3534 | 11.0937 | 70.4824 | 28.322 | 49.4536 | 1400.6249 | 2.4274e-16 | 71.673 | 573.4914 | 466.8346 | 6.869 | 590.5466 | 62.9642 | 0.4499 | 423.0019 | 24.0783 | 634.3381 | 192.526 | 571.4316 | 440.1807 | 657.8199 | 33.2053 | 797.2277 | 8.8493 | 47.8452 | 60.0475 | 400.0639 | 813.5001 | 0.39799 | 194.7172 | 231.7427 | 157.4623 | 125.4911 | 141.8072 | 0.40383 | 275.1875 | 264.3534
1f37113 | MBS | 1 | 10f_138032_419x226x576.dat | 0.0990;0.0990;0.2425 | 419;226;576 | (-0.4007;75.6915;49.4058) | 80 | 2.9 | 44 | 89.156 | 60 | Varibar | [5] | [0] | 0 | 10 | 80 | normal | none | 6.3534 | 11.0937 | 70.4824 | 28.322 | 49.4536 | 1400.6249 | 3.5056e-16 | 37.6253 | 331.2969 | 382.7001 | 3.5263 | 364.7004 | 32.7417 | 0.44198 | 242.4652 | 12.304 | 515.7723 | 109.0878 | 360.0222 | 259.3723 | 489.0152 | 17.0686 | 575.9899 | 4.5835 | 24.331 | 30.3342 | 223.3986 | 562.697 | 0.22077 | 118.0061 | 135.8699 | 110.5265 | 85.4218 | 123.2507 | 0.29721 | 172.2798 | 176.9788
1f37113 | MBS | 1 | 10f_138032_419x226x576.dat | 0.0990;0.0990;0.2425 | 419;226;576 | (-0.4007;75.6915;49.4058) | 80 | 7.702 | 57 | 89.156 | 60 | Varibar | [5] | [0] | 0 | 10 | 80 | normal | none | 6.3534 | 11.0937 | 70.4824 | 28.322 | 49.4536 | 1400.6249 | 2.3432e-16 | 91.1387 | 638.1332 | 500.3326 | 9.6396 | 662.1171 | 79.8595 | 1.7048 | 473.5322 | 32.0475 | 675.6454 | 216.6102 | 611.162 | 490.0051 | 709.7861 | 45.4456 | 836.619 | 12.4883 | 63.7493 | 76.8209 | 456.1204 | 844.4714 | 0.88877 | 224.1974 | 266.9142 | 166.5195 | 134.5115 | 144.7669 | 0.73223 | 307.9948 | 288.6974
1f37113 | MBS | 1 | 10f_138032_419x226x576.dat | 0.0990;0.0990;0.2425 | 419;226;576 | (-0.4007;75.6915;49.4058) | 80 | 8.502 | 60 | 89.156 | 60 | Varibar | [5] | [0] | 0 | 10 | 80 | normal | none | 6.3534 | 11.0937 | 70.4824 | 28.322 | 49.4536 | 1400.6249 | 2.2853e-16 | 100.2888 | 671.2905 | 507.8109 | 10.6524 | 687.9185 | 85.1967 | 2.0657 | 497.7465 | 35.6124 | 711.0665 | 228.9065 | 634.0525 | 511.5741 | 734.5207 | 49.464 | 859.5372 | 13.7487 | 69.5926 | 83.2976 | 481.4248 | 865.0507 | 1.2045 | 237.6789 | 283.3847 | 172.5551 | 139.354 | 146.548 | 1.0836 | 321.8968 | 299.489
1f37113 | MBS | 2 | 10f_138032_419x226x576.dat | 0.0990;0.0990;0.2425 | 419;226;576 | (-0.4007;75.6915;52.1152) | 110 | 3.9 | 52 | 89.156 | 60 | Varibar | [5] | [0] | 0 | 10 | 80 | normal | none | 6.3534 | 3.6014 | 22.8811 | 28.322 | 16.0544 | 454.6921 | 9.2654e-16 | 1.5372 | 78.801 | 3.5382 | 0.22273 | 344.8544 | 1.1218 | 0.068401 | 10.2205 | 0.65352 | 54.8862 | 2.3832 | 23.576 | 114.3291 | 516.1268 | 0.85229 | 593.5658 | 0.24722 | 1.5539 | 1.3485 | 54.3325 | 596.9116 | 0.038685 | 41.7385 | 47.5246 | 67.7309 | 33.3935 | 37.1952 | 0.025908 | 114.6179 | 58.3279
1f37113 | MBS | 2 | 10f_138032_419x226x576.dat | 0.0990;0.0990;0.2425 | 419;226;576 | (-0.4007;75.6915;52.1152) | 110 | 7.85 | 62 | 89.156 | 60 | Varibar | [5] | [0] | 0 | 10 | 80 | normal | none | 6.3534 | 3.6014 | 22.8811 | 28.322 | 16.0544 | 454.6921 | 7.3998e-16 | 2.5378 | 121.1932 | 5.567 | 0.37633 | 471.2941 | 2.1913 | 0.069045 | 16.4544 | 1.1177 | 82.8586 | 4.1412 | 35.8994 | 151.2736 | 635.8787 | 1.5781 | 732.8943 | 0.45874 | 2.8414 | 2.3922 | 79.845 | 727.3402 | 0.04356 | 61.0597 | 70.3587 | 85.5215 | 43.3073 | 41.0223 | 0.056011 | 150.95 | 75.7215
1f37113 | MBS | 2 | 10f_138032_419x226x576.dat | 0.0990;0.0990;0.2425 | 419;226;576 | (-0.4007;75.6915;52.1152) | 110 | 9.9905 | 69 | 89.156 | 60 | Varibar | [5] | [0] | 0 | 10 | 80 | normal | none | 6.3534 | 3.6014 | 22.8811 | 28.322 | 16.0544 | 454.6921 | 7.155e-16 | 3.3764 | 137.7604 | 6.6316 | 0.47187 | 516.2993 | 2.325 | 0.11111 | 19.4341 | 1.4646 | 95.1801 | 5.0605 | 40.3874 | 161.9157 | 668.5294 | 2.0243 | 767.4398 | 0.54962 | 3.4851 | 3.0879 | 87.7224 | 753.9247 | 0.074526 | 68.6338 | 78.9167 | 89.8427 | 46.223 | 41.9476 | 0.037286 | 162.7303 | 80.9417
1f37113 | MBS | 2 | 10f_138032_419x226x576.dat | 0.0990;0.0990;0.2425 | 419;226;576 | (-0.4007;75.6915;52.1152) | 60 | 2.5 | 38 | 89.156 | 60 | Varibar | [5] | [0] | 0 | 10 | 80 | normal | none | 6.3534 | 3.6014 | 22.8811 | 28.322 | 16.0544 | 454.6921 | 1.1575e-15 | 0.43668 | 42.5265 | 2.0276 | 0.07439 | 237.6163 | 0.44318 | 0.0021778 | 4.3928 | 0.16736 | 31.5566 | 0.84807 | 12.9438 | 82.7057 | 414.5954 | 0.2281 | 485.3317 | 0.074306 | 0.487 | 0.38672 | 32.1588 | 496.8043 | 0.013053 | 25.4098 | 28.1285 | 53.8741 | 25.3625 | 34.2288 | 0.027838 | 83.8173 | 44.0763
1f37113 | MBS | 2 | 10f_138032_419x226x576.dat | 0.0990;0.0990;0.2425 | 419;226;576 | (-0.4007;75.6915;52.1152) | 60 | 5.7448 | 47 | 89.156 | 60 | Varibar | [5] | [0] | 0 | 10 | 80 | normal | none | 6.3534 | 3.6014 | 22.8811 | 28.322 | 16.0544 | 454.6921 | 7.5164e-16 | 1.2322 | 95.7843 | 4.1194 | 0.18788 | 413.205 | 1.2667 | 0.03499 | 11.535 | 0.56149 | 67.7322 | 2.4753 | 29.1923 | 139.8149 | 582.5953 | 0.75611 | 698.05 | 0.21196 | 1.4802 | 1.2637 | 68.8458 | 723.0222 | 0.024922 | 49.3031 | 57.3384 | 80.4195 | 39.644 | 40.1702 | 0.022305 | 134.8541 | 69.8002
1f37113 | MBS | 2 | 10f_138032_419x226x576.dat | 0.0990;0.0990;0.2425 | 419;226;576 | (-0.4007;75.6915;52.1152) | 60 | 6.3535 | 49 | 89.156 | 60 | Varibar | [5] | [0] | 0 | 10 | 80 | normal | none | 6.3534 | 3.6014 | 22.8811 | 28.322 | 16.0544 | 454.6921 | 7.1768e-16 | 1.7819 | 105.1572 | 4.4474 | 0.21085 | 438.1909 | 1.4519 | 0.055661 | 13.035 | 0.65323 | 75.5297 | 2.8438 | 32.0227 | 147.3781 | 601.8716 | 0.83347 | 723.9179 | 0.25457 | 1.7812 | 1.5043 | 74.5864 | 749.3472 | 0.044197 | 53.2466 | 62.3317 | 83.5868 | 41.5808 | 40.8812 | 0.055863 | 141.7844 | 73.2978
1f37113 | MBS | 2 | 10f_138032_419x226x576.dat | 0.0990;0.0990;0.2425 | 419;226;576 | (-0.4007;75.6915;52.1152) | 80 | 2.9 | 44 | 89.156 | 60 | Varibar | [5] | [0] | 0 | 10 | 80 | normal | none | 6.3534 | 3.6014 | 22.8811 | 28.322 | 16.0544 | 454.6921 | 1.0364e-15 | 0.82539 | 57.7993 | 2.5935 | 0.12391 | 280.9352 | 0.81445 | 0.0015975 | 6.8027 | 0.36021 | 43.0207 | 1.4703 | 17.5439 | 95.4776 | 456.9238 | 0.45984 | 530.2041 | 0.14837 | 0.93095 | 0.77652 | 41.8484 | 537.7299 | 0.027504 | 32.1304 | 36.3841 | 59.2686 | 28.7057 | 35.4854 | 0.019837 | 96.4136 | 49.9369
1f37113 | MBS | 2 | 10f_138032_419x226x576.dat | 0.0990;0.0990;0.2425 | 419;226;576 | (-0.4007;75.6915;52.1152) | 80 | 7.702 | 57 | 89.156 | 60 | Varibar | [5] | [0] | 0 | 10 | 80 | normal | none | 6.3534 | 3.6014 | 22.8811 | 28.322 | 16.0544 | 454.6921 | 6.9277e-16 | 2.6964 | 122.8473 | 5.3516 | 0.31944 | 481.6745 | 1.8996 | 0.088207 | 16.4816 | 1.0306 | 94.6879 | 3.954 | 36.9675 | 157.2382 | 639.057 | 1.3773 | 752.731 | 0.40813 | 2.6499 | 2.1895 | 83.1271 | 758.4038 | 0.052153 | 61.3121 | 71.9127 | 87.5412 | 44.3319 | 41.6234 | 0.079843 | 153.7084 | 77.8659
1f37113 | MBS | 2 | 10f_138032_419x226x576.dat | 0.0990;0.0990;0.2425 | 419;226;576 | (-0.4007;75.6915;52.1152) | 80 | 8.502 | 60 | 89.156 | 60 | Varibar | [5] | [0] | 0 | 10 | 80 | normal | none | 6.3534 | 3.6014 | 22.8811 | 28.322 | 16.0544 | 454.6921 | 6.7562e-16 | 2.7699 | 131.1586 | 5.8484 | 0.3676 | 501.4321 | 2.1441 | 0.082931 | 18.0899 | 1.1989 | 93.3699 | 4.4159 | 39.4716 | 161.3173 | 659.4192 | 1.5606 | 770.1019 | 0.47344 | 2.9565 | 2.5286 | 87.5871 | 772.7069 | 0.051139 | 64.9796 | 76.3589 | 89.8576 | 45.7888 | 42.0942 | 0.042319 | 159.4338 | 80.459
1f37113 | MBS | 3 | 10f_138032_419x226x576.dat | 0.0990;0.0990;0.2425 | 419;226;576 | (-0.4007;75.6915;52.1152) | 110 | 3.9 | 52 | 89.156 | 60 | Varibar | [5,133] | [30,30] | 0 | 10 | 80 | normal | none | 6.3534 | 3.6014 | 22.8811 | 28.322 | 16.0544 | 454.6921 | 9.2654e-16 | 1.4963 | 78.0089 | 3.2899 | 0.21928 | 340.602 | 1.0877 | 0.068401 | 9.9665 | 0.64165 | 53.0028 | 2.3441 | 23.1799 | 113.4549 | 1000.5657 | 0.8408 | 574.2141 | 0.24203 | 1.5082 | 1.2869 | 53.4421 | 591.7958 | 0.039334 | 41.1624 | 46.8767 | 67.3008 | 32.7891 | 36.9548 | 0.025908 | 150.9858 | 62.0863
1f37113 | MBS | 3 | 10f_138032_419x226x576.dat | 0.0990;0.0990;0.2425 | 419;226;576 | (-0.4007;75.6915;52.1152) | 110 | 7.85 | 62 | 89.156 | 60 | Varibar | [5,133] | [30,30] | 0 | 10 | 80 | normal | none | 6.3534 | 3.6014 | 22.8811 | 28.322 | 16.0544 | 454.6921 | 7.3998e-16 | 2.4638 | 119.8323 | 5.1835 | 0.37189 | 465.4291 | 2.1518 | 0.069045 | 16.0422 | 1.0955 | 80.3977 | 4.0495 | 35.2481 | 149.9357 | 1417.7336 | 1.5335 | 708.056 | 0.4484 | 2.753 | 2.3286 | 78.3477 | 721.313 | 0.04154 | 60.1241 | 69.2968 | 84.9053 | 42.4889 | 40.6779 | 0.048921 | 209.8158 | 81.9664
1f37113 | MBS | 3 | 10f_138032_419x226x576.dat | 0.0990;0.0990;0.2425 | 419;226;576 | (-0.4007;75.6915;52.1152) | 110 | 9.9905 | 69 | 89.156 | 60 | Varibar | [5,133] | [30,30] | 0 | 10 | 80 | normal | none | 6.3534 | 3.6014 | 22.8811 | 28.322 | 16.0544 | 454.6921 | 7.155e-16 | 3.3307 | 136.1517 | 6.3515 | 0.462 | 509.7444 | 2.2407 | 0.11222 | 18.9435 | 1.4268 | 92.9663 | 4.9538 | 39.6215 | 160.2665 | 1573.4543 | 1.9651 | 742.6179 | 0.53367 | 3.3911 | 2.9853 | 86.0005 | 747.0484 | 0.073683 | 67.5624 | 77.695 | 88.983 | 45.3694 | 41.5711 | 0.05923 | 230.8868 | 88.2274
1f37113 | MBS | 3 | 10f_138032_419x226x576.dat | 0.0990;0.0990;0.2425 | 419;226;576 | (-0.4007;75.6915;52.1152) | 60 | 2.5 | 38 | 89.156 | 60 | Varibar | [5,133] | [30,30] | 0 | 10 | 80 | normal | none | 6.3534 | 3.6014 | 22.8811 | 28.322 | 16.0544 | 454.6921 | 1.1575e-15 | 0.41718 | 42.2483 | 1.9928 | 0.073755 | 235.2665 | 0.43747 | 0.0021778 | 4.3033 | 0.16476 | 31.1834 | 0.83697 | 12.7918 | 82.2064 | 629.4219 | 0.22247 | 469.6691 | 0.072064 | 0.47745 | 0.37562 | 31.8331 | 493.245 | 0.013053 | 25.147 | 27.8475 | 53.4558 | 24.935 | 34.0829 | 0.027838 | 99.8429 | 45.6176
1f37113 | MBS | 3 | 10f_138032_419x226x576.dat | 0.0990;0.0990;0.2425 | 419;226;576 | (-0.4007;75.6915;52.1152) | 60 | 5.7448 | 47 | 89.156 | 60 | Varibar | [5,133] | [30,30] | 0 | 10 | 80 | normal | none | 6.3534 | 3.6014 | 22.8811 | 28.322 | 16.0544 | 454.6921 | 7.5164e-16 | 1.2368 | 94.9089 | 3.7993 | 0.18357 | 407.7901 | 1.2277 | 0.033414 | 11.282 | 0.54842 | 66.0731 | 2.4371 | 28.7413 | 138.684 | 1181.5416 | 0.7392 | 670.8427 | 0.20764 | 1.4343 | 1.2233 | 67.9304 | 717.5541 | 0.024922 | 48.6025 | 56.5536 | 79.9119 | 38.852 | 39.8739 | 0.022305 | 179.8121 | 74.4559
1f37113 | MBS | 3 | 10f_138032_419x226x576.dat | 0.0990;0.0990;0.2425 | 419;226;576 | (-0.4007;75.6915;52.1152) | 60 | 6.3535 | 49 | 89.156 | 60 | Varibar | [5,133] | [30,30] | 0 | 10 | 80 | normal | none | 6.3534 | 3.6014 | 22.8811 | 28.322 | 16.0544 | 454.6921 | 7.1768e-16 | 1.7536 | 104.1219 | 4.0469 | 0.20626 | 432.5338 | 1.4173 | 0.055661 | 12.712 | 0.64001 | 73.6765 | 2.7983 | 31.4904 | 146.333 | 1286.2314 | 0.82166 | 695.3815 | 0.24912 | 1.7302 | 1.4399 | 73.4215 | 743.063 | 0.044197 | 52.4473 | 61.4281 | 83.0776 | 40.7322 | 40.5564 | 0.055863 | 193.2511 | 78.6547
1f37113 | MBS | 3 | 10f_138032_419x226x576.dat | 0.0990;0.0990;0.2425 | 419;226;576 | (-0.4007;75.6915;52.1152) | 80 | 2.9 | 44 | 89.156 | 60 | Varibar | [5,133] | [30,30] | 0 | 10 | 80 | normal | none | 6.3534 | 3.6014 | 22.8811 | 28.322 | 16.0544 | 454.6921 | 1.0364e-15 | 0.8052 | 57.2928 | 2.4698 | 0.12286 | 277.3556 | 0.81208 | 0.0015975 | 6.6376 | 0.35377 | 43.2446 | 1.4444 | 17.2862 | 94.8235 | 795.1807 | 0.44701 | 512.6438 | 0.14515 | 0.90104 | 0.74592 | 41.3168 | 534.1986 | 0.027225 | 31.7223 | 35.9314 | 58.8569 | 28.1976 | 35.3 | 0.019837 | 121.7048 | 52.5178
1f37113 | MBS | 3 | 10f_138032_419x226x576.dat | 0.0990;0.0990;0.2425 | 419;226;576 | (-0.4007;75.6915;52.1152) | 80 | 7.702 | 57 | 89.156 | 60 | Varibar | [5,133] | [30,30] | 0 | 10 | 80 | normal | none | 6.3534 | 3.6014 | 22.8811 | 28.322 | 16.0544 | 454.6921 | 6.9277e-16 | 2.6183 | 121.4226 | 4.9663 | 0.31178 | 475.6119 | 1.8439 | 0.088207 | 16.0804 | 1.004 | 92.2051 | 3.8658 | 36.2948 | 155.7514 | 1480.1433 | 1.3652 | 724.4965 | 0.39785 | 2.574 | 2.1082 | 81.6273 | 751.7061 | 0.052153 | 60.3172 | 70.7761 | 86.8626 | 43.4428 | 41.2462 | 0.079843 | 217.0802 | 84.5709
1f37113 | MBS | 3 | 10f_138032_419x226x576.dat | 0.0990;0.0990;0.2425 | 419;226;576 | (-0.4007;75.6915;52.1152) | 80 | 8.502 | 60 | 89.156 | 60 | Varibar | [5,133] | [30,30] | 0 | 10 | 80 | normal | none | 6.3534 | 3.6014 | 22.8811 | 28.322 | 16.0544 | 454.6921 | 6.7562e-16 | 2.7281 | 129.5808 | 5.5495 | 0.35906 | 494.4312 | 2.0702 | 0.082931 | 17.5926 | 1.1655 | 91.3258 | 4.3088 | 38.7256 | 159.7484 | 1576.4666 | 1.519 | 741.7726 | 0.46403 | 2.8699 | 2.4411 | 85.7739 | 765.4248 | 0.051042 | 63.9016 | 75.1195 | 89.2051 | 44.8683 | 41.7086 | 0.042319 | 228.4648 | 87.8028
1f37113 | MBS | 4 | 10f_138032_419x226x576.dat | 0.0990;0.0990;0.2425 | 419;226;576 | (-0.4007;75.6915;52.1152) | 110 | 3.9 | 52 | 89.156 | 60 | Varibar | [5,133,110] | [30,30,100] | 0 | 20 | 80 | normal | none | 6.3534 | 3.6014 | 22.8811 | 28.322 | 16.0544 | 454.6921 | 9.2654e-16 | 1.3414 | 77.9171 | 3.1837 | 0.21178 | 340.4509 | 1.1038 | 0.068401 | 9.2295 | 0.59178 | 53.0028 | 2.2286 | 21.9052 | 1107.2426 | 999.8965 | 0.76606 | 573.2752 | 0.22956 | 1.3473 | 1.1835 | 50.0585 | 585.8165 | 0.036296 | 40.7951 | 46.4363 | 66.2577 | 32.5981 | 36.8706 | 0.023785 | 226.924 | 110.4678
1f37113 | MBS | 4 | 10f_138032_419x226x576.dat | 0.0990;0.0990;0.2425 | 419;226;576 | (-0.4007;75.6915;52.1152) | 110 | 7.85 | 62 | 89.156 | 60 | Varibar | [5,133,110] | [30,30,100] | 0 | 20 | 80 | normal | none | 6.3534 | 3.6014 | 22.8811 | 28.322 | 16.0544 | 454.6921 | 7.3998e-16 | 2.3448 | 119.6715 | 5.1238 | 0.35494 | 464.9831 | 2.1061 | 0.065453 | 14.8868 | 1.0148 | 80.3977 | 3.844 | 33.3196 | 1743.6866 | 1416.7876 | 1.4196 | 706.8803 | 0.42282 | 2.4871 | 2.1027 | 73.4124 | 715.4075 | 0.041373 | 59.5578 | 68.6097 | 83.5852 | 42.2092 | 40.5507 | 0.048505 | 331.6514 | 159.7348
1f37113 | MBS | 4 | 10f_138032_419x226x576.dat | 0.0990;0.0990;0.2425 | 419;226;576 | (-0.4007;75.6915;52.1152) | 110 | 9.9905 | 69 | 89.156 | 60 | Varibar | [5,133,110] | [30,30,100] | 0 | 20 | 80 | normal | none | 6.3534 | 3.6014 | 22.8811 | 28.322 | 16.0544 | 454.6921 | 7.155e-16 | 3.0429 | 135.9561 | 6.1905 | 0.43485 | 509.4509 | 2.1645 | 0.11222 | 17.564 | 1.3104 | 92.93 | 4.6801 | 37.4789 | 2019.0194 | 1572.3362 | 1.8235 | 741.1643 | 0.50139 | 3.0974 | 2.6836 | 80.86 | 739.4453 | 0.075901 | 66.9286 | 76.9264 | 87.802 | 45.0596 | 41.4318 | 0.0801 | 373.0742 | 178.9075
1f37113 | MBS | 4 | 10f_138032_419x226x576.dat | 0.0990;0.0990;0.2425 | 419;226;576 | (-0.4007;75.6915;52.1152) | 60 | 2.5 | 38 | 89.156 | 60 | Varibar | [5,133,110] | [30,30,100] | 0 | 20 | 80 | normal | none | 6.3534 | 3.6014 | 22.8811 | 28.322 | 16.0544 | 454.6921 | 1.1575e-15 | 0.39849 | 42.2198 | 1.9927 | 0.07157 | 234.9987 | 0.41327 | 0.0021778 | 4.0214 | 0.15225 | 31.1834 | 0.80622 | 12.0886 | 542.0209 | 629.0764 | 0.20193 | 468.9607 | 0.069218 | 0.42711 | 0.34981 | 30.0275 | 488.891 | 0.013053 | 24.9436 | 27.6117 | 52.5712 | 24.8141 | 34.0301 | 0.027838 | 134.9017 | 67.9194
1f37113 | MBS | 4 | 10f_138032_419x226x576.dat | 0.0990;0.0990;0.2425 | 419;226;576 | (-0.4007;75.6915;52.1152) | 60 | 5.7448 | 47 | 89.156 | 60 | Varibar | [5,133,110] | [30,30,100] | 0 | 20 | 80 | normal | none | 6.3534 | 3.6014 | 22.8811 | 28.322 | 16.0544 | 454.6921 | 7.5164e-16 | 1.0986 | 94.8118 | 3.7638 | 0.17599 | 407.3777 | 1.1951 | 0.033414 | 10.4375 | 0.51039 | 66.0386 | 2.3306 | 27.1368 | 1264.7999 | 1181.1425 | 0.65147 | 669.4458 | 0.19638 | 1.2775 | 1.1072 | 63.713 | 710.5561 | 0.024922 | 48.1582 | 56.0193 | 78.6098 | 38.612 | 39.7659 | 0.022305 | 265.8114 | 129.25
1f37113 | MBS | 4 | 10f_138032_419x226x576.dat | 0.0990;0.0990;0.2425 | 419;226;576 | (-0.4007;75.6915;52.1152) | 60 | 6.3535 | 49 | 89.156 | 60 | Varibar | [5,133,110] | [30,30,100] | 0 | 20 | 80 | normal | none | 6.3534 | 3.6014 | 22.8811 | 28.322 | 16.0544 | 454.6921 | 7.1768e-16 | 1.6095 | 104.0076 | 3.96 | 0.19989 | 432.1297 | 1.3682 | 0.055661 | 11.7579 | 0.58957 | 73.6653 | 2.6749 | 29.7125 | 1418.8814 | 1285.6183 | 0.72765 | 693.8766 | 0.23973 | 1.5518 | 1.3112 | 68.5697 | 736.3748 | 0.045196 | 51.951 | 60.8302 | 81.6639 | 40.4713 | 40.432 | 0.055863 | 290.4287 | 140.6225
1f37113 | MBS | 4 | 10f_138032_419x226x576.dat | 0.0990;0.0990;0.2425 | 419;226;576 | (-0.4007;75.6915;52.1152) | 80 | 2.9 | 44 | 89.156 | 60 | Varibar | [5,133,110] | [30,30,100] | 0 | 20 | 80 | normal | none | 6.3534 | 3.6014 | 22.8811 | 28.322 | 16.0544 | 454.6921 | 1.0364e-15 | 0.7272 | 57.2329 | 2.4351 | 0.11835 | 277.0469 | 0.82204 | 0.0015975 | 6.1727 | 0.32846 | 43.341 | 1.3802 | 16.333 | 786.719 | 794.8334 | 0.40482 | 511.7465 | 0.1396 | 0.82259 | 0.66434 | 38.7686 | 529.7313 | 0.027225 | 31.446 | 35.6018 | 57.9262 | 28.0435 | 35.2286 | 0.019837 | 174.5277 | 86.1755
1f37113 | MBS | 4 | 10f_138032_419x226x576.dat | 0.0990;0.0990;0.2425 | 419;226;576 | (-0.4007;75.6915;52.1152) | 80 | 7.702 | 57 | 89.156 | 60 | Varibar | [5,133,110] | [30,30,100] | 0 | 20 | 80 | normal | none | 6.3534 | 3.6014 | 22.8811 | 28.322 | 16.0544 | 454.6921 | 6.9277e-16 | 2.4861 | 121.2609 | 4.9153 | 0.29814 | 475.3376 | 1.8266 | 0.088207 | 14.8837 | 0.92391 | 92.1892 | 3.6835 | 34.2032 | 1789.4808 | 1479.4216 | 1.2624 | 723.3417 | 0.37577 | 2.2911 | 1.918 | 76.1262 | 744.965 | 0.050077 | 59.7287 | 70.052 | 85.337 | 43.1452 | 41.1069 | 0.079843 | 341.973 | 164.2562
1f37113 | MBS | 4 | 10f_138032_419x226x576.dat | 0.0990;0.0990;0.2425 | 419;226;576 | (-0.4007;75.6915;52.1152) | 80 | 8.502 | 60 | 89.156 | 60 | Varibar | [5,133,110] | [30,30,100] | 0 | 20 | 80 | normal | none | 6.3534 | 3.6014 | 22.8811 | 28.322 | 16.0544 | 454.6921 | 6.7562e-16 | 2.4638 | 129.4002 | 5.4424 | 0.33924 | 494.2092 | 2.0325 | 0.082931 | 16.2353 | 1.0713 | 91.3347 | 4.0975 | 36.5114 | 1941.6101 | 1575.4305 | 1.4054 | 740.4553 | 0.43791 | 2.5379 | 2.1953 | 79.9245 | 757.6098 | 0.042842 | 63.2658 | 74.3378 | 87.6351 | 44.5568 | 41.5647 | 0.042319 | 364.6789 | 174.6906
1f37113 | MBS | 5 | 10f_138032_419x226x576.dat | 0.0990;0.0990;0.2425 | 419;226;576 | (-0.4007;75.6915;52.1152) | 110 | 3.9 | 52 | 89.156 | 60 | Varibar | [5,133] | [30,30] | 0 | 10 | 80 | normal | none | 6.3534 | 3.6014 | 22.8811 | 28.322 | 16.0544 | 454.6921 | 9.2654e-16 | 1.4963 | 78.0089 | 3.2899 | 0.21928 | 340.602 | 1.0877 | 0.068401 | 9.9665 | 0.64165 | 53.0028 | 2.3441 | 23.1799 | 113.4549 | 1000.5657 | 0.8408 | 574.2141 | 0.24203 | 1.5082 | 1.2869 | 53.4421 | 591.7958 | 0.039334 | 41.1624 | 46.8767 | 67.3008 | 32.7891 | 36.9548 | 0.025908 | 150.9858 | 62.0863
1f37113 | MBS | 5 | 10f_138032_419x226x576.dat | 0.0990;0.0990;0.2425 | 419;226;576 | (-0.4007;75.6915;52.1152) | 110 | 7.85 | 62 | 89.156 | 60 | Varibar | [5,133] | [30,30] | 0 | 10 | 80 | normal | none | 6.3534 | 3.6014 | 22.8811 | 28.322 | 16.0544 | 454.6921 | 7.3998e-16 | 2.4638 | 119.8323 | 5.1835 | 0.37189 | 465.4155 | 2.1518 | 0.069045 | 16.0422 | 1.0955 | 80.3977 | 4.0495 | 35.2481 | 149.9357 | 1417.7336 | 1.5335 | 708.056 | 0.4484 | 2.753 | 2.3286 | 78.3477 | 721.313 | 0.04154 | 60.1241 | 69.2968 | 84.9066 | 42.4889 | 40.6779 | 0.048921 | 209.8138 | 81.9661
1f37113 | MBS | 5 | 10f_138032_419x226x576.dat | 0.0990;0.0990;0.2425 | 419;226;576 | (-0.4007;75.6915;52.1152) | 110 | 9.9905 | 69 | 89.156 | 60 | Varibar | [5,133] | [30,30] | 0 | 10 | 80 | normal | none | 6.3534 | 3.6014 | 22.8811 | 28.322 | 16.0544 | 454.6921 | 7.155e-16 | 3.3241 | 136.1517 | 6.3515 | 0.462 | 509.7444 | 2.2407 | 0.11222 | 18.9435 | 1.4268 | 92.9663 | 4.9539 | 39.6215 | 160.2665 | 1573.4543 | 1.9651 | 742.6179 | 0.53367 | 3.3911 | 2.9853 | 86.0005 | 747.0484 | 0.073683 | 67.5626 | 77.695 | 88.983 | 45.3694 | 41.5711 | 0.05923 | 230.8863 | 88.2273
1f37113 | MBS | 5 | 10f_138032_419x226x576.dat | 0.0990;0.0990;0.2425 | 419;226;576 | (-0.4007;75.6915;52.1152) | 60 | 2.5 | 38 | 89.156 | 60 | Varibar | [5,133] | [30,30] | 0 | 10 | 80 | normal | none | 6.3534 | 3.6014 | 22.8811 | 28.322 | 16.0544 | 454.6921 | 1.1575e-15 | 0.41718 | 42.2483 | 1.9969 | 0.073755 | 235.2665 | 0.43747 | 0.0021778 | 4.3033 | 0.16476 | 31.1834 | 0.83697 | 12.7918 | 82.2064 | 629.4219 | 0.22247 | 469.6691 | 0.072064 | 0.47745 | 0.37562 | 31.8331 | 493.245 | 0.013053 | 25.147 | 27.8476 | 53.4558 | 24.935 | 34.0829 | 0.027838 | 99.8429 | 45.6181
1f37113 | MBS | 5 | 10f_138032_419x226x576.dat | 0.0990;0.0990;0.2425 | 419;226;576 | (-0.4007;75.6915;52.1152) | 60 | 5.7448 | 47 | 89.156 | 60 | Varibar | [5,133] | [30,30] | 0 | 10 | 80 | normal | none | 6.3534 | 3.6014 | 22.8811 | 28.322 | 16.0544 | 454.6921 | 7.5164e-16 | 1.2368 | 94.9089 | 3.7993 | 0.18357 | 407.7901 | 1.2277 | 0.033414 | 11.282 | 0.54842 | 66.0731 | 2.4371 | 28.7413 | 138.6707 | 1181.5416 | 0.7392 | 670.8427 | 0.20764 | 1.4343 | 1.2233 | 67.9304 | 717.5541 | 0.024922 | 48.6025 | 56.5536 | 79.9119 | 38.852 | 39.8739 | 0.022305 | 179.811 | 74.4553
1f37113 | MBS | 5 | 10f_138032_419x226x576.dat | 0.0990;0.0990;0.2425 | 419;226;576 | (-0.4007;75.6915;52.1152) | 60 | 6.3535 | 49 | 89.156 | 60 | Varibar | [5,133] | [30,30] | 0 | 10 | 80 | normal | none | 6.3534 | 3.6014 | 22.8811 | 28.322 | 16.0544 | 454.6921 | 7.1768e-16 | 1.7536 | 104.1219 | 4.0469 | 0.20626 | 432.5338 | 1.4173 | 0.055661 | 12.712 | 0.64001 | 73.6765 | 2.7983 | 31.4904 | 146.3191 | 1286.2314 | 0.82166 | 695.3815 | 0.24912 | 1.7302 | 1.4399 | 73.4215 | 743.063 | 0.044197 | 52.4473 | 61.4281 | 83.0789 | 40.7322 | 40.5564 | 0.055863 | 193.2501 | 78.654
1f37113 | MBS | 5 | 10f_138032_419x226x576.dat | 0.0990;0.0990;0.2425 | 419;226;576 | (-0.4007;75.6915;52.1152) | 80 | 2.9 | 44 | 89.156 | 60 | Varibar | [5,133] | [30,30] | 0 | 10 | 80 | normal | none | 6.3534 | 3.6014 | 22.8811 | 28.322 | 16.0544 | 454.6921 | 1.0364e-15 | 0.8052 | 57.2928 | 2.4698 | 0.12286 | 277.3556 | 0.81208 | 0.0015975 | 6.6376 | 0.35377 | 43.2446 | 1.4444 | 17.2862 | 94.8235 | 795.1807 | 0.44701 | 512.6438 | 0.14515 | 0.90104 | 0.74592 | 41.3168 | 534.1986 | 0.027225 | 31.7223 | 35.9314 | 58.8569 | 28.1976 | 35.3 | 0.019837 | 121.7048 | 52.5178
1f37113 | MBS | 5 | 10f_138032_419x226x576.dat | 0.0990;0.0990;0.2425 | 419;226;576 | (-0.4007;75.6915;52.1152) | 80 | 7.702 | 57 | 89.156 | 60 | Varibar | [5,133] | [30,30] | 0 | 10 | 80 | normal | none | 6.3534 | 3.6014 | 22.8811 | 28.322 | 16.0544 | 454.6921 | 6.9277e-16 | 2.6183 | 121.4226 | 4.9663 | 0.31178 | 475.6119 | 1.8439 | 0.088207 | 16.0804 | 1.004 | 92.2051 | 3.8656 | 36.2948 | 155.7514 | 1480.1433 | 1.3652 | 724.4965 | 0.39785 | 2.574 | 2.1083 | 81.6273 | 751.7061 | 0.052153 | 60.3172 | 70.776 | 86.8626 | 43.4428 | 41.2462 | 0.079843 | 217.0802 | 84.5709
1f37113 | MBS | 5 | 10f_138032_419x226x576.dat | 0.0990;0.0990;0.2425 | 419;226;576 | (-0.4007;75.6915;52.1152) | 80 | 8.502 | 60 | 89.156 | 60 | Varibar | [5,133] | [30,30] | 0 | 10 | 80 | normal | none | 6.3534 | 3.6014 | 22.8811 | 28.322 | 16.0544 | 454.6921 | 6.7562e-16 | 2.7281 | 129.5808 | 5.5495 | 0.35906 | 494.4312 | 2.0702 | 0.082931 | 17.5926 | 1.1655 | 91.3258 | 4.3088 | 38.7256 | 159.7484 | 1576.4666 | 1.519 | 741.7726 | 0.46403 | 2.8699 | 2.4411 | 85.7739 | 765.4248 | 0.051042 | 63.9016 | 75.1195 | 89.2051 | 44.8683 | 41.7086 | 0.042319 | 228.4648 | 87.8028
1f37113 | MBS | 6 | 10f_138032_419x226x576.dat | 0.0990;0.0990;0.2425 | 419;226;576 | (-0.4007;75.6915;52.1152) | 110 | 3.9 | 52 | 89.156 | 60 | Varibar | [5,133,110] | [30,30,100] | 0 | 20 | 80 | normal | none | 6.3534 | 3.6014 | 22.8811 | 28.322 | 16.0544 | 454.6921 | 9.2654e-16 | 1.3371 | 77.9171 | 3.1837 | 0.21178 | 340.4509 | 1.1038 | 0.068401 | 9.2292 | 0.59178 | 53.0028 | 2.2286 | 21.9052 | 1107.2426 | 999.8965 | 0.76606 | 573.2752 | 0.22956 | 1.3473 | 1.1835 | 50.0585 | 585.8165 | 0.036296 | 40.7951 | 46.4363 | 66.2577 | 32.5981 | 36.8706 | 0.023785 | 226.9236 | 110.4678
1f37113 | MBS | 6 | 10f_138032_419x226x576.dat | 0.0990;0.0990;0.2425 | 419;226;576 | (-0.4007;75.6915;52.1152) | 110 | 7.85 | 62 | 89.156 | 60 | Varibar | [5,133,110] | [30,30,100] | 0 | 20 | 80 | normal | none | 6.3534 | 3.6014 | 22.8811 | 28.322 | 16.0544 | 454.6921 | 7.3998e-16 | 2.3448 | 119.6715 | 5.1238 | 0.35494 | 464.9831 | 2.1061 | 0.065453 | 14.8868 | 1.0148 | 80.3977 | 3.844 | 33.3196 | 1743.6866 | 1416.7876 | 1.4196 | 706.8803 | 0.42282 | 2.4871 | 2.1027 | 73.4124 | 715.4075 | 0.041373 | 59.5578 | 68.6097 | 83.5852 | 42.2092 | 40.5507 | 0.048505 | 331.6514 | 159.7348
1f37113 | MBS | 6 | 10f_138032_419x226x576.dat | 0.0990;0.0990;0.2425 | 419;226;576 | (-0.4007;75.6915;52.1152) | 110 | 9.9905 | 69 | 89.156 | 60 | Varibar | [5,133,110] | [30,30,100] | 0 | 20 | 80 | normal | none | 6.3534 | 3.6014 | 22.8811 | 28.322 | 16.0544 | 454.6921 | 7.155e-16 | 3.0429 | 135.9561 | 6.1905 | 0.43485 | 509.4509 | 2.1645 | 0.11222 | 17.564 | 1.3104 | 92.93 | 4.6801 | 37.4789 | 2019.0194 | 1572.3362 | 1.8235 | 741.1643 | 0.50139 | 3.0974 | 2.6836 | 80.86 | 739.4453 | 0.075901 | 66.9286 | 76.9264 | 87.802 | 45.0596 | 41.4318 | 0.0801 | 373.0742 | 178.9075
1f37113 | MBS | 6 | 10f_138032_419x226x576.dat | 0.0990;0.0990;0.2425 | 419;226;576 | (-0.4007;75.6915;52.1152) | 60 | 2.5 | 38 | 89.156 | 60 | Varibar | [5,133,110] | [30,30,100] | 0 | 20 | 80 | normal | none | 6.3534 | 3.6014 | 22.8811 | 28.322 | 16.0544 | 454.6921 | 1.1575e-15 | 0.39849 | 42.2198 | 1.9927 | 0.07157 | 234.9987 | 0.41327 | 0.0021778 | 4.0214 | 0.15225 | 31.1834 | 0.80622 | 12.0886 | 542.0209 | 629.0764 | 0.20193 | 468.9607 | 0.069218 | 0.42711 | 0.34981 | 30.0275 | 488.891 | 0.013053 | 24.9436 | 27.6117 | 52.5712 | 24.8141 | 34.0301 | 0.027838 | 134.9017 | 67.9194
1f37113 | MBS | 6 | 10f_138032_419x226x576.dat | 0.0990;0.0990;0.2425 | 419;226;576 | (-0.4007;75.6915;52.1152) | 60 | 5.7448 | 47 | 89.156 | 60 | Varibar | [5,133,110] | [30,30,100] | 0 | 20 | 80 | normal | none | 6.3534 | 3.6014 | 22.8811 | 28.322 | 16.0544 | 454.6921 | 7.5164e-16 | 1.0986 | 94.8118 | 3.7638 | 0.17599 | 407.3777 | 1.1951 | 0.033414 | 10.4375 | 0.51039 | 66.0386 | 2.3306 | 27.1368 | 1264.7999 | 1181.1425 | 0.65147 | 669.4458 | 0.19638 | 1.2775 | 1.1072 | 63.713 | 710.5561 | 0.024922 | 48.1582 | 56.0193 | 78.6098 | 38.612 | 39.7659 | 0.022305 | 265.8114 | 129.25
1f37113 | MBS | 6 | 10f_138032_419x226x576.dat | 0.0990;0.0990;0.2425 | 419;226;576 | (-0.4007;75.6915;52.1152) | 60 | 6.3535 | 49 | 89.156 | 60 | Varibar | [5,133,110] | [30,30,100] | 0 | 20 | 80 | normal | none | 6.3534 | 3.6014 | 22.8811 | 28.322 | 16.0544 | 454.6921 | 7.1768e-16 | 1.6095 | 104.0076 | 3.96 | 0.19989 | 432.1297 | 1.3682 | 0.055661 | 11.7579 | 0.58957 | 73.6653 | 2.6749 | 29.7125 | 1418.8814 | 1285.6183 | 0.72765 | 693.8766 | 0.23973 | 1.5518 | 1.3112 | 68.5697 | 736.3748 | 0.045196 | 51.951 | 60.8302 | 81.6639 | 40.4713 | 40.432 | 0.055863 | 290.4287 | 140.6225
1f37113 | MBS | 6 | 10f_138032_419x226x576.dat | 0.0990;0.0990;0.2425 | 419;226;576 | (-0.4007;75.6915;52.1152) | 80 | 2.9 | 44 | 89.156 | 60 | Varibar | [5,133,110] | [30,30,100] | 0 | 20 | 80 | normal | none | 6.3534 | 3.6014 | 22.8811 | 28.322 | 16.0544 | 454.6921 | 1.0364e-15 | 0.7272 | 57.2329 | 2.4351 | 0.11835 | 277.0469 | 0.82204 | 0.0015975 | 6.1727 | 0.32846 | 43.341 | 1.3802 | 16.333 | 786.719 | 794.8334 | 0.40482 | 511.7465 | 0.1396 | 0.82259 | 0.66434 | 38.7686 | 529.7313 | 0.027225 | 31.446 | 35.6018 | 57.9262 | 28.0435 | 35.2286 | 0.019837 | 174.5277 | 86.1755
1f37113 | MBS | 6 | 10f_138032_419x226x576.dat | 0.0990;0.0990;0.2425 | 419;226;576 | (-0.4007;75.6915;52.1152) | 80 | 7.702 | 57 | 89.156 | 60 | Varibar | [5,133,110] | [30,30,100] | 0 | 20 | 80 | normal | none | 6.3534 | 3.6014 | 22.8811 | 28.322 | 16.0544 | 454.6921 | 6.9277e-16 | 2.4861 | 121.2609 | 4.9153 | 0.29814 | 475.3376 | 1.8266 | 0.088207 | 14.8837 | 0.92391 | 92.1892 | 3.6835 | 34.2032 | 1789.4808 | 1479.4216 | 1.2624 | 723.3417 | 0.37577 | 2.2911 | 1.918 | 76.1262 | 744.965 | 0.050077 | 59.7287 | 70.052 | 85.337 | 43.1452 | 41.1069 | 0.079843 | 341.973 | 164.2562
1f37113 | MBS | 6 | 10f_138032_419x226x576.dat | 0.0990;0.0990;0.2425 | 419;226;576 | (-0.4007;75.6915;52.1152) | 80 | 8.502 | 60 | 89.156 | 60 | Varibar | [5,133,110] | [30,30,100] | 0 | 20 | 80 | normal | none | 6.3534 | 3.6014 | 22.8811 | 28.322 | 16.0544 | 454.6921 | 6.7562e-16 | 2.4638 | 129.4002 | 5.4424 | 0.33924 | 494.2092 | 2.0325 | 0.082931 | 16.2353 | 1.0713 | 91.3347 | 4.0975 | 36.5114 | 1941.6101 | 1575.4305 | 1.4054 | 740.4553 | 0.43791 | 2.5379 | 2.1953 | 79.9245 | 757.6098 | 0.042842 | 63.2661 | 74.3378 | 87.6351 | 44.5568 | 41.5647 | 0.042319 | 364.6789 | 174.6906
1f37113 | MBS | 1 | 10m_138032_419x226x576.dat | 0.0990;0.0990;0.2425 | 419;226;576 | (-0.4007;75.6915;49.4058) | 110 | 3.9 | 52 | 89.156 | 60 | Varibar | [5] | [0] | 0 | 10 | 80 | normal | none | 6.3534 | 11.0937 | 70.4824 | 28.322 | 49.4536 | 1400.6249 | 3.1341e-16 | 57.672 | 425.4805 | 419.5139 | 5.8955 | 461.6631 | 47.5798 | 0.079216 | 312.788 | 19.5657 | 577.1666 | 142.098 | 433.3934 | 341.0863 | 556.7461 | 27.0339 | 652.7544 | 7.4363 | 38.7798 | 46.8491 | 296.8026 | 639.9278 | 0.32721 | 153.1657 | 176.9459 | 132.0335 | 99.9904 | 129.0667 | 0.047912 | 216.5133 | 211.8261
1f37113 | MBS | 1 | 10m_138032_419x226x576.dat | 0.0990;0.0990;0.2425 | 419;226;576 | (-0.4007;75.6915;49.4058) | 110 | 7.85 | 62 | 89.156 | 60 | Varibar | [5] | [0] | 0 | 10 | 80 | normal | none | 6.3534 | 11.0937 | 70.4824 | 28.322 | 49.4536 | 1400.6249 | 2.5034e-16 | 93.0889 | 622.7498 | 499.1585 | 10.0083 | 657.4624 | 76.3598 | 0.099097 | 461.4101 | 33.1 | 655.6249 | 210.197 | 591.3926 | 488.3333 | 705.0375 | 45.6856 | 817.7236 | 12.9407 | 65.4467 | 77.8178 | 445.8713 | 811.572 | 0.77159 | 223.6839 | 261.2121 | 167.8016 | 131.1689 | 142.3902 | 0.09819 | 304.8369 | 283.7114
1f37113 | MBS | 1 | 10m_138032_419x226x576.dat | 0.0990;0.0990;0.2425 | 419;226;576 | (-0.4007;75.6915;49.4058) | 110 | 9.9905 | 69 | 89.156 | 60 | Varibar | [5] | [0] | 0 | 10 | 80 | normal | none | 6.3534 | 11.0937 | 70.4824 | 28.322 | 49.4536 | 1400.6249 | 2.4209e-16 | 110.1347 | 689.302 | 524.6494 | 12.3506 | 720.2415 | 84.7676 | 0.44352 | 510.0678 | 39.7583 | 670.3005 | 233.905 | 634.8584 | 538.4875 | 738.6235 | 56.0463 | 862.1336 | 15.7936 | 78.5632 | 91.9717 | 496.5602 | 852.0958 | 1.0242 | 251.4309 | 292.6025 | 177.8458 | 140.6701 | 145.5523 | 0.7853 | 333.4023 | 306.7915
1f37113 | MBS | 1 | 10m_138032_419x226x576.dat | 0.0990;0.0990;0.2425 | 419;226;576 | (-0.4007;75.6915;49.4058) | 60 | 2.5 | 38 | 89.156 | 60 | Varibar | [5] | [0] | 0 | 10 | 80 | normal | none | 6.3534 | 11.0937 | 70.4824 | 28.322 | 49.4536 | 1400.6249 | 3.9155e-16 | 25.6697 | 262.1628 | 353.2365 | 1.964 | 297.8159 | 23.6299 | 0 | 189.7098 | 7.3985 | 486.9102 | 84.3543 | 306.3461 | 214.0208 | 442.1905 | 10.1029 | 520.4435 | 2.5644 | 14.8412 | 19.3865 | 170.8872 | 499.118 | 0.10483 | 93.4959 | 105.3743 | 102.5632 | 74.5818 | 118.4571 | 0.00065021 | 142.799 | 152.0357
1f37113 | MBS | 1 | 10m_138032_419x226x576.dat | 0.0990;0.0990;0.2425 | 419;226;576 | (-0.4007;75.6915;49.4058) | 60 | 5.7448 | 47 | 89.156 | 60 | Varibar | [5] | [0] | 0 | 10 | 80 | normal | none | 6.3534 | 11.0937 | 70.4824 | 28.322 | 49.4536 | 1400.6249 | 2.5423e-16 | 64.7399 | 532.1502 | 452.0268 | 5.9206 | 555.7113 | 55.0362 | 0.1195 | 391.649 | 21.0512 | 621.1631 | 177.483 | 540.607 | 419.1435 | 628.1646 | 28.7839 | 768.0758 | 7.7099 | 42.3982 | 52.6683 | 367.8873 | 776.0999 | 0.29174 | 180.3547 | 213.3111 | 155.1355 | 119.0721 | 138.9362 | 0 | 258.622 | 250.2789
1f37113 | MBS | 1 | 10m_138032_419x226x576.dat | 0.0990;0.0990;0.2425 | 419;226;576 | (-0.4007;75.6915;49.4058) | 60 | 6.3535 | 49 | 89.156 | 60 | Varibar | [5] | [0] | 0 | 10 | 80 | normal | none | 6.3534 | 11.0937 | 70.4824 | 28.322 | 49.4536 | 1400.6249 | 2.4274e-16 | 71.3517 | 573.4914 | 463.7037 | 6.867 | 590.2171 | 63.302 | 0.24939 | 423.0843 | 24.0474 | 636.0272 | 192.4931 | 571.5964 | 450.0678 | 657.9435 | 33.1155 | 797.1865 | 8.8139 | 47.8699 | 60.1299 | 400.7313 | 812.429 | 0.41472 | 194.7404 | 231.7683 | 161.7788 | 125.2292 | 141.4495 | 0.12515 | 276.247 | 264.4692
1f37113 | MBS | 1 | 10m_138032_419x226x576.dat | 0.0990;0.0990;0.2425 | 419;226;576 | (-0.4007;75.6915;49.4058) | 80 | 2.9 | 44 | 89.156 | 60 | Varibar | [5] | [0] | 0 | 10 | 80 | normal | none | 6.3534 | 11.0937 | 70.4824 | 28.322 | 49.4536 | 1400.6249 | 3.5056e-16 | 37.671 | 331.2969 | 379.5053 | 3.54 | 364.3296 | 33.4806 | 0.030648 | 242.4737 | 12.3128 | 516.4284 | 109.0906 | 360.279 | 266.5294 | 489.1579 | 17.027 | 576.104 | 4.521 | 24.3455 | 30.4112 | 223.5669 | 562.5829 | 0.21202 | 118.0208 | 135.8815 | 114.6786 | 85.2355 | 122.9365 | 0.13378 | 173.1482 | 176.9898
1f37113 | MBS | 1 | 10m_138032_419x226x576.dat | 0.0990;0.0990;0.2425 | 419;226;576 | (-0.4007;75.6915;49.4058) | 80 | 7.702 | 57 | 89.156 | 60 | Varibar | [5] | [0] | 0 | 10 | 80 | normal | none | 6.3534 | 11.0937 | 70.4824 | 28.322 | 49.4536 | 1400.6249 | 2.3432e-16 | 93.0634 | 638.0906 | 496.9186 | 9.7442 | 662.1171 | 79.6802 | 0.14989 | 473.7882 | 32.0624 | 676.6269 | 216.623 | 611.2474 | 499.3084 | 710.5116 | 45.5651 | 836.5336 | 12.3065 | 63.7963 | 76.8722 | 456.6325 | 844.8981 | 0.59887 | 224.2199 | 266.9405 | 171.5133 | 134.2549 | 144.4032 | 0.052607 | 309.2821 | 288.7229
1f37113 | MBS | 1 | 10m_138032_419x226x576.dat | 0.0990;0.0990;0.2425 | 419;226;576 | (-0.4007;75.6915;49.4058) | 80 | 8.502 | 60 | 89.156 | 60 | Varibar | [5] | [0] | 0 | 10 | 80 | normal | none | 6.3534 | 11.0937 | 70.4824 | 28.322 | 49.4536 | 1400.6249 | 2.2853e-16 | 99.8862 | 671.2905 | 504.3977 | 10.6516 | 688.5749 | 86.1594 | 0.047482 | 497.7465 | 35.6443 | 711.8541 | 228.8759 | 634.1838 | 522.251 | 735.3521 | 49.3415 | 859.3184 | 13.5956 | 69.5357 | 83.3589 | 481.206 | 864.1318 | 0.73995 | 237.6962 | 283.4032 | 176.051 | 139.1097 | 146.1681 | 0.38944 | 323.099 | 299.452
1f37113 | MBS | 2 | 10m_138032_419x226x576.dat | 0.0990;0.0990;0.2425 | 419;226;576 | (-0.4007;75.6915;52.1152) | 110 | 3.9 | 52 | 89.156 | 60 | Varibar | [5] | [0] | 0 | 10 | 80 | normal | none | 6.3534 | 3.6014 | 22.8811 | 28.322 | 16.0544 | 454.6921 | 9.2654e-16 | 1.5466 | 78.7957 | 3.5024 | 0.22505 | 344.9084 | 1.1246 | 0.00041164 | 10.2063 | 0.65223 | 55.3675 | 2.3816 | 23.59 | 122.8771 | 515.9002 | 0.85846 | 593.5226 | 0.24244 | 1.5619 | 1.349 | 54.2332 | 596.4043 | 0.025055 | 41.7357 | 47.5199 | 63.9926 | 33.3574 | 37.1119 | 0.0095401 | 114.9673 | 58.6814
1f37113 | MBS | 2 | 10m_138032_419x226x576.dat | 0.0990;0.0990;0.2425 | 419;226;576 | (-0.4007;75.6915;52.1152) | 110 | 7.85 | 62 | 89.156 | 60 | Varibar | [5] | [0] | 0 | 10 | 80 | normal | none | 6.3534 | 3.6014 | 22.8811 | 28.322 | 16.0544 | 454.6921 | 7.3998e-16 | 2.5407 | 121.1864 | 5.5166 | 0.37094 | 471.1589 | 2.1832 | 0.01878 | 16.4517 | 1.1104 | 83.7261 | 4.1417 | 35.9089 | 161.1522 | 636.0409 | 1.5753 | 732.8808 | 0.45485 | 2.8444 | 2.3703 | 79.7936 | 727.5969 | 0.063943 | 61.0569 | 70.3544 | 81.6268 | 43.2678 | 40.918 | 0.0059769 | 151.3897 | 76.1667
1f37113 | MBS | 2 | 10m_138032_419x226x576.dat | 0.0990;0.0990;0.2425 | 419;226;576 | (-0.4007;75.6915;52.1152) | 110 | 9.9905 | 69 | 89.156 | 60 | Varibar | [5] | [0] | 0 | 10 | 80 | normal | none | 6.3534 | 3.6014 | 22.8811 | 28.322 | 16.0544 | 454.6921 | 7.155e-16 | 3.4946 | 137.7688 | 6.5282 | 0.47608 | 516.7186 | 2.3219 | 0.05423 | 19.4061 | 1.4636 | 94.2703 | 5.0604 | 40.3972 | 172.0485 | 669.1723 | 2.0268 | 767.3001 | 0.54466 | 3.467 | 3.0748 | 87.6232 | 753.4495 | 0.062719 | 68.6324 | 78.9164 | 86.5869 | 46.1714 | 41.8543 | 0.003109 | 163.3658 | 81.3845
1f37113 | MBS | 2 | 10m_138032_419x226x576.dat | 0.0990;0.0990;0.2425 | 419;226;576 | (-0.4007;75.6915;52.1152) | 60 | 2.5 | 38 | 89.156 | 60 | Varibar | [5] | [0] | 0 | 10 | 80 | normal | none | 6.3534 | 3.6014 | 22.8811 | 28.322 | 16.0544 | 454.6921 | 1.1575e-15 | 0.44868 | 42.5316 | 1.979 | 0.074888 | 237.7632 | 0.43623 | 0.017941 | 4.3974 | 0.16522 | 31.6992 | 0.84745 | 12.9525 | 89.3534 | 414.1375 | 0.22473 | 485.2971 | 0.073738 | 0.48933 | 0.38939 | 32.1769 | 496.908 | 0.01158 | 25.4081 | 28.1262 | 50.6211 | 25.3365 | 34.1336 | 0.00081837 | 84.0635 | 44.3712
1f37113 | MBS | 2 | 10m_138032_419x226x576.dat | 0.0990;0.0990;0.2425 | 419;226;576 | (-0.4007;75.6915;52.1152) | 60 | 5.7448 | 47 | 89.156 | 60 | Varibar | [5] | [0] | 0 | 10 | 80 | normal | none | 6.3534 | 3.6014 | 22.8811 | 28.322 | 16.0544 | 454.6921 | 7.5164e-16 | 1.1777 | 95.7896 | 4.107 | 0.18834 | 413.1651 | 1.2319 | 0.0046698 | 11.5504 | 0.55732 | 67.7122 | 2.4831 | 29.2162 | 149.6335 | 582.9678 | 0.74853 | 698.2895 | 0.21556 | 1.4744 | 1.2623 | 68.7473 | 722.7561 | 0.021204 | 49.2972 | 57.3313 | 76.7396 | 39.6005 | 40.0601 | 0 | 135.3296 | 70.2389
1f37113 | MBS | 2 | 10m_138032_419x226x576.dat | 0.0990;0.0990;0.2425 | 419;226;576 | (-0.4007;75.6915;52.1152) | 60 | 6.3535 | 49 | 89.156 | 60 | Varibar | [5] | [0] | 0 | 10 | 80 | normal | none | 6.3534 | 3.6014 | 22.8811 | 28.322 | 16.0544 | 454.6921 | 7.1768e-16 | 1.7454 | 105.1641 | 4.4583 | 0.2125 | 438.0376 | 1.4019 | 0.0029814 | 13.0472 | 0.64526 | 75.637 | 2.8504 | 32.0311 | 157.5637 | 602.3453 | 0.83027 | 723.7368 | 0.2505 | 1.781 | 1.4959 | 74.4958 | 749.5144 | 0.037 | 53.2415 | 62.3238 | 79.8782 | 41.533 | 40.7647 | 0.0033944 | 142.2742 | 73.7644
1f37113 | MBS | 2 | 10m_138032_419x226x576.dat | 0.0990;0.0990;0.2425 | 419;226;576 | (-0.4007;75.6915;52.1152) | 80 | 2.9 | 44 | 89.156 | 60 | Varibar | [5] | [0] | 0 | 10 | 80 | normal | none | 6.3534 | 3.6014 | 22.8811 | 28.322 | 16.0544 | 454.6921 | 1.0364e-15 | 0.75506 | 57.7993 | 2.598 | 0.12663 | 280.8966 | 0.82868 | 5.9399e-05 | 6.7859 | 0.36095 | 43.0844 | 1.4736 | 17.5468 | 103.1038 | 456.5475 | 0.46474 | 530.0015 | 0.1465 | 0.93484 | 0.77859 | 41.8253 | 537.672 | 0.0045739 | 32.1279 | 36.3799 | 55.9457 | 28.6775 | 35.3877 | 0 | 96.6991 | 50.2711
1f37113 | MBS | 2 | 10m_138032_419x226x576.dat | 0.0990;0.0990;0.2425 | 419;226;576 | (-0.4007;75.6915;52.1152) | 80 | 7.702 | 57 | 89.156 | 60 | Varibar | [5] | [0] | 0 | 10 | 80 | normal | none | 6.3534 | 3.6014 | 22.8811 | 28.322 | 16.0544 | 454.6921 | 6.9277e-16 | 2.5639 | 122.8444 | 5.3643 | 0.31816 | 481.6889 | 1.9256 | 0.0027523 | 16.4542 | 1.0213 | 94.4786 | 3.9648 | 37.0007 | 167.9488 | 639.1436 | 1.363 | 752.8031 | 0.39735 | 2.629 | 2.1723 | 83.0794 | 758.3317 | 0.041818 | 61.3079 | 71.9083 | 83.7989 | 44.2848 | 41.5154 | 0.062872 | 154.2326 | 78.3499
1f37113 | MBS | 2 | 10m_138032_419x226x576.dat | 0.0990;0.0990;0.2425 | 419;226;576 | (-0.4007;75.6915;52.1152) | 80 | 8.502 | 60 | 89.156 | 60 | Varibar | [5] | [0] | 0 | 10 | 80 | normal | none | 6.3534 | 3.6014 | 22.8811 | 28.322 | 16.0544 | 454.6921 | 6.7562e-16 | 2.7167 | 131.163 | 5.8108 | 0.36283 | 501.1509 | 2.2271 | 0.0035407 | 18.118 | 1.1989 | 93.5697 | 4.4143 | 39.4983 | 172.0777 | 659.3156 | 1.5677 | 770.2648 | 0.46794 | 2.942 | 2.5209 | 87.4983 | 772.8846 | 0.038327 | 64.9787 | 76.3545 | 85.9798 | 45.7455 | 41.9835 | 0 | 159.9036 | 80.9436
1f37113 | MBS | 3 | 10m_138032_419x226x576.dat | 0.0990;0.0990;0.2425 | 419;226;576 | (-0.4007;75.6915;52.1152) | 110 | 3.9 | 52 | 89.156 | 60 | Varibar | [5,133] | [30,30] | 0 | 10 | 80 | normal | none | 6.3534 | 3.6014 | 22.8811 | 28.322 | 16.0544 | 454.6921 | 9.2654e-16 | 1.4942 | 78.0002 | 3.29 | 0.22174 | 340.6344 | 1.0959 | 0.00041164 | 9.953 | 0.63966 | 52.7783 | 2.3424 | 23.195 | 121.8733 | 1000.9326 | 0.84736 | 574.1818 | 0.23775 | 1.5165 | 1.2893 | 53.3514 | 591.2453 | 0.026166 | 41.1603 | 46.8729 | 63.535 | 32.7538 | 36.8698 | 0.0095401 | 151.3657 | 62.4414
1f37113 | MBS | 3 | 10m_138032_419x226x576.dat | 0.0990;0.0990;0.2425 | 419;226;576 | (-0.4007;75.6915;52.1152) | 110 | 7.85 | 62 | 89.156 | 60 | Varibar | [5,133] | [30,30] | 0 | 10 | 80 | normal | none | 6.3534 | 3.6014 | 22.8811 | 28.322 | 16.0544 | 454.6921 | 7.3998e-16 | 2.4505 | 119.8269 | 5.1608 | 0.36541 | 465.2264 | 2.1429 | 0.01878 | 16.0247 | 1.0911 | 80.9166 | 4.0524 | 35.2589 | 159.8143 | 1417.193 | 1.5284 | 708.0289 | 0.44262 | 2.7515 | 2.309 | 78.3247 | 721.4482 | 0.059684 | 60.119 | 69.2919 | 81.1136 | 42.4495 | 40.5757 | 0.0059769 | 210.1993 | 82.4032
1f37113 | MBS | 3 | 10m_138032_419x226x576.dat | 0.0990;0.0990;0.2425 | 419;226;576 | (-0.4007;75.6915;52.1152) | 110 | 9.9905 | 69 | 89.156 | 60 | Varibar | [5,133] | [30,30] | 0 | 10 | 80 | normal | none | 6.3534 | 3.6014 | 22.8811 | 28.322 | 16.0544 | 454.6921 | 7.155e-16 | 3.4758 | 136.1559 | 6.2839 | 0.46552 | 510.1637 | 2.2071 | 0.12586 | 18.9044 | 1.4274 | 91.8873 | 4.9514 | 39.6243 | 170.4552 | 1573.8736 | 1.969 | 742.5061 | 0.52765 | 3.3703 | 2.9716 | 85.9334 | 746.5173 | 0.067954 | 67.5617 | 77.6945 | 85.8854 | 45.3178 | 41.4801 | 0.003109 | 231.5215 | 88.6795
1f37113 | MBS | 3 | 10m_138032_419x226x576.dat | 0.0990;0.0990;0.2425 | 419;226;576 | (-0.4007;75.6915;52.1152) | 60 | 2.5 | 38 | 89.156 | 60 | Varibar | [5,133] | [30,30] | 0 | 10 | 80 | normal | none | 6.3534 | 3.6014 | 22.8811 | 28.322 | 16.0544 | 454.6921 | 1.1575e-15 | 0.42183 | 42.2543 | 1.9231 | 0.074719 | 235.4479 | 0.43052 | 0.017941 | 4.3044 | 0.1631 | 31.3173 | 0.83627 | 12.8004 | 88.8178 | 628.6617 | 0.21852 | 469.6087 | 0.071582 | 0.47839 | 0.37808 | 31.8555 | 493.3746 | 0.01158 | 25.1455 | 27.8452 | 50.2776 | 24.9076 | 33.9891 | 0.00081837 | 100.0735 | 45.9075
1f37113 | MBS | 3 | 10m_138032_419x226x576.dat | 0.0990;0.0990;0.2425 | 419;226;576 | (-0.4007;75.6915;52.1152) | 60 | 5.7448 | 47 | 89.156 | 60 | Varibar | [5,133] | [30,30] | 0 | 10 | 80 | normal | none | 6.3534 | 3.6014 | 22.8811 | 28.322 | 16.0544 | 454.6921 | 7.5164e-16 | 1.1799 | 94.9169 | 3.8166 | 0.18559 | 407.6438 | 1.2067 | 0.0046698 | 11.2958 | 0.54373 | 66.2062 | 2.4451 | 28.7692 | 148.4228 | 1181.7013 | 0.73395 | 671.0822 | 0.21102 | 1.427 | 1.2227 | 67.7934 | 717.2881 | 0.021204 | 48.5969 | 56.547 | 76.2243 | 38.8097 | 39.7627 | 0 | 180.2461 | 74.891
1f37113 | MBS | 3 | 10m_138032_419x226x576.dat | 0.0990;0.0990;0.2425 | 419;226;576 | (-0.4007;75.6915;52.1152) | 60 | 6.3535 | 49 | 89.156 | 60 | Varibar | [5,133] | [30,30] | 0 | 10 | 80 | normal | none | 6.3534 | 3.6014 | 22.8811 | 28.322 | 16.0544 | 454.6921 | 7.1768e-16 | 1.7229 | 104.1275 | 4.039 | 0.208 | 432.1576 | 1.3776 | 0.0029814 | 12.722 | 0.63265 | 73.7573 | 2.8043 | 31.496 | 156.3654 | 1285.6322 | 0.81861 | 695.256 | 0.24514 | 1.7288 | 1.4369 | 73.3086 | 743.2441 | 0.037 | 52.4415 | 61.4195 | 79.3805 | 40.6867 | 40.4387 | 0.0033944 | 193.6128 | 79.0988
1f37113 | MBS | 3 | 10m_138032_419x226x576.dat | 0.0990;0.0990;0.2425 | 419;226;576 | (-0.4007;75.6915;52.1152) | 80 | 2.9 | 44 | 89.156 | 60 | Varibar | [5,133] | [30,30] | 0 | 10 | 80 | normal | none | 6.3534 | 3.6014 | 22.8811 | 28.322 | 16.0544 | 454.6921 | 1.0364e-15 | 0.73602 | 57.2957 | 2.4711 | 0.12494 | 277.3556 | 0.83881 | 5.9399e-05 | 6.6251 | 0.35482 | 42.9098 | 1.4483 | 17.2862 | 102.4188 | 794.7272 | 0.44957 | 512.4219 | 0.14282 | 0.90324 | 0.74867 | 41.2927 | 534.2082 | 0.0044717 | 31.7203 | 35.9262 | 55.5195 | 28.1686 | 35.2054 | 0 | 121.9879 | 52.8524
1f37113 | MBS | 3 | 10m_138032_419x226x576.dat | 0.0990;0.0990;0.2425 | 419;226;576 | (-0.4007;75.6915;52.1152) | 80 | 7.702 | 57 | 89.156 | 60 | Varibar | [5,133] | [30,30] | 0 | 10 | 80 | normal | none | 6.3534 | 3.6014 | 22.8811 | 28.322 | 16.0544 | 454.6921 | 6.9277e-16 | 2.4792 | 121.4226 | 4.9989 | 0.31166 | 475.3087 | 1.8967 | 0.0027523 | 16.0472 | 0.99534 | 92.4173 | 3.877 | 36.3324 | 166.3321 | 1479.8546 | 1.3465 | 724.5831 | 0.3872 | 2.5521 | 2.0899 | 81.532 | 751.6339 | 0.041841 | 60.3152 | 70.7712 | 83.1585 | 43.397 | 41.1336 | 0.062872 | 217.5169 | 85.0425
1f37113 | MBS | 3 | 10m_138032_419x226x576.dat | 0.0990;0.0990;0.2425 | 419;226;576 | (-0.4007;75.6915;52.1152) | 80 | 8.502 | 60 | 89.156 | 60 | Varibar | [5,133] | [30,30] | 0 | 10 | 80 | normal | none | 6.3534 | 3.6014 | 22.8811 | 28.322 | 16.0544 | 454.6921 | 6.7562e-16 | 2.6845 | 129.5838 | 5.5523 | 0.35295 | 494.5052 | 2.1907 | 0.0035407 | 17.6222 | 1.1654 | 91.6085 | 4.308 | 38.7523 | 170.568 | 1574.8385 | 1.5294 | 741.9502 | 0.45743 | 2.8556 | 2.4349 | 85.6629 | 765.5284 | 0.038582 | 63.9012 | 75.1154 | 85.4261 | 44.8238 | 41.5968 | 0 | 228.8863 | 88.2861
1f37113 | MBS | 4 | 10m_138032_419x226x576.dat | 0.0990;0.0990;0.2425 | 419;226;576 | (-0.4007;75.6915;52.1152) | 110 | 3.9 | 52 | 89.156 | 60 | Varibar | [5,133,110] | [30,30,100] | 0 | 20 | 80 | normal | none | 6.3534 | 3.6014 | 22.8811 | 28.322 | 16.0544 | 454.6921 | 9.2654e-16 | 1.3412 | 77.8998 | 3.2072 | 0.21249 | 340.5157 | 1.1165 | 0.00041164 | 9.2036 | 0.59197 | 52.7783 | 2.228 | 21.902 | 1202.22 | 1000.08 | 0.77003 | 572.9837 | 0.22606 | 1.3516 | 1.1773 | 49.9657 | 584.7804 | 0.026005 | 40.7781 | 46.4153 | 62.3267 | 32.5517 | 36.7726 | 0.0095401 | 233.9391 | 115.0569
1f37113 | MBS | 4 | 10m_138032_419x226x576.dat | 0.0990;0.0990;0.2425 | 419;226;576 | (-0.4007;75.6915;52.1152) | 110 | 7.85 | 62 | 89.156 | 60 | Varibar | [5,133,110] | [30,30,100] | 0 | 20 | 80 | normal | none | 6.3534 | 3.6014 | 22.8811 | 28.322 | 16.0544 | 454.6921 | 7.3998e-16 | 2.3383 | 119.6486 | 5.0902 | 0.3482 | 464.902 | 2.0421 | 0.01878 | 14.8733 | 1.0167 | 80.9085 | 3.846 | 33.2994 | 1884.2302 | 1416.3822 | 1.4096 | 706.4613 | 0.42147 | 2.4869 | 2.0968 | 73.3502 | 715.3669 | 0.055809 | 59.5343 | 68.5778 | 79.6502 | 42.1569 | 40.4323 | 0.0059769 | 342.0969 | 166.5886
1f37113 | MBS | 4 | 10m_138032_419x226x576.dat | 0.0990;0.0990;0.2425 | 419;226;576 | (-0.4007;75.6915;52.1152) | 110 | 9.9905 | 69 | 89.156 | 60 | Varibar | [5,133,110] | [30,30,100] | 0 | 20 | 80 | normal | none | 6.3534 | 3.6014 | 22.8811 | 28.322 | 16.0544 | 454.6921 | 7.155e-16 | 3.135 | 135.9323 | 6.1452 | 0.44235 | 509.8981 | 2.0876 | 0.12586 | 17.4844 | 1.3114 | 91.6064 | 4.674 | 37.4482 | 2174.5759 | 1572.8953 | 1.8204 | 740.9407 | 0.49841 | 3.0854 | 2.6851 | 80.7272 | 738.8722 | 0.063211 | 66.909 | 76.8971 | 84.4849 | 44.996 | 41.3295 | 0.003109 | 384.8706 | 186.5085
1f37113 | MBS | 4 | 10m_138032_419x226x576.dat | 0.0990;0.0990;0.2425 | 419;226;576 | (-0.4007;75.6915;52.1152) | 60 | 2.5 | 38 | 89.156 | 60 | Varibar | [5,133,110] | [30,30,100] | 0 | 20 | 80 | normal | none | 6.3534 | 3.6014 | 22.8811 | 28.322 | 16.0544 | 454.6921 | 1.1575e-15 | 0.4184 | 42.2206 | 1.9243 | 0.072862 | 235.1542 | 0.41837 | 0.017941 | 4.0235 | 0.15116 | 31.3173 | 0.80502 | 12.0894 | 597.5958 | 628.368 | 0.19941 | 468.7534 | 0.069133 | 0.43423 | 0.3522 | 30.0491 | 489.1501 | 0.011315 | 24.9325 | 27.5976 | 49.1935 | 24.7777 | 33.9273 | 0.00081837 | 138.8849 | 70.6197
1f37113 | MBS | 4 | 10m_138032_419x226x576.dat | 0.0990;0.0990;0.2425 | 419;226;576 | (-0.4007;75.6915;52.1152) | 60 | 5.7448 | 47 | 89.156 | 60 | Varibar | [5,133,110] | [30,30,100] | 0 | 20 | 80 | normal | none | 6.3534 | 3.6014 | 22.8811 | 28.322 | 16.0544 | 454.6921 | 7.5164e-16 | 1.0546 | 94.8025 | 3.7799 | 0.17713 | 407.4043 | 1.1662 | 0.0046698 | 10.4409 | 0.50542 | 65.9441 | 2.3369 | 27.1448 | 1383.6473 | 1180.9695 | 0.64696 | 669.4325 | 0.20083 | 1.266 | 1.0933 | 63.4735 | 709.6647 | 0.021204 | 48.1358 | 55.9883 | 74.6198 | 38.5571 | 39.6461 | 0 | 274.6069 | 135.0184
1f37113 | MBS | 4 | 10m_138032_419x226x576.dat | 0.0990;0.0990;0.2425 | 419;226;576 | (-0.4007;75.6915;52.1152) | 60 | 6.3535 | 49 | 89.156 | 60 | Varibar | [5,133,110] | [30,30,100] | 0 | 20 | 80 | normal | none | 6.3534 | 3.6014 | 22.8811 | 28.322 | 16.0544 | 454.6921 | 7.1768e-16 | 1.585 | 103.9923 | 3.9481 | 0.20109 | 431.8371 | 1.3461 | 0.0029814 | 11.7422 | 0.5845 | 73.7225 | 2.6786 | 29.686 | 1549.9987 | 1284.9634 | 0.72753 | 693.4865 | 0.23609 | 1.5468 | 1.3008 | 68.3691 | 735.7617 | 0.033744 | 51.9289 | 60.7971 | 77.6843 | 40.4127 | 40.3021 | 0.0033944 | 300.0839 | 146.9828
1f37113 | MBS | 4 | 10m_138032_419x226x576.dat | 0.0990;0.0990;0.2425 | 419;226;576 | (-0.4007;75.6915;52.1152) | 80 | 2.9 | 44 | 89.156 | 60 | Varibar | [5,133,110] | [30,30,100] | 0 | 20 | 80 | normal | none | 6.3534 | 3.6014 | 22.8811 | 28.322 | 16.0544 | 454.6921 | 1.0364e-15 | 0.67787 | 57.2272 | 2.4448 | 0.11969 | 276.96 | 0.83883 | 5.9399e-05 | 6.1403 | 0.32916 | 43.0313 | 1.3832 | 16.3146 | 861.3212 | 794.1773 | 0.40799 | 511.3413 | 0.13735 | 0.82006 | 0.66906 | 38.7725 | 529.5769 | 0.0027453 | 31.4325 | 35.5836 | 54.4112 | 28.0045 | 35.1262 | 0 | 179.9231 | 89.7926
1f37113 | MBS | 4 | 10m_138032_419x226x576.dat | 0.0990;0.0990;0.2425 | 419;226;576 | (-0.4007;75.6915;52.1152) | 80 | 7.702 | 57 | 89.156 | 60 | Varibar | [5,133,110] | [30,30,100] | 0 | 20 | 80 | normal | none | 6.3534 | 3.6014 | 22.8811 | 28.322 | 16.0544 | 454.6921 | 6.9277e-16 | 2.3745 | 121.2378 | 4.9273 | 0.29938 | 475.0922 | 1.8706 | 0.0027523 | 14.8447 | 0.92078 | 92.4086 | 3.6917 | 34.2047 | 1941.3348 | 1478.8442 | 1.2557 | 722.9809 | 0.36897 | 2.2879 | 1.9102 | 75.9905 | 743.9979 | 0.042177 | 59.7051 | 70.0193 | 81.5845 | 43.0845 | 40.9839 | 0.062872 | 353.2579 | 171.6316
1f37113 | MBS | 4 | 10m_138032_419x226x576.dat | 0.0990;0.0990;0.2425 | 419;226;576 | (-0.4007;75.6915;52.1152) | 80 | 8.502 | 60 | 89.156 | 60 | Varibar | [5,133,110] | [30,30,100] | 0 | 20 | 80 | normal | none | 6.3534 | 3.6014 | 22.8811 | 28.322 | 16.0544 | 454.6921 | 6.7562e-16 | 2.4367 | 129.3795 | 5.4524 | 0.33545 | 494.15 | 2.1018 | 0.0035407 | 16.2353 | 1.0766 | 91.6085 | 4.094 | 36.4966 | 2104.2743 | 1573.6544 | 1.4145 | 740.2037 | 0.43338 | 2.5304 | 2.1858 | 79.6655 | 756.7217 | 0.034137 | 63.2422 | 74.3045 | 83.9638 | 44.4995 | 41.4385 | 0 | 376.7402 | 182.5928
1f37113 | MBS | 5 | 10m_138032_419x226x576.dat | 0.0990;0.0990;0.2425 | 419;226;576 | (-0.4007;75.6915;52.1152) | 110 | 3.9 | 52 | 89.156 | 60 | Varibar | [5,133] | [30,30] | 0 | 10 | 80 | normal | none | 6.3534 | 3.6014 | 22.8811 | 28.322 | 16.0544 | 454.6921 | 9.2654e-16 | 1.4942 | 78.0002 | 3.29 | 0.22174 | 340.6344 | 1.0959 | 0.00041164 | 9.953 | 0.63966 | 52.7783 | 2.3424 | 23.195 | 121.8733 | 1000.9326 | 0.84736 | 574.1818 | 0.23775 | 1.5165 | 1.2893 | 53.3514 | 591.2453 | 0.026166 | 41.1603 | 46.8729 | 63.535 | 32.7538 | 36.8698 | 0.0095401 | 151.3657 | 62.4414
1f37113 | MBS | 5 | 10m_138032_419x226x576.dat | 0.0990;0.0990;0.2425 | 419;226;576 | (-0.4007;75.6915;52.1152) | 110 | 7.85 | 62 | 89.156 | 60 | Varibar | [5,133] | [30,30] | 0 | 10 | 80 | normal | none | 6.3534 | 3.6014 | 22.8811 | 28.322 | 16.0544 | 454.6921 | 7.3998e-16 | 2.4505 | 119.8269 | 5.1608 | 0.36541 | 465.2128 | 2.1429 | 0.01878 | 16.0247 | 1.0911 | 80.9166 | 4.0524 | 35.2589 | 159.8143 | 1417.193 | 1.5284 | 708.0289 | 0.44262 | 2.7515 | 2.309 | 78.3247 | 721.4346 | 0.059684 | 60.119 | 69.2918 | 81.1149 | 42.4495 | 40.5757 | 0.0059769 | 210.1973 | 82.4024
1f37113 | MBS | 5 | 10m_138032_419x226x576.dat | 0.0990;0.0990;0.2425 | 419;226;576 | (-0.4007;75.6915;52.1152) | 110 | 9.9905 | 69 | 89.156 | 60 | Varibar | [5,133] | [30,30] | 0 | 10 | 80 | normal | none | 6.3534 | 3.6014 | 22.8811 | 28.322 | 16.0544 | 454.6921 | 7.155e-16 | 3.4692 | 136.1559 | 6.2839 | 0.46552 | 510.1637 | 2.2071 | 0.12586 | 18.9044 | 1.4274 | 91.8873 | 4.9515 | 39.6243 | 170.4552 | 1573.8736 | 1.969 | 742.4921 | 0.52765 | 3.3703 | 2.9716 | 85.9334 | 746.5313 | 0.067954 | 67.5617 | 77.6947 | 85.8854 | 45.3178 | 41.4812 | 0.003109 | 231.521 | 88.6799
1f37113 | MBS | 5 | 10m_138032_419x226x576.dat | 0.0990;0.0990;0.2425 | 419;226;576 | (-0.4007;75.6915;52.1152) | 60 | 2.5 | 38 | 89.156 | 60 | Varibar | [5,133] | [30,30] | 0 | 10 | 80 | normal | none | 6.3534 | 3.6014 | 22.8811 | 28.322 | 16.0544 | 454.6921 | 1.1575e-15 | 0.42183 | 42.2552 | 1.9273 | 0.074719 | 235.4479 | 0.43052 | 0.017941 | 4.3044 | 0.1631 | 31.3173 | 0.83627 | 12.8004 | 88.8178 | 628.6617 | 0.21852 | 469.6087 | 0.071582 | 0.47839 | 0.37808 | 31.8555 | 493.3746 | 0.01158 | 25.1455 | 27.8452 | 50.2784 | 24.9076 | 33.9891 | 0.00081837 | 100.0735 | 45.908
1f37113 | MBS | 5 | 10m_138032_419x226x576.dat | 0.0990;0.0990;0.2425 | 419;226;576 | (-0.4007;75.6915;52.1152) | 60 | 5.7448 | 47 | 89.156 | 60 | Varibar | [5,133] | [30,30] | 0 | 10 | 80 | normal | none | 6.3534 | 3.6014 | 22.8811 | 28.322 | 16.0544 | 454.6921 | 7.5164e-16 | 1.1799 | 94.9169 | 3.8166 | 0.18559 | 407.6438 | 1.2067 | 0.0046698 | 11.2958 | 0.54373 | 66.2062 | 2.4451 | 28.7692 | 148.4228 | 1181.7013 | 0.73395 | 671.0822 | 0.21102 | 1.427 | 1.2227 | 67.7934 | 717.2881 | 0.021204 | 48.5969 | 56.547 | 76.2243 | 38.8097 | 39.7627 | 0 | 180.2461 | 74.891
1f37113 | MBS | 5 | 10m_138032_419x226x576.dat | 0.0990;0.0990;0.2425 | 419;226;576 | (-0.4007;75.6915;52.1152) | 60 | 6.3535 | 49 | 89.156 | 60 | Varibar | [5,133] | [30,30] | 0 | 10 | 80 | normal | none | 6.3534 | 3.6014 | 22.8811 | 28.322 | 16.0544 | 454.6921 | 7.1768e-16 | 1.7229 | 104.1275 | 4.039 | 0.208 | 432.1576 | 1.3776 | 0.0029814 | 12.722 | 0.63265 | 73.7573 | 2.8043 | 31.496 | 156.3654 | 1285.6322 | 0.81861 | 695.256 | 0.24514 | 1.7288 | 1.4369 | 73.3086 | 743.2441 | 0.037 | 52.4415 | 61.4195 | 79.3805 | 40.6867 | 40.4387 | 0.0033944 | 193.6128 | 79.0988
1f37113 | MBS | 5 | 10m_138032_419x226x576.dat | 0.0990;0.0990;0.2425 | 419;226;576 | (-0.4007;75.6915;52.1152) | 80 | 2.9 | 44 | 89.156 | 60 | Varibar | [5,133] | [30,30] | 0 | 10 | 80 | normal | none | 6.3534 | 3.6014 | 22.8811 | 28.322 | 16.0544 | 454.6921 | 1.0364e-15 | 0.73602 | 57.2957 | 2.4711 | 0.12494 | 277.3556 | 0.83881 | 5.9399e-05 | 6.6251 | 0.35482 | 42.9098 | 1.4483 | 17.2862 | 102.4188 | 794.7272 | 0.44957 | 512.4219 | 0.14282 | 0.90324 | 0.74867 | 41.2927 | 534.2082 | 0.0044717 | 31.7203 | 35.9262 | 55.5195 | 28.1686 | 35.2054 | 0 | 121.9879 | 52.8524
1f37113 | MBS | 5 | 10m_138032_419x226x576.dat | 0.0990;0.0990;0.2425 | 419;226;576 | (-0.4007;75.6915;52.1152) | 80 | 7.702 | 57 | 89.156 | 60 | Varibar | [5,133] | [30,30] | 0 | 10 | 80 | normal | none | 6.3534 | 3.6014 | 22.8811 | 28.322 | 16.0544 | 454.6921 | 6.9277e-16 | 2.4792 | 121.4226 | 4.9989 | 0.31166 | 475.3087 | 1.8967 | 0.0027523 | 16.0472 | 0.99534 | 92.4173 | 3.8769 | 36.3324 | 166.3321 | 1479.8546 | 1.3465 | 724.5831 | 0.3872 | 2.5521 | 2.09 | 81.532 | 751.6339 | 0.041841 | 60.3152 | 70.7712 | 83.1585 | 43.397 | 41.1336 | 0.062872 | 217.5169 | 85.0425
1f37113 | MBS | 5 | 10m_138032_419x226x576.dat | 0.0990;0.0990;0.2425 | 419;226;576 | (-0.4007;75.6915;52.1152) | 80 | 8.502 | 60 | 89.156 | 60 | Varibar | [5,133] | [30,30] | 0 | 10 | 80 | normal | none | 6.3534 | 3.6014 | 22.8811 | 28.322 | 16.0544 | 454.6921 | 6.7562e-16 | 2.6845 | 129.5838 | 5.5523 | 0.35295 | 494.5052 | 2.1907 | 0.0035407 | 17.6222 | 1.1654 | 91.6085 | 4.3079 | 38.7523 | 170.568 | 1574.8385 | 1.5294 | 741.9502 | 0.45743 | 2.8556 | 2.4349 | 85.6629 | 765.5284 | 0.038582 | 63.9012 | 75.1155 | 85.4261 | 44.8238 | 41.5968 | 0 | 228.8863 | 88.2861
1f37113 | MBS | 6 | 10m_138032_419x226x576.dat | 0.0990;0.0990;0.2425 | 419;226;576 | (-0.4007;75.6915;52.1152) | 110 | 3.9 | 52 | 89.156 | 60 | Varibar | [5,133,110] | [30,30,100] | 0 | 20 | 80 | normal | none | 6.3534 | 3.6014 | 22.8811 | 28.322 | 16.0544 | 454.6921 | 9.2654e-16 | 1.3412 | 77.8998 | 3.2072 | 0.21249 | 340.5157 | 1.1165 | 0.00041164 | 9.2036 | 0.59197 | 52.7783 | 2.228 | 21.902 | 1202.22 | 1000.08 | 0.77003 | 572.9837 | 0.22606 | 1.3516 | 1.1773 | 49.9657 | 584.7804 | 0.026005 | 40.7781 | 46.4153 | 62.3267 | 32.5517 | 36.7726 | 0.0095401 | 233.9391 | 115.0569
1f37113 | MBS | 6 | 10m_138032_419x226x576.dat | 0.0990;0.0990;0.2425 | 419;226;576 | (-0.4007;75.6915;52.1152) | 110 | 7.85 | 62 | 89.156 | 60 | Varibar | [5,133,110] | [30,30,100] | 0 | 20 | 80 | normal | none | 6.3534 | 3.6014 | 22.8811 | 28.322 | 16.0544 | 454.6921 | 7.3998e-16 | 2.3383 | 119.6486 | 5.0902 | 0.3482 | 464.902 | 2.0421 | 0.01878 | 14.8733 | 1.0167 | 80.9085 | 3.846 | 33.2994 | 1884.2302 | 1416.3822 | 1.4096 | 706.4613 | 0.42147 | 2.4869 | 2.0968 | 73.3502 | 715.3669 | 0.055809 | 59.5343 | 68.5778 | 79.6502 | 42.1569 | 40.4323 | 0.0059769 | 342.0969 | 166.5886
1f37113 | MBS | 6 | 10m_138032_419x226x576.dat | 0.0990;0.0990;0.2425 | 419;226;576 | (-0.4007;75.6915;52.1152) | 110 | 9.9905 | 69 | 89.156 | 60 | Varibar | [5,133,110] | [30,30,100] | 0 | 20 | 80 | normal | none | 6.3534 | 3.6014 | 22.8811 | 28.322 | 16.0544 | 454.6921 | 7.155e-16 | 3.135 | 135.9323 | 6.1452 | 0.44235 | 509.8981 | 2.0876 | 0.12586 | 17.4844 | 1.3114 | 91.6064 | 4.674 | 37.4482 | 2174.5759 | 1572.8953 | 1.8204 | 740.9407 | 0.49841 | 3.0854 | 2.6851 | 80.7272 | 738.8722 | 0.063211 | 66.909 | 76.8971 | 84.4849 | 44.996 | 41.3295 | 0.003109 | 384.8706 | 186.5085
1f37113 | MBS | 6 | 10m_138032_419x226x576.dat | 0.0990;0.0990;0.2425 | 419;226;576 | (-0.4007;75.6915;52.1152) | 60 | 2.5 | 38 | 89.156 | 60 | Varibar | [5,133,110] | [30,30,100] | 0 | 20 | 80 | normal | none | 6.3534 | 3.6014 | 22.8811 | 28.322 | 16.0544 | 454.6921 | 1.1575e-15 | 0.4184 | 42.2206 | 1.9243 | 0.072862 | 235.1542 | 0.41837 | 0.017941 | 4.0235 | 0.15116 | 31.3173 | 0.80502 | 12.0894 | 597.5958 | 628.368 | 0.19941 | 468.7534 | 0.069133 | 0.43423 | 0.3522 | 30.0491 | 489.1501 | 0.011315 | 24.9325 | 27.5976 | 49.1935 | 24.7777 | 33.9273 | 0.00081837 | 138.8849 | 70.6197
1f37113 | MBS | 6 | 10m_138032_419x226x576.dat | 0.0990;0.0990;0.2425 | 419;226;576 | (-0.4007;75.6915;52.1152) | 60 | 5.7448 | 47 | 89.156 | 60 | Varibar | [5,133,110] | [30,30,100] | 0 | 20 | 80 | normal | none | 6.3534 | 3.6014 | 22.8811 | 28.322 | 16.0544 | 454.6921 | 7.5164e-16 | 1.0546 | 94.8025 | 3.7799 | 0.17713 | 407.4043 | 1.1662 | 0.0046698 | 10.4409 | 0.50542 | 65.9441 | 2.3369 | 27.1448 | 1383.6473 | 1180.9695 | 0.64696 | 669.4325 | 0.20083 | 1.266 | 1.0933 | 63.4735 | 709.6647 | 0.021204 | 48.1358 | 55.9883 | 74.6198 | 38.5571 | 39.6461 | 0 | 274.6069 | 135.0184
1f37113 | MBS | 6 | 10m_138032_419x226x576.dat | 0.0990;0.0990;0.2425 | 419;226;576 | (-0.4007;75.6915;52.1152) | 60 | 6.3535 | 49 | 89.156 | 60 | Varibar | [5,133,110] | [30,30,100] | 0 | 20 | 80 | normal | none | 6.3534 | 3.6014 | 22.8811 | 28.322 | 16.0544 | 454.6921 | 7.1768e-16 | 1.585 | 103.9923 | 3.9481 | 0.20109 | 431.8371 | 1.3461 | 0.0029814 | 11.7422 | 0.5845 | 73.7225 | 2.6786 | 29.686 | 1549.9987 | 1284.9634 | 0.72753 | 693.4865 | 0.23609 | 1.5468 | 1.3008 | 68.3691 | 735.7617 | 0.033744 | 51.9289 | 60.7971 | 77.6843 | 40.4127 | 40.3021 | 0.0033944 | 300.0839 | 146.9828
1f37113 | MBS | 6 | 10m_138032_419x226x576.dat | 0.0990;0.0990;0.2425 | 419;226;576 | (-0.4007;75.6915;52.1152) | 80 | 2.9 | 44 | 89.156 | 60 | Varibar | [5,133,110] | [30,30,100] | 0 | 20 | 80 | normal | none | 6.3534 | 3.6014 | 22.8811 | 28.322 | 16.0544 | 454.6921 | 1.0364e-15 | 0.67787 | 57.2272 | 2.4448 | 0.11969 | 276.96 | 0.83883 | 5.9399e-05 | 6.1403 | 0.32916 | 43.0313 | 1.3832 | 16.3146 | 861.3212 | 794.1773 | 0.40799 | 511.3413 | 0.13735 | 0.82006 | 0.66906 | 38.7725 | 529.5769 | 0.0027453 | 31.4325 | 35.5836 | 54.4112 | 28.0045 | 35.1262 | 0 | 179.9231 | 89.7926
1f37113 | MBS | 6 | 10m_138032_419x226x576.dat | 0.0990;0.0990;0.2425 | 419;226;576 | (-0.4007;75.6915;52.1152) | 80 | 7.702 | 57 | 89.156 | 60 | Varibar | [5,133,110] | [30,30,100] | 0 | 20 | 80 | normal | none | 6.3534 | 3.6014 | 22.8811 | 28.322 | 16.0544 | 454.6921 | 6.9277e-16 | 2.3745 | 121.2378 | 4.9273 | 0.29938 | 475.0922 | 1.8706 | 0.0027523 | 14.8447 | 0.92078 | 92.4086 | 3.6917 | 34.2047 | 1941.3348 | 1478.8442 | 1.2557 | 722.9809 | 0.36897 | 2.2879 | 1.9102 | 75.9905 | 743.9979 | 0.042177 | 59.7051 | 70.0193 | 81.5845 | 43.0845 | 40.9839 | 0.062872 | 353.2579 | 171.6316
1f37113 | MBS | 6 | 10m_138032_419x226x576.dat | 0.0990;0.0990;0.2425 | 419;226;576 | (-0.4007;75.6915;52.1152) | 80 | 8.502 | 60 | 89.156 | 60 | Varibar | [5,133,110] | [30,30,100] | 0 | 20 | 80 | normal | none | 6.3534 | 3.6014 | 22.8811 | 28.322 | 16.0544 | 454.6921 | 6.7562e-16 | 2.4367 | 129.3795 | 5.4524 | 0.33545 | 494.15 | 2.1018 | 0.0035407 | 16.2353 | 1.0766 | 91.6085 | 4.094 | 36.4966 | 2104.2743 | 1573.6544 | 1.4145 | 740.2037 | 0.43338 | 2.5304 | 2.1858 | 79.6655 | 756.7217 | 0.034137 | 63.2422 | 74.3045 | 83.9638 | 44.4995 | 41.4385 | 0 | 376.7402 | 182.5928
1f37113 | MBS | 1 | 15f_161053_401x236x571.dat | 0.1200;0.1200;0.2828 | 401;236;571 | (1.5217;78.0600;57.1574) | 110 | 3.9 | 52 | 92 | 60 | Varibar | [5] | [0] | 0 | 10 | 80 | normal | none | 6.037 | 12.3332 | 74.4561 | 27.7704 | 56.7328 | 1575.4915 | 2.7352e-16 | 51.0936 | 372.5168 | 222.618 | 3.3363 | 426.8825 | 49.1156 | 4.4688 | 240.4267 | 15.8388 | 508.23 | 122.6794 | 434.8162 | 349.904 | 508.0107 | 20.5394 | 575.0995 | 6.8354 | 32.6326 | 39.7597 | 277.5468 | 637.0699 | 0.28604 | 115.2676 | 129.5023 | 105.7618 | 63.5396 | 94.1117 | 0.29759 | 195.0646 | 177.7709
1f37113 | MBS | 1 | 15f_161053_401x236x571.dat | 0.1200;0.1200;0.2828 | 401;236;571 | (1.5217;78.0600;57.1574) | 110 | 7.85 | 62 | 92 | 60 | Varibar | [5] | [0] | 0 | 10 | 80 | normal | none | 6.037 | 12.3332 | 74.4561 | 27.7704 | 56.7328 | 1575.4915 | 2.185e-16 | 86.4484 | 552.8594 | 278.2649 | 5.9309 | 608.6945 | 82.7825 | 5.3295 | 362.6218 | 27.3372 | 580.96 | 186.7228 | 585.1248 | 507.6421 | 682.3786 | 36.4402 | 731.8064 | 11.9496 | 55.1441 | 66.2607 | 411.624 | 800.8223 | 0.5794 | 170.8883 | 194.3339 | 139.9831 | 83.5519 | 104.481 | 0.51606 | 279.9011 | 242.4563
1f37113 | MBS | 1 | 15f_161053_401x236x571.dat | 0.1200;0.1200;0.2828 | 401;236;571 | (1.5217;78.0600;57.1574) | 110 | 9.9905 | 69 | 92 | 60 | Varibar | [5] | [0] | 0 | 10 | 80 | normal | none | 6.037 | 12.3332 | 74.4561 | 27.7704 | 56.7328 | 1575.4915 | 2.1131e-16 | 97.7574 | 616.2545 | 297.2617 | 7.5155 | 674.0373 | 96.5128 | 7.2766 | 408.4875 | 32.8775 | 615.1188 | 210.4503 | 625.956 | 559.7969 | 737.073 | 44.1761 | 778.8602 | 14.7008 | 66.2064 | 79.6749 | 466.1851 | 841.4226 | 0.60509 | 193.6144 | 219.6087 | 152.2559 | 89.8756 | 107.1977 | 0.89722 | 310.3053 | 264.0117
1f37113 | MBS | 1 | 15f_161053_401x236x571.dat | 0.1200;0.1200;0.2828 | 401;236;571 | (1.5217;78.0600;57.1574) | 60 | 2.5 | 38 | 92 | 60 | Varibar | [5] | [0] | 0 | 10 | 80 | normal | none | 6.037 | 12.3332 | 74.4561 | 27.7704 | 56.7328 | 1575.4915 | 3.4169e-16 | 22.2919 | 221.6229 | 177.1619 | 0.95574 | 276.6401 | 20.1219 | 2.7606 | 136.5085 | 5.5652 | 430.0058 | 68.3947 | 314.3757 | 220.6981 | 371.0932 | 7.1857 | 447.4776 | 2.3277 | 12.5507 | 15.6939 | 160.2959 | 494.5959 | 0.053162 | 67.8617 | 73.9713 | 77.0722 | 47.1634 | 85.6165 | 0.095922 | 124.7209 | 123.9498
1f37113 | MBS | 1 | 15f_161053_401x236x571.dat | 0.1200;0.1200;0.2828 | 401;236;571 | (1.5217;78.0600;57.1574) | 60 | 5.7448 | 47 | 92 | 60 | Varibar | [5] | [0] | 0 | 10 | 80 | normal | none | 6.037 | 12.3332 | 74.4561 | 27.7704 | 56.7328 | 1575.4915 | 2.2187e-16 | 59.3198 | 463.3446 | 249.8816 | 3.0402 | 510.5355 | 54.4114 | 5.2347 | 297.6629 | 16.616 | 570.8875 | 151.3082 | 537.3536 | 428.747 | 606.9905 | 22.0183 | 673.5174 | 6.9479 | 35.1204 | 43.5544 | 343.2581 | 760.1917 | 0.17437 | 134.6518 | 154.6406 | 124.7806 | 74.9921 | 101.1891 | 0.31671 | 234.6296 | 212.3359
1f37113 | MBS | 1 | 15f_161053_401x236x571.dat | 0.1200;0.1200;0.2828 | 401;236;571 | (1.5217;78.0600;57.1574) | 60 | 6.3535 | 49 | 92 | 60 | Varibar | [5] | [0] | 0 | 10 | 80 | normal | none | 6.037 | 12.3332 | 74.4561 | 27.7704 | 56.7328 | 1575.4915 | 2.1184e-16 | 66.1693 | 501.2851 | 259.6826 | 3.5255 | 550.0022 | 60.3015 | 5.4929 | 323.18 | 19.0459 | 567.799 | 165.5718 | 566.666 | 464.1195 | 635.8707 | 25.2248 | 703.2815 | 8.0308 | 40.2175 | 49.3921 | 372.9356 | 796.467 | 0.22115 | 145.9448 | 168.8213 | 131.6601 | 78.9828 | 103.3661 | 0.33384 | 252.1406 | 225.5444
1f37113 | MBS | 1 | 15f_161053_401x236x571.dat | 0.1200;0.1200;0.2828 | 401;236;571 | (1.5217;78.0600;57.1574) | 80 | 2.9 | 44 | 92 | 60 | Varibar | [5] | [0] | 0 | 10 | 80 | normal | none | 6.037 | 12.3332 | 74.4561 | 27.7704 | 56.7328 | 1575.4915 | 3.0593e-16 | 32.9914 | 285.4098 | 195.1567 | 1.8917 | 341.0601 | 32.1562 | 2.8802 | 181.2417 | 9.8484 | 471.9403 | 91.5868 | 364.9219 | 273.8516 | 425.7204 | 12.8085 | 500.7706 | 4.1817 | 20.6319 | 25.4834 | 209.2548 | 552.9396 | 0.099422 | 87.2075 | 97.4804 | 89.2834 | 53.9846 | 89.0575 | 0.18087 | 154.1109 | 146.1493
1f37113 | MBS | 1 | 15f_161053_401x236x571.dat | 0.1200;0.1200;0.2828 | 401;236;571 | (1.5217;78.0600;57.1574) | 80 | 7.702 | 57 | 92 | 60 | Varibar | [5] | [0] | 0 | 10 | 80 | normal | none | 6.037 | 12.3332 | 74.4561 | 27.7704 | 56.7328 | 1575.4915 | 2.0449e-16 | 85.7583 | 564.6148 | 279.1239 | 5.43 | 616.9881 | 78.3791 | 6.5244 | 370.0266 | 26.0316 | 616.1079 | 191.126 | 603.638 | 516.5936 | 691.856 | 34.4138 | 747.1634 | 11.1906 | 53.2242 | 64.051 | 421.9745 | 829.7578 | 0.38941 | 170.2648 | 197.5061 | 143.2524 | 85.1947 | 105.9106 | 0.49434 | 283.6886 | 246.9321
1f37113 | MBS | 1 | 15f_161053_401x236x571.dat | 0.1200;0.1200;0.2828 | 401;236;571 | (1.5217;78.0600;57.1574) | 80 | 8.502 | 60 | 92 | 60 | Varibar | [5] | [0] | 0 | 10 | 80 | normal | none | 6.037 | 12.3332 | 74.4561 | 27.7704 | 56.7328 | 1575.4915 | 1.9944e-16 | 92.9297 | 596.0158 | 287.8896 | 6.0319 | 645.9053 | 84.8622 | 6.9244 | 392.5471 | 28.8567 | 639.5375 | 203.3734 | 624.1946 | 543.3687 | 720.6141 | 38.091 | 771.8072 | 12.5967 | 58.3681 | 70.8029 | 445.0238 | 854.6888 | 0.54297 | 181.1691 | 210.612 | 148.7465 | 88.3742 | 107.3126 | 0.50125 | 298.1327 | 257.6769
1f37113 | MBS | 2 | 15f_161053_401x236x571.dat | 0.1200;0.1200;0.2828 | 401;236;571 | (1.5217;78.0600;62.0192) | 110 | 3.9 | 52 | 92 | 60 | Varibar | [5] | [0] | 0 | 10 | 80 | normal | none | 6.037 | 4.1019 | 24.763 | 27.7704 | 18.8685 | 523.9859 | 9.2758e-16 | 1.134 | 73.3426 | 2.2902 | 0.10722 | 335.6481 | 0.87612 | 0.32878 | 7.962 | 0.41637 | 63.2927 | 1.7602 | 18.4491 | 84.2354 | 461.1038 | 0.53952 | 521.7348 | 0.17726 | 1.002 | 0.85809 | 70.1612 | 588.9097 | 0.019732 | 31.6697 | 37.1318 | 52.2369 | 25.7223 | 29.8851 | 0.010152 | 105.8226 | 52.7479
1f37113 | MBS | 2 | 15f_161053_401x236x571.dat | 0.1200;0.1200;0.2828 | 401;236;571 | (1.5217;78.0600;62.0192) | 110 | 7.85 | 62 | 92 | 60 | Varibar | [5] | [0] | 0 | 10 | 80 | normal | none | 6.037 | 4.1019 | 24.763 | 27.7704 | 18.8685 | 523.9859 | 7.4079e-16 | 1.5547 | 115.1311 | 3.5831 | 0.18289 | 464.9495 | 1.6418 | 0.50804 | 12.8974 | 0.71551 | 90.0903 | 3.0185 | 27.7879 | 114.3104 | 611.9142 | 0.96462 | 658.3241 | 0.31376 | 1.7907 | 1.5582 | 99.406 | 719.1646 | 0.032796 | 47.2941 | 56.1543 | 66.9919 | 32.9336 | 33.0597 | 0.024936 | 144.0965 | 69.0687
1f37113 | MBS | 2 | 15f_161053_401x236x571.dat | 0.1200;0.1200;0.2828 | 401;236;571 | (1.5217;78.0600;62.0192) | 110 | 9.9905 | 69 | 92 | 60 | Varibar | [5] | [0] | 0 | 10 | 80 | normal | none | 6.037 | 4.1019 | 24.763 | 27.7704 | 18.8685 | 523.9859 | 7.1625e-16 | 2.2809 | 132.4652 | 4.2555 | 0.23898 | 512.9506 | 2.0242 | 0.63863 | 15.2224 | 0.92729 | 106.6879 | 3.6845 | 31.0563 | 123.1863 | 655.6106 | 1.2191 | 695.6247 | 0.39178 | 2.2165 | 1.9852 | 107.9095 | 743.7225 | 0.054173 | 53.5496 | 63.5375 | 71.7796 | 35.0499 | 33.8189 | 0.046741 | 157.0121 | 73.9032
1f37113 | MBS | 2 | 15f_161053_401x236x571.dat | 0.1200;0.1200;0.2828 | 401;236;571 | (1.5217;78.0600;62.0192) | 60 | 2.5 | 38 | 92 | 60 | Varibar | [5] | [0] | 0 | 10 | 80 | normal | none | 6.037 | 4.1019 | 24.763 | 27.7704 | 18.8685 | 523.9859 | 1.1589e-15 | 0.22206 | 37.3291 | 1.1619 | 0.043324 | 228.4941 | 0.21952 | 0.17705 | 3.5663 | 0.115 | 41.1282 | 0.62195 | 10.5502 | 59.5926 | 337.0851 | 0.11218 | 414.1558 | 0.052153 | 0.29601 | 0.25047 | 45.3416 | 489.3282 | 0.0051899 | 18.4247 | 20.8899 | 40.1579 | 19.9013 | 27.4013 | 0.0020906 | 74.1003 | 39.5376
1f37113 | MBS | 2 | 15f_161053_401x236x571.dat | 0.1200;0.1200;0.2828 | 401;236;571 | (1.5217;78.0600;62.0192) | 60 | 5.7448 | 47 | 92 | 60 | Varibar | [5] | [0] | 0 | 10 | 80 | normal | none | 6.037 | 4.1019 | 24.763 | 27.7704 | 18.8685 | 523.9859 | 7.5254e-16 | 0.95111 | 87.5582 | 2.512 | 0.10641 | 404.5103 | 0.64036 | 0.50092 | 9.182 | 0.34882 | 74.7456 | 1.8062 | 22.7935 | 103.5387 | 550.775 | 0.43056 | 613.6421 | 0.15174 | 0.95352 | 0.74249 | 88.2811 | 712.7465 | 0.015781 | 37.3975 | 44.5681 | 62.0334 | 30.2508 | 32.2437 | 0.021708 | 127.3442 | 63.452
1f37113 | MBS | 2 | 15f_161053_401x236x571.dat | 0.1200;0.1200;0.2828 | 401;236;571 | (1.5217;78.0600;62.0192) | 60 | 6.3535 | 49 | 92 | 60 | Varibar | [5] | [0] | 0 | 10 | 80 | normal | none | 6.037 | 4.1019 | 24.763 | 27.7704 | 18.8685 | 523.9859 | 7.1853e-16 | 0.95435 | 96.6922 | 2.7567 | 0.12236 | 427.0541 | 0.92509 | 0.42241 | 10.273 | 0.3957 | 83.358 | 2.0779 | 24.9051 | 108.9311 | 579.644 | 0.52223 | 639.6139 | 0.18016 | 1.1048 | 0.91084 | 94.1133 | 735.7132 | 0.019683 | 40.5811 | 48.7264 | 65.0456 | 31.6407 | 32.8692 | 0.020692 | 134.3518 | 66.5178
1f37113 | MBS | 2 | 15f_161053_401x236x571.dat | 0.1200;0.1200;0.2828 | 401;236;571 | (1.5217;78.0600;62.0192) | 80 | 2.9 | 44 | 92 | 60 | Varibar | [5] | [0] | 0 | 10 | 80 | normal | none | 6.037 | 4.1019 | 24.763 | 27.7704 | 18.8685 | 523.9859 | 1.0376e-15 | 0.59616 | 52.3681 | 1.6162 | 0.065082 | 273.0151 | 0.56692 | 0.24438 | 5.4446 | 0.2257 | 45.1122 | 1.0772 | 13.9683 | 70.1663 | 389.0578 | 0.26527 | 458.9089 | 0.098156 | 0.54576 | 0.47215 | 55.9079 | 532.7885 | 0.012293 | 23.8549 | 27.7694 | 45.1371 | 22.3074 | 28.4623 | 0.010084 | 87.3627 | 45.1371
1f37113 | MBS | 2 | 15f_161053_401x236x571.dat | 0.1200;0.1200;0.2828 | 401;236;571 | (1.5217;78.0600;62.0192) | 80 | 7.702 | 57 | 92 | 60 | Varibar | [5] | [0] | 0 | 10 | 80 | normal | none | 6.037 | 4.1019 | 24.763 | 27.7704 | 18.8685 | 523.9859 | 6.9356e-16 | 1.4782 | 115.6995 | 3.4994 | 0.17837 | 472.3919 | 1.5568 | 0.48372 | 13.0057 | 0.6553 | 88.9994 | 2.871 | 28.5976 | 117.4311 | 621.7671 | 0.84458 | 672.3759 | 0.27459 | 1.6593 | 1.4052 | 103.3731 | 748.4909 | 0.034591 | 47.2562 | 57.0727 | 68.8515 | 33.6267 | 33.4844 | 0.018529 | 146.7225 | 70.8972
1f37113 | MBS | 2 | 15f_161053_401x236x571.dat | 0.1200;0.1200;0.2828 | 401;236;571 | (1.5217;78.0600;62.0192) | 80 | 8.502 | 60 | 92 | 60 | Varibar | [5] | [0] | 0 | 10 | 80 | normal | none | 6.037 | 4.1019 | 24.763 | 27.7704 | 18.8685 | 523.9859 | 6.7639e-16 | 1.9203 | 124.2881 | 3.7737 | 0.1854 | 492.4244 | 1.5824 | 0.57392 | 14.121 | 0.73192 | 99.3971 | 3.185 | 30.3273 | 121.7689 | 646.3006 | 0.91019 | 690.9643 | 0.32202 | 1.8693 | 1.6409 | 108.2175 | 762.8609 | 0.028924 | 50.2848 | 60.9055 | 70.9115 | 34.6882 | 33.9029 | 0.024785 | 152.7712 | 73.3383
1f37113 | MBS | 3 | 15f_161053_401x236x571.dat | 0.1200;0.1200;0.2828 | 401;236;571 | (1.5217;78.0600;62.0192) | 110 | 3.9 | 52 | 92 | 60 | Varibar | [5,133] | [30,30] | 0 | 10 | 80 | normal | none | 6.037 | 4.1019 | 24.763 | 27.7704 | 18.8685 | 523.9859 | 9.2758e-16 | 1.1152 | 72.2548 | 2.1581 | 0.10595 | 329.3306 | 0.85108 | 0.31777 | 7.7076 | 0.40429 | 60.1696 | 1.7132 | 18.0448 | 83.4226 | 1942.6925 | 0.52379 | 500.7554 | 0.17333 | 0.96325 | 0.82404 | 68.7241 | 584.026 | 0.019732 | 31.0898 | 36.3575 | 50.2965 | 25.0371 | 29.6105 | 0.0086889 | 218.4188 | 65.6595
1f37113 | MBS | 3 | 15f_161053_401x236x571.dat | 0.1200;0.1200;0.2828 | 401;236;571 | (1.5217;78.0600;62.0192) | 110 | 7.85 | 62 | 92 | 60 | Varibar | [5,133] | [30,30] | 0 | 10 | 80 | normal | none | 6.037 | 4.1019 | 24.763 | 27.7704 | 18.8685 | 523.9859 | 7.4079e-16 | 1.5191 | 113.2116 | 3.3663 | 0.17766 | 455.6081 | 1.5616 | 0.46097 | 12.4304 | 0.70001 | 88.2315 | 2.9336 | 27.1116 | 112.7593 | 2906.3563 | 0.94797 | 630.6375 | 0.30625 | 1.714 | 1.493 | 96.8533 | 712.2665 | 0.032108 | 46.3348 | 54.8621 | 64.2944 | 31.9839 | 32.6452 | 0.023708 | 318.5112 | 89.1094
1f37113 | MBS | 3 | 15f_161053_401x236x571.dat | 0.1200;0.1200;0.2828 | 401;236;571 | (1.5217;78.0600;62.0192) | 110 | 9.9905 | 69 | 92 | 60 | Varibar | [5,133] | [30,30] | 0 | 10 | 80 | normal | none | 6.037 | 4.1019 | 24.763 | 27.7704 | 18.8685 | 523.9859 | 7.1625e-16 | 2.1469 | 130.1713 | 3.9867 | 0.2309 | 503.2333 | 1.9362 | 0.58705 | 14.6178 | 0.89867 | 104.6229 | 3.5816 | 30.2451 | 121.6338 | 3224.9988 | 1.1784 | 666.1656 | 0.38262 | 2.1215 | 1.9073 | 105.3001 | 735.1361 | 0.053925 | 52.4201 | 62.019 | 69.027 | 34.0414 | 33.3586 | 0.039204 | 352.4835 | 96.3332
1f37113 | MBS | 3 | 15f_161053_401x236x571.dat | 0.1200;0.1200;0.2828 | 401;236;571 | (1.5217;78.0600;62.0192) | 60 | 2.5 | 38 | 92 | 60 | Varibar | [5,133] | [30,30] | 0 | 10 | 80 | normal | none | 6.037 | 4.1019 | 24.763 | 27.7704 | 18.8685 | 523.9859 | 1.1589e-15 | 0.22095 | 36.9865 | 1.1064 | 0.042697 | 223.4291 | 0.2045 | 0.1751 | 3.4757 | 0.11221 | 40.1955 | 0.60986 | 10.407 | 59.2129 | 1114.8159 | 0.1096 | 399.1938 | 0.051548 | 0.28251 | 0.23699 | 44.792 | 486.5585 | 0.0051899 | 18.183 | 20.5792 | 38.5332 | 19.4418 | 27.2421 | 0.0020906 | 132.9061 | 46.2553
1f37113 | MBS | 3 | 15f_161053_401x236x571.dat | 0.1200;0.1200;0.2828 | 401;236;571 | (1.5217;78.0600;62.0192) | 60 | 5.7448 | 47 | 92 | 60 | Varibar | [5,133] | [30,30] | 0 | 10 | 80 | normal | none | 6.037 | 4.1019 | 24.763 | 27.7704 | 18.8685 | 523.9859 | 7.5254e-16 | 0.92448 | 86.4154 | 2.3789 | 0.10469 | 397.0954 | 0.63092 | 0.473 | 8.891 | 0.33683 | 73.0885 | 1.7691 | 22.3709 | 102.5886 | 2470.3018 | 0.41984 | 585.5373 | 0.14844 | 0.92012 | 0.70695 | 86.7316 | 707.6837 | 0.013403 | 36.7335 | 43.6743 | 59.3694 | 29.3747 | 31.9223 | 0.02193 | 273.3678 | 80.2751
1f37113 | MBS | 3 | 15f_161053_401x236x571.dat | 0.1200;0.1200;0.2828 | 401;236;571 | (1.5217;78.0600;62.0192) | 60 | 6.3535 | 49 | 92 | 60 | Varibar | [5,133] | [30,30] | 0 | 10 | 80 | normal | none | 6.037 | 4.1019 | 24.763 | 27.7704 | 18.8685 | 523.9859 | 7.1853e-16 | 0.90981 | 95.3506 | 2.5942 | 0.11955 | 419.149 | 0.89348 | 0.40672 | 9.9529 | 0.38422 | 81.6253 | 2.0294 | 24.4041 | 107.9583 | 2717.6421 | 0.51018 | 609.6498 | 0.17498 | 1.0582 | 0.8803 | 92.2053 | 729.4782 | 0.017167 | 39.8221 | 47.6973 | 62.2272 | 30.7003 | 32.5102 | 0.021163 | 297.0541 | 85.2489
1f37113 | MBS | 3 | 15f_161053_401x236x571.dat | 0.1200;0.1200;0.2828 | 401;236;571 | (1.5217;78.0600;62.0192) | 80 | 2.9 | 44 | 92 | 60 | Varibar | [5,133] | [30,30] | 0 | 10 | 80 | normal | none | 6.037 | 4.1019 | 24.763 | 27.7704 | 18.8685 | 523.9859 | 1.0376e-15 | 0.59087 | 51.706 | 1.5204 | 0.063625 | 266.9628 | 0.53285 | 0.24326 | 5.27 | 0.21866 | 43.2098 | 1.0522 | 13.71 | 69.5784 | 1490.1193 | 0.25629 | 440.9739 | 0.095656 | 0.52397 | 0.4552 | 55.0232 | 529.5311 | 0.012252 | 23.4656 | 27.2526 | 43.3269 | 21.7445 | 28.2611 | 0.010084 | 170.8151 | 54.712
1f37113 | MBS | 3 | 15f_161053_401x236x571.dat | 0.1200;0.1200;0.2828 | 401;236;571 | (1.5217;78.0600;62.0192) | 80 | 7.702 | 57 | 92 | 60 | Varibar | [5,133] | [30,30] | 0 | 10 | 80 | normal | none | 6.037 | 4.1019 | 24.763 | 27.7704 | 18.8685 | 523.9859 | 6.9356e-16 | 1.4488 | 113.7616 | 3.2727 | 0.17279 | 462.919 | 1.5348 | 0.48345 | 12.553 | 0.63017 | 84.4518 | 2.796 | 27.9156 | 115.972 | 3101.2659 | 0.8176 | 641.5348 | 0.26963 | 1.5917 | 1.331 | 100.9292 | 741.2096 | 0.034421 | 46.2673 | 55.7249 | 65.9423 | 32.5994 | 33.0602 | 0.017863 | 335.3499 | 92.5971
1f37113 | MBS | 3 | 15f_161053_401x236x571.dat | 0.1200;0.1200;0.2828 | 401;236;571 | (1.5217;78.0600;62.0192) | 80 | 8.502 | 60 | 92 | 60 | Varibar | [5,133] | [30,30] | 0 | 10 | 80 | normal | none | 6.037 | 4.1019 | 24.763 | 27.7704 | 18.8685 | 523.9859 | 6.7639e-16 | 1.8445 | 122.134 | 3.5363 | 0.18127 | 482.918 | 1.5111 | 0.54367 | 13.636 | 0.70978 | 96.761 | 3.0967 | 29.5614 | 120.1189 | 3299.733 | 0.87969 | 659.1334 | 0.31254 | 1.7645 | 1.567 | 105.6036 | 754.0346 | 0.028924 | 49.1996 | 59.4225 | 68.0349 | 33.6179 | 33.425 | 0.020482 | 354.7343 | 96.5294
1f37113 | MBS | 4 | 15f_161053_401x236x571.dat | 0.1200;0.1200;0.2828 | 401;236;571 | (1.5217;78.0600;62.0192) | 110 | 3.9 | 52 | 92 | 60 | Varibar | [5,133,110] | [30,30,100] | 0 | 20 | 80 | normal | none | 6.037 | 4.1019 | 24.763 | 27.7704 | 18.8685 | 523.9859 | 9.2758e-16 | 0.97858 | 72.2171 | 2.1044 | 0.099048 | 329.0503 | 0.78755 | 0.30797 | 7.0766 | 0.36686 | 60.1696 | 1.6282 | 17.0843 | 748.5188 | 1939.6739 | 0.4678 | 500.335 | 0.16351 | 0.88543 | 0.75303 | 64.6058 | 577.3419 | 0.019732 | 30.7455 | 36.0124 | 49.4786 | 24.9277 | 29.5479 | 0.0086889 | 268.8455 | 97.8619
1f37113 | MBS | 4 | 15f_161053_401x236x571.dat | 0.1200;0.1200;0.2828 | 401;236;571 | (1.5217;78.0600;62.0192) | 110 | 7.85 | 62 | 92 | 60 | Varibar | [5,133,110] | [30,30,100] | 0 | 20 | 80 | normal | none | 6.037 | 4.1019 | 24.763 | 27.7704 | 18.8685 | 523.9859 | 7.4079e-16 | 1.4076 | 113.1319 | 3.2672 | 0.17025 | 455.1762 | 1.4431 | 0.33445 | 11.3908 | 0.64454 | 88.1842 | 2.777 | 25.6429 | 1196.0203 | 2900.5517 | 0.85082 | 629.976 | 0.28841 | 1.5396 | 1.3554 | 91.1054 | 702.7767 | 0.028088 | 45.8048 | 54.3216 | 63.2116 | 31.8227 | 32.5483 | 0.02287 | 400.6787 | 141.6209
1f37113 | MBS | 4 | 15f_161053_401x236x571.dat | 0.1200;0.1200;0.2828 | 401;236;571 | (1.5217;78.0600;62.0192) | 110 | 9.9905 | 69 | 92 | 60 | Varibar | [5,133,110] | [30,30,100] | 0 | 20 | 80 | normal | none | 6.037 | 4.1019 | 24.763 | 27.7704 | 18.8685 | 523.9859 | 7.1625e-16 | 1.9048 | 130.068 | 3.8498 | 0.21904 | 502.6748 | 1.8085 | 0.52614 | 13.3607 | 0.81882 | 104.6229 | 3.379 | 28.6046 | 1397.0015 | 3218.5765 | 1.062 | 665.4536 | 0.35971 | 1.9303 | 1.7125 | 98.8721 | 726.4101 | 0.052476 | 51.8139 | 61.3974 | 67.9729 | 33.861 | 33.2506 | 0.038919 | 449.279 | 158.275
1f37113 | MBS | 4 | 15f_161053_401x236x571.dat | 0.1200;0.1200;0.2828 | 401;236;571 | (1.5217;78.0600;62.0192) | 60 | 2.5 | 38 | 92 | 60 | Varibar | [5,133,110] | [30,30,100] | 0 | 20 | 80 | normal | none | 6.037 | 4.1019 | 24.763 | 27.7704 | 18.8685 | 523.9859 | 1.1589e-15 | 0.19084 | 36.977 | 1.0915 | 0.042031 | 223.2479 | 0.21375 | 0.13141 | 3.2307 | 0.10428 | 40.1955 | 0.58866 | 9.8944 | 348.3109 | 1113.5216 | 0.09966 | 398.9695 | 0.050045 | 0.24824 | 0.2151 | 42.558 | 481.6747 | 0.0051899 | 17.9999 | 20.4064 | 37.9024 | 19.3811 | 27.2059 | 0.0020906 | 154.7701 | 60.1508
1f37113 | MBS | 4 | 15f_161053_401x236x571.dat | 0.1200;0.1200;0.2828 | 401;236;571 | (1.5217;78.0600;62.0192) | 60 | 5.7448 | 47 | 92 | 60 | Varibar | [5,133,110] | [30,30,100] | 0 | 20 | 80 | normal | none | 6.037 | 4.1019 | 24.763 | 27.7704 | 18.8685 | 523.9859 | 7.5254e-16 | 0.7988 | 86.3795 | 2.3247 | 0.10189 | 396.7897 | 0.61059 | 0.39908 | 8.1856 | 0.30769 | 73.0885 | 1.6955 | 21.175 | 832.0758 | 2466.4481 | 0.37552 | 585.0589 | 0.14451 | 0.83433 | 0.63476 | 81.8907 | 698.8602 | 0.013403 | 36.3201 | 43.2617 | 58.4078 | 29.241 | 31.8463 | 0.02193 | 328.611 | 115.5033
1f37113 | MBS | 4 | 15f_161053_401x236x571.dat | 0.1200;0.1200;0.2828 | 401;236;571 | (1.5217;78.0600;62.0192) | 60 | 6.3535 | 49 | 92 | 60 | Varibar | [5,133,110] | [30,30,100] | 0 | 20 | 80 | normal | none | 6.037 | 4.1019 | 24.763 | 27.7704 | 18.8685 | 523.9859 | 7.1853e-16 | 0.78345 | 95.3047 | 2.5339 | 0.11552 | 418.7315 | 0.83101 | 0.34752 | 9.1454 | 0.35036 | 81.6253 | 1.9419 | 23.0861 | 934.4252 | 2713.4669 | 0.44803 | 609.1209 | 0.16794 | 0.96155 | 0.79051 | 86.8777 | 720.2788 | 0.017167 | 39.3651 | 47.2354 | 61.1726 | 30.5546 | 32.4239 | 0.021163 | 359.6569 | 125.2009
1f37113 | MBS | 4 | 15f_161053_401x236x571.dat | 0.1200;0.1200;0.2828 | 401;236;571 | (1.5217;78.0600;62.0192) | 80 | 2.9 | 44 | 92 | 60 | Varibar | [5,133,110] | [30,30,100] | 0 | 20 | 80 | normal | none | 6.037 | 4.1019 | 24.763 | 27.7704 | 18.8685 | 523.9859 | 1.0376e-15 | 0.51403 | 51.6829 | 1.4872 | 0.061234 | 266.7026 | 0.49175 | 0.19212 | 4.8452 | 0.20117 | 43.2098 | 1.0054 | 13.0036 | 519.3348 | 1487.8063 | 0.23107 | 440.6559 | 0.090571 | 0.47655 | 0.41117 | 51.9913 | 523.9704 | 0.0095672 | 23.2125 | 27.0031 | 42.6873 | 21.6633 | 28.2137 | 0.010084 | 204.8601 | 76.428
1f37113 | MBS | 4 | 15f_161053_401x236x571.dat | 0.1200;0.1200;0.2828 | 401;236;571 | (1.5217;78.0600;62.0192) | 80 | 7.702 | 57 | 92 | 60 | Varibar | [5,133,110] | [30,30,100] | 0 | 20 | 80 | normal | none | 6.037 | 4.1019 | 24.763 | 27.7704 | 18.8685 | 523.9859 | 6.9356e-16 | 1.2175 | 113.6924 | 3.1809 | 0.16531 | 462.3422 | 1.4148 | 0.47176 | 11.4423 | 0.57236 | 84.4518 | 2.6505 | 26.3771 | 1206.5797 | 3095.3543 | 0.73703 | 640.8716 | 0.25685 | 1.4352 | 1.1867 | 94.4467 | 730.7706 | 0.027476 | 45.7173 | 55.157 | 64.8111 | 32.4272 | 32.9579 | 0.017863 | 417.9773 | 145.4182
1f37113 | MBS | 4 | 15f_161053_401x236x571.dat | 0.1200;0.1200;0.2828 | 401;236;571 | (1.5217;78.0600;62.0192) | 80 | 8.502 | 60 | 92 | 60 | Varibar | [5,133,110] | [30,30,100] | 0 | 20 | 80 | normal | none | 6.037 | 4.1019 | 24.763 | 27.7704 | 18.8685 | 523.9859 | 6.7639e-16 | 1.6266 | 122.0542 | 3.4278 | 0.17401 | 482.4006 | 1.4244 | 0.50663 | 12.4282 | 0.65505 | 96.452 | 2.9294 | 27.9071 | 1317.6755 | 3293.3757 | 0.79707 | 658.3794 | 0.29624 | 1.5941 | 1.4241 | 98.5204 | 743.0202 | 0.023101 | 48.6047 | 58.8058 | 66.8887 | 33.4365 | 33.3178 | 0.020482 | 445.5115 | 154.5579
1f37113 | MBS | 5 | 15f_161053_401x236x571.dat | 0.1200;0.1200;0.2828 | 401;236;571 | (1.5217;78.0600;62.0192) | 110 | 3.9 | 52 | 92 | 60 | Varibar | [5,133] | [30,30] | 0 | 10 | 80 | normal | none | 6.037 | 4.1019 | 24.763 | 27.7704 | 18.8685 | 523.9859 | 9.2758e-16 | 1.1152 | 72.2548 | 2.1581 | 0.10595 | 329.3306 | 0.85108 | 0.31777 | 7.7076 | 0.40429 | 60.1696 | 1.7132 | 18.0448 | 83.4226 | 1942.6925 | 0.52379 | 500.7554 | 0.17333 | 0.96325 | 0.82404 | 68.7241 | 584.026 | 0.019732 | 31.0898 | 36.3575 | 50.2965 | 25.0371 | 29.6105 | 0.0086889 | 218.4188 | 65.6595
1f37113 | MBS | 5 | 15f_161053_401x236x571.dat | 0.1200;0.1200;0.2828 | 401;236;571 | (1.5217;78.0600;62.0192) | 110 | 7.85 | 62 | 92 | 60 | Varibar | [5,133] | [30,30] | 0 | 10 | 80 | normal | none | 6.037 | 4.1019 | 24.763 | 27.7704 | 18.8685 | 523.9859 | 7.4079e-16 | 1.5191 | 113.2116 | 3.3663 | 0.17766 | 455.6081 | 1.5616 | 0.46097 | 12.4304 | 0.70001 | 88.2315 | 2.9336 | 27.1116 | 112.7593 | 2906.3563 | 0.94797 | 630.6375 | 0.30625 | 1.714 | 1.493 | 96.8533 | 712.2665 | 0.032108 | 46.3348 | 54.8621 | 64.2944 | 31.9839 | 32.6452 | 0.023708 | 318.5112 | 89.1094
1f37113 | MBS | 5 | 15f_161053_401x236x571.dat | 0.1200;0.1200;0.2828 | 401;236;571 | (1.5217;78.0600;62.0192) | 110 | 9.9905 | 69 | 92 | 60 | Varibar | [5,133] | [30,30] | 0 | 10 | 80 | normal | none | 6.037 | 4.1019 | 24.763 | 27.7704 | 18.8685 | 523.9859 | 7.1625e-16 | 2.1469 | 130.1713 | 3.9867 | 0.2309 | 503.2333 | 1.9362 | 0.58705 | 14.6178 | 0.89867 | 104.6229 | 3.5816 | 30.2451 | 121.6338 | 3224.9988 | 1.1784 | 666.1656 | 0.38262 | 2.1215 | 1.9073 | 105.3001 | 735.1361 | 0.053925 | 52.4201 | 62.019 | 69.027 | 34.0414 | 33.3586 | 0.039204 | 352.4835 | 96.3332
1f37113 | MBS | 5 | 15f_161053_401x236x571.dat | 0.1200;0.1200;0.2828 | 401;236;571 | (1.5217;78.0600;62.0192) | 60 | 2.5 | 38 | 92 | 60 | Varibar | [5,133] | [30,30] | 0 | 10 | 80 | normal | none | 6.037 | 4.1019 | 24.763 | 27.7704 | 18.8685 | 523.9859 | 1.1589e-15 | 0.22095 | 36.9865 | 1.1064 | 0.042697 | 223.4291 | 0.2045 | 0.1751 | 3.4757 | 0.11221 | 40.1955 | 0.60986 | 10.407 | 59.2129 | 1114.8159 | 0.1096 | 399.1938 | 0.051548 | 0.28251 | 0.23699 | 44.792 | 486.5585 | 0.0051899 | 18.183 | 20.5792 | 38.5332 | 19.4418 | 27.2421 | 0.0020906 | 132.9061 | 46.2553
1f37113 | MBS | 5 | 15f_161053_401x236x571.dat | 0.1200;0.1200;0.2828 | 401;236;571 | (1.5217;78.0600;62.0192) | 60 | 5.7448 | 47 | 92 | 60 | Varibar | [5,133] | [30,30] | 0 | 10 | 80 | normal | none | 6.037 | 4.1019 | 24.763 | 27.7704 | 18.8685 | 523.9859 | 7.5254e-16 | 0.92448 | 86.4154 | 2.3789 | 0.10469 | 397.0954 | 0.63092 | 0.473 | 8.891 | 0.33683 | 73.0885 | 1.7691 | 22.3709 | 102.5886 | 2470.3018 | 0.41984 | 585.5373 | 0.14844 | 0.92012 | 0.70695 | 86.7316 | 707.6837 | 0.013403 | 36.7337 | 43.6743 | 59.3694 | 29.3747 | 31.9223 | 0.02193 | 273.3678 | 80.2751
1f37113 | MBS | 5 | 15f_161053_401x236x571.dat | 0.1200;0.1200;0.2828 | 401;236;571 | (1.5217;78.0600;62.0192) | 60 | 6.3535 | 49 | 92 | 60 | Varibar | [5,133] | [30,30] | 0 | 10 | 80 | normal | none | 6.037 | 4.1019 | 24.763 | 27.7704 | 18.8685 | 523.9859 | 7.1853e-16 | 0.90981 | 95.3506 | 2.5942 | 0.11955 | 419.149 | 0.89348 | 0.40672 | 9.9529 | 0.38422 | 81.6253 | 2.0294 | 24.4041 | 107.9583 | 2717.6421 | 0.51018 | 609.6498 | 0.17498 | 1.0582 | 0.8803 | 92.2053 | 729.4782 | 0.017167 | 39.8221 | 47.6973 | 62.2272 | 30.7003 | 32.5102 | 0.021163 | 297.0541 | 85.2489
1f37113 | MBS | 5 | 15f_161053_401x236x571.dat | 0.1200;0.1200;0.2828 | 401;236;571 | (1.5217;78.0600;62.0192) | 80 | 2.9 | 44 | 92 | 60 | Varibar | [5,133] | [30,30] | 0 | 10 | 80 | normal | none | 6.037 | 4.1019 | 24.763 | 27.7704 | 18.8685 | 523.9859 | 1.0376e-15 | 0.59087 | 51.706 | 1.5204 | 0.063625 | 266.9628 | 0.53285 | 0.24326 | 5.27 | 0.21866 | 43.2098 | 1.0522 | 13.71 | 69.5784 | 1490.1193 | 0.25629 | 440.9739 | 0.095656 | 0.52397 | 0.4552 | 55.0232 | 529.5311 | 0.012252 | 23.4656 | 27.2526 | 43.3269 | 21.7445 | 28.2611 | 0.010084 | 170.8151 | 54.712
1f37113 | MBS | 5 | 15f_161053_401x236x571.dat | 0.1200;0.1200;0.2828 | 401;236;571 | (1.5217;78.0600;62.0192) | 80 | 7.702 | 57 | 92 | 60 | Varibar | [5,133] | [30,30] | 0 | 10 | 80 | normal | none | 6.037 | 4.1019 | 24.763 | 27.7704 | 18.8685 | 523.9859 | 6.9356e-16 | 1.4488 | 113.7616 | 3.2727 | 0.17279 | 462.919 | 1.5348 | 0.48345 | 12.553 | 0.63017 | 84.4518 | 2.796 | 27.9156 | 115.972 | 3101.2659 | 0.8176 | 641.5348 | 0.26977 | 1.5917 | 1.331 | 100.9292 | 741.2096 | 0.034421 | 46.2673 | 55.7249 | 65.9436 | 32.5994 | 33.0602 | 0.017863 | 335.35 | 92.5971
1f37113 | MBS | 5 | 15f_161053_401x236x571.dat | 0.1200;0.1200;0.2828 | 401;236;571 | (1.5217;78.0600;62.0192) | 80 | 8.502 | 60 | 92 | 60 | Varibar | [5,133] | [30,30] | 0 | 10 | 80 | normal | none | 6.037 | 4.1019 | 24.763 | 27.7704 | 18.8685 | 523.9859 | 6.7639e-16 | 1.8445 | 122.134 | 3.5363 | 0.18127 | 482.918 | 1.5111 | 0.54367 | 13.636 | 0.70978 | 96.761 | 3.0969 | 29.5614 | 120.1189 | 3299.5851 | 0.87969 | 659.1334 | 0.31254 | 1.7645 | 1.567 | 105.6036 | 754.0346 | 0.028924 | 49.1996 | 59.4225 | 68.0349 | 33.6179 | 33.425 | 0.020482 | 354.7229 | 96.528
1f37113 | MBS | 6 | 15f_161053_401x236x571.dat | 0.1200;0.1200;0.2828 | 401;236;571 | (1.5217;78.0600;62.0192) | 110 | 3.9 | 52 | 92 | 60 | Varibar | [5,133,110] | [30,30,100] | 0 | 20 | 80 | normal | none | 6.037 | 4.1019 | 24.763 | 27.7704 | 18.8685 | 523.9859 | 9.2758e-16 | 0.97858 | 72.2171 | 2.1044 | 0.099048 | 329.0503 | 0.78755 | 0.30797 | 7.0766 | 0.36686 | 60.1696 | 1.6282 | 17.0843 | 748.5188 | 1939.6739 | 0.4678 | 500.335 | 0.16351 | 0.88543 | 0.75303 | 64.6058 | 577.3419 | 0.019732 | 30.7455 | 36.0124 | 49.4786 | 24.9277 | 29.5479 | 0.0086889 | 268.8455 | 97.8619
1f37113 | MBS | 6 | 15f_161053_401x236x571.dat | 0.1200;0.1200;0.2828 | 401;236;571 | (1.5217;78.0600;62.0192) | 110 | 7.85 | 62 | 92 | 60 | Varibar | [5,133,110] | [30,30,100] | 0 | 20 | 80 | normal | none | 6.037 | 4.1019 | 24.763 | 27.7704 | 18.8685 | 523.9859 | 7.4079e-16 | 1.4076 | 113.1319 | 3.2672 | 0.17025 | 455.1762 | 1.4431 | 0.33445 | 11.3908 | 0.64454 | 88.1842 | 2.777 | 25.6429 | 1196.0203 | 2900.5517 | 0.85082 | 629.976 | 0.28841 | 1.5396 | 1.3554 | 91.1054 | 702.7767 | 0.028088 | 45.8048 | 54.3216 | 63.2116 | 31.8227 | 32.5483 | 0.02287 | 400.6787 | 141.6209
1f37113 | MBS | 6 | 15f_161053_401x236x571.dat | 0.1200;0.1200;0.2828 | 401;236;571 | (1.5217;78.0600;62.0192) | 110 | 9.9905 | 69 | 92 | 60 | Varibar | [5,133,110] | [30,30,100] | 0 | 20 | 80 | normal | none | 6.037 | 4.1019 | 24.763 | 27.7704 | 18.8685 | 523.9859 | 7.1625e-16 | 1.9048 | 130.068 | 3.8498 | 0.21904 | 502.6748 | 1.8085 | 0.52614 | 13.3607 | 0.81882 | 104.6229 | 3.379 | 28.6046 | 1397.0015 | 3218.5765 | 1.062 | 665.4536 | 0.35971 | 1.9303 | 1.7125 | 98.8721 | 726.4101 | 0.052476 | 51.8139 | 61.3974 | 67.9729 | 33.861 | 33.2506 | 0.038919 | 449.279 | 158.275
1f37113 | MBS | 6 | 15f_161053_401x236x571.dat | 0.1200;0.1200;0.2828 | 401;236;571 | (1.5217;78.0600;62.0192) | 60 | 2.5 | 38 | 92 | 60 | Varibar | [5,133,110] | [30,30,100] | 0 | 20 | 80 | normal | none | 6.037 | 4.1019 | 24.763 | 27.7704 | 18.8685 | 523.9859 | 1.1589e-15 | 0.19084 | 36.977 | 1.0915 | 0.042031 | 223.2479 | 0.21375 | 0.13141 | 3.2307 | 0.10428 | 40.1955 | 0.58866 | 9.8944 | 348.3109 | 1113.5216 | 0.09966 | 398.9695 | 0.050045 | 0.24824 | 0.2151 | 42.558 | 481.6747 | 0.0051899 | 17.9999 | 20.4064 | 37.9024 | 19.3811 | 27.2059 | 0.0020906 | 154.7701 | 60.1508
1f37113 | MBS | 6 | 15f_161053_401x236x571.dat | 0.1200;0.1200;0.2828 | 401;236;571 | (1.5217;78.0600;62.0192) | 60 | 5.7448 | 47 | 92 | 60 | Varibar | [5,133,110] | [30,30,100] | 0 | 20 | 80 | normal | none | 6.037 | 4.1019 | 24.763 | 27.7704 | 18.8685 | 523.9859 | 7.5254e-16 | 0.7988 | 86.3795 | 2.3247 | 0.10189 | 396.7897 | 0.61059 | 0.39908 | 8.1856 | 0.30769 | 73.0885 | 1.6955 | 21.175 | 832.0758 | 2466.4481 | 0.37552 | 585.0589 | 0.14451 | 0.83433 | 0.63476 | 81.8907 | 698.8602 | 0.013403 | 36.3201 | 43.2617 | 58.4078 | 29.241 | 31.8463 | 0.02193 | 328.611 | 115.5033
1f37113 | MBS | 6 | 15f_161053_401x236x571.dat | 0.1200;0.1200;0.2828 | 401;236;571 | (1.5217;78.0600;62.0192) | 60 | 6.3535 | 49 | 92 | 60 | Varibar | [5,133,110] | [30,30,100] | 0 | 20 | 80 | normal | none | 6.037 | 4.1019 | 24.763 | 27.7704 | 18.8685 | 523.9859 | 7.1853e-16 | 0.78345 | 95.3047 | 2.5339 | 0.11552 | 418.7315 | 0.83101 | 0.34752 | 9.1454 | 0.35036 | 81.6253 | 1.9419 | 23.0861 | 934.4252 | 2713.4669 | 0.44803 | 609.1209 | 0.16794 | 0.96155 | 0.79051 | 86.8777 | 720.2788 | 0.017167 | 39.3651 | 47.2354 | 61.1726 | 30.5546 | 32.4239 | 0.021163 | 359.6569 | 125.2009
1f37113 | MBS | 6 | 15f_161053_401x236x571.dat | 0.1200;0.1200;0.2828 | 401;236;571 | (1.5217;78.0600;62.0192) | 80 | 2.9 | 44 | 92 | 60 | Varibar | [5,133,110] | [30,30,100] | 0 | 20 | 80 | normal | none | 6.037 | 4.1019 | 24.763 | 27.7704 | 18.8685 | 523.9859 | 1.0376e-15 | 0.51403 | 51.6829 | 1.4872 | 0.061234 | 266.7026 | 0.49175 | 0.19212 | 4.8452 | 0.20117 | 43.2098 | 1.0054 | 13.0036 | 519.3348 | 1487.8063 | 0.23107 | 440.6559 | 0.090571 | 0.47655 | 0.41117 | 51.9913 | 523.9704 | 0.0095672 | 23.2125 | 27.0031 | 42.6873 | 21.6633 | 28.2137 | 0.010084 | 204.8601 | 76.428
1f37113 | MBS | 6 | 15f_161053_401x236x571.dat | 0.1200;0.1200;0.2828 | 401;236;571 | (1.5217;78.0600;62.0192) | 80 | 7.702 | 57 | 92 | 60 | Varibar | [5,133,110] | [30,30,100] | 0 | 20 | 80 | normal | none | 6.037 | 4.1019 | 24.763 | 27.7704 | 18.8685 | 523.9859 | 6.9356e-16 | 1.2175 | 113.6924 | 3.1809 | 0.16531 | 462.3422 | 1.4148 | 0.47176 | 11.4423 | 0.57236 | 84.4518 | 2.6505 | 26.3771 | 1206.5797 | 3095.3543 | 0.73703 | 640.8716 | 0.25685 | 1.4352 | 1.1867 | 94.4467 | 730.7706 | 0.027476 | 45.7173 | 55.157 | 64.8111 | 32.4272 | 32.9579 | 0.017863 | 417.9773 | 145.4182
1f37113 | MBS | 6 | 15f_161053_401x236x571.dat | 0.1200;0.1200;0.2828 | 401;236;571 | (1.5217;78.0600;62.0192) | 80 | 8.502 | 60 | 92 | 60 | Varibar | [5,133,110] | [30,30,100] | 0 | 20 | 80 | normal | none | 6.037 | 4.1019 | 24.763 | 27.7704 | 18.8685 | 523.9859 | 6.7639e-16 | 1.6266 | 122.0542 | 3.4278 | 0.17401 | 482.4006 | 1.4244 | 0.50663 | 12.4282 | 0.65505 | 96.452 | 2.9294 | 27.9071 | 1317.6755 | 3293.3757 | 0.79707 | 658.3794 | 0.29624 | 1.5941 | 1.4241 | 98.5204 | 743.0202 | 0.023101 | 48.6047 | 58.8058 | 66.8887 | 33.4365 | 33.3178 | 0.020482 | 445.5115 | 154.5579
1f37113 | MBS | 1 | 15m_167056_407x225x586.dat | 0.1250;0.1250;0.2832 | 407;225;586 | (2.0621;81.1875;58.2071) | 110 | 3.9 | 52 | 95.25 | 60 | Varibar | [5] | [0] | 0 | 10 | 80 | normal | none | 6.042 | 12.4684 | 75.3336 | 28.7748 | 59.3808 | 1708.6712 | 2.689e-16 | 51.7896 | 325.7697 | 333.2968 | 2.547 | 376.6148 | 37.1312 | 0.093546 | 184.1124 | 15.0668 | 457.7615 | 89.9904 | 357.7078 | 261.8899 | 484.5749 | 14.0077 | 489.6327 | 4.864 | 22.8658 | 31.3921 | 183.9525 | 341.0247 | 0.32502 | 100.9463 | 107.2837 | 101.0201 | 60.6036 | 95.7659 | 0.027729 | 165.1851 | 156.8502
1f37113 | MBS | 1 | 15m_167056_407x225x586.dat | 0.1250;0.1250;0.2832 | 407;225;586 | (2.0621;81.1875;58.2071) | 110 | 7.85 | 62 | 95.25 | 60 | Varibar | [5] | [0] | 0 | 10 | 80 | normal | none | 6.042 | 12.4684 | 75.3336 | 28.7748 | 59.3808 | 1708.6712 | 2.1481e-16 | 84.2127 | 489.2157 | 399.3842 | 4.606 | 529.7625 | 61.7932 | 0.16964 | 284.1725 | 25.8094 | 545.6368 | 139.1628 | 492.6605 | 387.4715 | 623.6115 | 25.0059 | 635.8547 | 8.3864 | 38.7448 | 52.3664 | 288.8835 | 477.438 | 0.61356 | 150.9861 | 162.1562 | 132.4459 | 80.2802 | 106.2409 | 0.3761 | 234.8913 | 214.323
1f37113 | MBS | 1 | 15m_167056_407x225x586.dat | 0.1250;0.1250;0.2832 | 407;225;586 | (2.0621;81.1875;58.2071) | 110 | 9.9905 | 69 | 95.25 | 60 | Varibar | [5] | [0] | 0 | 10 | 80 | normal | none | 6.042 | 12.4684 | 75.3336 | 28.7748 | 59.3808 | 1708.6712 | 2.0774e-16 | 98.6715 | 548.7633 | 422.5525 | 5.71 | 587.1286 | 71.6232 | 0.20057 | 323.1879 | 31.3012 | 594.7824 | 158.1834 | 532.1078 | 436.5652 | 672.4757 | 30.8838 | 686.7243 | 10.4616 | 47.4834 | 63.4495 | 329.1809 | 514.971 | 0.70251 | 171.9328 | 184.2457 | 143.5463 | 86.5969 | 109.09 | 0.34111 | 261.4331 | 234.5835
1f37113 | MBS | 1 | 15m_167056_407x225x586.dat | 0.1250;0.1250;0.2832 | 407;225;586 | (2.0621;81.1875;58.2071) | 60 | 2.5 | 38 | 95.25 | 60 | Varibar | [5] | [0] | 0 | 10 | 80 | normal | none | 6.042 | 12.4684 | 75.3336 | 28.7748 | 59.3808 | 1708.6712 | 3.3591e-16 | 23.4542 | 188.1547 | 278.81 | 0.73151 | 248.8675 | 14.0821 | 0.02928 | 98.1692 | 5.4515 | 409.1576 | 47.6616 | 248.1292 | 151.8414 | 368.9087 | 4.5753 | 370.2781 | 1.5473 | 8.1254 | 12.434 | 95.3381 | 239.0464 | 0.086184 | 58.1885 | 60.1709 | 74.9024 | 44.4827 | 87.3706 | 0.040195 | 106.0754 | 109.1317
1f37113 | MBS | 1 | 15m_167056_407x225x586.dat | 0.1250;0.1250;0.2832 | 407;225;586 | (2.0621;81.1875;58.2071) | 60 | 5.7448 | 47 | 95.25 | 60 | Varibar | [5] | [0] | 0 | 10 | 80 | normal | none | 6.042 | 12.4684 | 75.3336 | 28.7748 | 59.3808 | 1708.6712 | 2.1811e-16 | 60.8399 | 402.7584 | 359.7211 | 2.2632 | 438.5792 | 40.1236 | 0.078565 | 224.0532 | 15.8578 | 523.6267 | 109.7411 | 446.332 | 315.6981 | 556.637 | 13.9602 | 576.9017 | 4.7535 | 23.734 | 34.5632 | 223.3884 | 431.8121 | 0.23176 | 116.9654 | 126.6872 | 119.1601 | 71.5443 | 103.0935 | 0.080316 | 193.7309 | 184.8291
1f37113 | MBS | 1 | 15m_167056_407x225x586.dat | 0.1250;0.1250;0.2832 | 407;225;586 | (2.0621;81.1875;58.2071) | 60 | 6.3535 | 49 | 95.25 | 60 | Varibar | [5] | [0] | 0 | 10 | 80 | normal | none | 6.042 | 12.4684 | 75.3336 | 28.7748 | 59.3808 | 1708.6712 | 2.0826e-16 | 67.1386 | 437.5531 | 372.8395 | 2.6527 | 467.8092 | 46.1288 | 0.054323 | 245.3857 | 18.3034 | 514.3193 | 120.8658 | 472.8847 | 341.8391 | 587.9787 | 16.448 | 604.7849 | 5.3991 | 27.2295 | 39.1807 | 246.4084 | 452.4195 | 0.19057 | 127.0858 | 138.5648 | 125.4556 | 75.457 | 104.9614 | 0.26378 | 208.1866 | 196.2152
1f37113 | MBS | 1 | 15m_167056_407x225x586.dat | 0.1250;0.1250;0.2832 | 407;225;586 | (2.0621;81.1875;58.2071) | 80 | 2.9 | 44 | 95.25 | 60 | Varibar | [5] | [0] | 0 | 10 | 80 | normal | none | 6.042 | 12.4684 | 75.3336 | 28.7748 | 59.3808 | 1708.6712 | 3.0075e-16 | 35.3553 | 246.0473 | 297.8715 | 1.3487 | 300.5981 | 24.3743 | 0.047671 | 134.1094 | 9.353 | 419.8544 | 65.6897 | 294.7659 | 195.9188 | 414.9001 | 8.441 | 419.7547 | 2.8511 | 13.9433 | 20.2649 | 133.3645 | 282.1706 | 0.097324 | 75.5713 | 79.9695 | 85.9001 | 51.1831 | 90.8376 | 0.11613 | 130.324 | 128.5425
1f37113 | MBS | 1 | 15m_167056_407x225x586.dat | 0.1250;0.1250;0.2832 | 407;225;586 | (2.0621;81.1875;58.2071) | 80 | 7.702 | 57 | 95.25 | 60 | Varibar | [5] | [0] | 0 | 10 | 80 | normal | none | 6.042 | 12.4684 | 75.3336 | 28.7748 | 59.3808 | 1708.6712 | 2.0104e-16 | 82.7834 | 497.7549 | 397.5424 | 4.1577 | 531.4293 | 62.4793 | 0.14485 | 287.4215 | 24.6719 | 552.0717 | 141.8256 | 508.9465 | 390.315 | 636.7801 | 23.392 | 648.3696 | 7.8033 | 36.9305 | 50.4619 | 291.2764 | 489.8809 | 0.38909 | 149.7632 | 163.7824 | 135.5033 | 81.7536 | 107.578 | 0.17925 | 236.878 | 216.8128
1f37113 | MBS | 1 | 15m_167056_407x225x586.dat | 0.1250;0.1250;0.2832 | 407;225;586 | (2.0621;81.1875;58.2071) | 80 | 8.502 | 60 | 95.25 | 60 | Varibar | [5] | [0] | 0 | 10 | 80 | normal | none | 6.042 | 12.4684 | 75.3336 | 28.7748 | 59.3808 | 1708.6712 | 1.9608e-16 | 90.5821 | 526.9887 | 410.3912 | 4.6965 | 558.201 | 67.3003 | 0.21761 | 306.6663 | 27.2991 | 565.7491 | 151.6705 | 528.2637 | 416.2206 | 659.8961 | 25.9853 | 672.5442 | 8.9741 | 41.0289 | 55.8252 | 310.3281 | 513.4225 | 0.45065 | 159.7336 | 175.05 | 139.5209 | 84.925 | 109.0272 | 0.090495 | 249.632 | 227.1491
1f37113 | MBS | 2 | 15m_167056_407x225x586.dat | 0.1250;0.1250;0.2832 | 407;225;586 | (2.0621;81.1875;64.1743) | 110 | 3.9 | 52 | 95.25 | 60 | Varibar | [5] | [0] | 0 | 10 | 80 | normal | none | 6.042 | 3.9851 | 24.0778 | 28.7748 | 18.979 | 546.1178 | 9.4294e-16 | 0.79401 | 60.0897 | 1.522 | 0.074734 | 301.8856 | 0.52365 | 0.010378 | 5.8892 | 0.2708 | 42.8299 | 0.94018 | 14.4866 | 67.2662 | 446.6456 | 0.27311 | 447.8758 | 0.10933 | 0.57797 | 0.57104 | 40.3907 | 348.2406 | 0.0091327 | 31.6684 | 36.0785 | 48.5519 | 17.7533 | 26.3788 | 0.023436 | 94.781 | 39.5358
1f37113 | MBS | 2 | 15m_167056_407x225x586.dat | 0.1250;0.1250;0.2832 | 407;225;586 | (2.0621;81.1875;64.1743) | 110 | 7.85 | 62 | 95.25 | 60 | Varibar | [5] | [0] | 0 | 10 | 80 | normal | none | 6.042 | 3.9851 | 24.0778 | 28.7748 | 18.979 | 546.1178 | 7.5307e-16 | 1.3996 | 96.1416 | 2.2029 | 0.13372 | 411.5706 | 0.975 | 0.015324 | 9.8339 | 0.49306 | 62.9188 | 1.655 | 22.3526 | 93.7036 | 571.9151 | 0.52191 | 576.6026 | 0.17826 | 1.0154 | 0.98432 | 61.2722 | 452.7224 | 0.024661 | 47.6499 | 54.8937 | 63.8524 | 23.1418 | 29.134 | 0.02563 | 126.9443 | 53.5253
1f37113 | MBS | 2 | 15m_167056_407x225x586.dat | 0.1250;0.1250;0.2832 | 407;225;586 | (2.0621;81.1875;64.1743) | 110 | 9.9905 | 69 | 95.25 | 60 | Varibar | [5] | [0] | 0 | 10 | 80 | normal | none | 6.042 | 3.9851 | 24.0778 | 28.7748 | 18.979 | 546.1178 | 7.2811e-16 | 1.6586 | 112.0607 | 2.7199 | 0.15801 | 453.3822 | 1.2362 | 0.015918 | 11.7358 | 0.62371 | 76.8776 | 2.0372 | 25.3507 | 102.9617 | 614.1282 | 0.6804 | 616.7377 | 0.22826 | 1.3456 | 1.2586 | 68.236 | 475.5905 | 0.043704 | 54.3306 | 62.5287 | 67.958 | 24.8267 | 29.9201 | 0 | 138.5238 | 58.1201
1f37113 | MBS | 2 | 15m_167056_407x225x586.dat | 0.1250;0.1250;0.2832 | 407;225;586 | (2.0621;81.1875;64.1743) | 60 | 2.5 | 38 | 95.25 | 60 | Varibar | [5] | [0] | 0 | 10 | 80 | normal | none | 6.042 | 3.9851 | 24.0778 | 28.7748 | 18.979 | 546.1178 | 1.1782e-15 | 0.24625 | 28.741 | 0.85539 | 0.028276 | 209.807 | 0.12437 | 0.00032749 | 2.3783 | 0.075957 | 23.7434 | 0.28906 | 7.7944 | 45.2181 | 344.4302 | 0.068071 | 343.7002 | 0.029505 | 0.15173 | 0.14506 | 22.6443 | 265.5202 | 0.0017003 | 18.015 | 19.9113 | 36.8923 | 13.3887 | 24.1426 | 0 | 68.0831 | 27.9967
1f37113 | MBS | 2 | 15m_167056_407x225x586.dat | 0.1250;0.1250;0.2832 | 407;225;586 | (2.0621;81.1875;64.1743) | 60 | 5.7448 | 47 | 95.25 | 60 | Varibar | [5] | [0] | 0 | 10 | 80 | normal | none | 6.042 | 3.9851 | 24.0778 | 28.7748 | 18.979 | 546.1178 | 7.6499e-16 | 0.80093 | 69.9933 | 1.5374 | 0.065076 | 348.0839 | 0.43032 | 0.0089458 | 6.3785 | 0.23057 | 53.0309 | 0.88638 | 17.7035 | 82.5712 | 513.7728 | 0.22866 | 528.3744 | 0.084948 | 0.50549 | 0.49084 | 50.372 | 430.6343 | 0.013961 | 36.9434 | 42.7243 | 58.124 | 20.8682 | 28.3447 | 0.026374 | 109.9978 | 47.2679
1f37113 | MBS | 2 | 15m_167056_407x225x586.dat | 0.1250;0.1250;0.2832 | 407;225;586 | (2.0621;81.1875;64.1743) | 60 | 6.3535 | 49 | 95.25 | 60 | Varibar | [5] | [0] | 0 | 10 | 80 | normal | none | 6.042 | 3.9851 | 24.0778 | 28.7748 | 18.979 | 546.1178 | 7.3042e-16 | 0.90024 | 77.8816 | 1.645 | 0.078444 | 371.1444 | 0.59098 | 0.0095708 | 7.3907 | 0.27254 | 53.0013 | 1.0391 | 19.4245 | 88.2428 | 536.8854 | 0.25479 | 553.1638 | 0.09607 | 0.59009 | 0.55678 | 55.0275 | 449.0725 | 0.019812 | 40.189 | 46.8033 | 60.8544 | 21.9124 | 28.8395 | 0.0027965 | 116.5095 | 50.011
1f37113 | MBS | 2 | 15m_167056_407x225x586.dat | 0.1250;0.1250;0.2832 | 407;225;586 | (2.0621;81.1875;64.1743) | 80 | 2.9 | 44 | 95.25 | 60 | Varibar | [5] | [0] | 0 | 10 | 80 | normal | none | 6.042 | 3.9851 | 24.0778 | 28.7748 | 18.979 | 546.1178 | 1.0548e-15 | 0.39902 | 41.7378 | 1.0667 | 0.045667 | 246.3729 | 0.29339 | 0.0031889 | 3.8147 | 0.13643 | 33.7592 | 0.54011 | 10.7004 | 54.6309 | 382.6041 | 0.13734 | 386.8228 | 0.059098 | 0.32636 | 0.29735 | 30.5454 | 300.6568 | 0.0071475 | 23.59 | 26.7122 | 41.4903 | 15.1909 | 25.1029 | 0 | 78.6145 | 32.7552
1f37113 | MBS | 2 | 15m_167056_407x225x586.dat | 0.1250;0.1250;0.2832 | 407;225;586 | (2.0621;81.1875;64.1743) | 80 | 7.702 | 57 | 95.25 | 60 | Varibar | [5] | [0] | 0 | 10 | 80 | normal | none | 6.042 | 3.9851 | 24.0778 | 28.7748 | 18.979 | 546.1178 | 7.0505e-16 | 1.2395 | 95.4702 | 2.1 | 0.12486 | 413.5611 | 0.77325 | 0.013981 | 9.6428 | 0.44255 | 60.2825 | 1.5216 | 22.8027 | 96.5425 | 580.2875 | 0.44014 | 589.4075 | 0.16146 | 0.93919 | 0.90869 | 62.888 | 470.2949 | 0.02852 | 47.3523 | 55.4347 | 65.2276 | 23.5642 | 29.5055 | 0 | 128.3208 | 54.6279
1f37113 | MBS | 2 | 15m_167056_407x225x586.dat | 0.1250;0.1250;0.2832 | 407;225;586 | (2.0621;81.1875;64.1743) | 80 | 8.502 | 60 | 95.25 | 60 | Varibar | [5] | [0] | 0 | 10 | 80 | normal | none | 6.042 | 3.9851 | 24.0778 | 28.7748 | 18.979 | 546.1178 | 6.8759e-16 | 1.5083 | 103.2389 | 2.3555 | 0.12365 | 430.475 | 1.0741 | 0.013582 | 10.6239 | 0.50018 | 67.3149 | 1.7093 | 24.3866 | 100.5964 | 601.5364 | 0.48414 | 608.3864 | 0.18252 | 1.0145 | 1.0574 | 66.8379 | 480.2867 | 0.021634 | 50.5502 | 59.3269 | 67.3025 | 24.4052 | 29.854 | 0.0044452 | 133.5249 | 56.7535
1f37113 | MBS | 3 | 15m_167056_407x225x586.dat | 0.1250;0.1250;0.2832 | 407;225;586 | (2.0621;81.1875;64.1743) | 110 | 3.9 | 52 | 95.25 | 60 | Varibar | [5,133] | [30,30] | 0 | 10 | 80 | normal | none | 6.042 | 3.9851 | 24.0778 | 28.7748 | 18.979 | 546.1178 | 9.4294e-16 | 0.80565 | 59.2954 | 1.3969 | 0.073172 | 297.1239 | 0.51769 | 0.010378 | 5.691 | 0.2651 | 42.0483 | 0.91923 | 14.1854 | 66.4401 | 1620.9938 | 0.26257 | 425.0747 | 0.10609 | 0.55238 | 0.55047 | 39.4034 | 344.5076 | 0.0076704 | 31.0696 | 35.3014 | 47.1807 | 17.3501 | 26.1599 | 0.023436 | 184.0909 | 49.6981
1f37113 | MBS | 3 | 15m_167056_407x225x586.dat | 0.1250;0.1250;0.2832 | 407;225;586 | (2.0621;81.1875;64.1743) | 110 | 7.85 | 62 | 95.25 | 60 | Varibar | [5,133] | [30,30] | 0 | 10 | 80 | normal | none | 6.042 | 3.9851 | 24.0778 | 28.7748 | 18.979 | 546.1178 | 7.5307e-16 | 1.3411 | 94.7154 | 2.0944 | 0.1298 | 403.7227 | 0.96638 | 0.015985 | 9.5135 | 0.48381 | 61.6347 | 1.6166 | 21.8268 | 92.3438 | 2387.3061 | 0.50735 | 545.2906 | 0.17407 | 0.97041 | 0.9398 | 59.5857 | 447.1452 | 0.024314 | 46.6644 | 53.6025 | 61.9893 | 22.5709 | 28.7924 | 0.02563 | 264.9292 | 69.2606
1f37113 | MBS | 3 | 15m_167056_407x225x586.dat | 0.1250;0.1250;0.2832 | 407;225;586 | (2.0621;81.1875;64.1743) | 110 | 9.9905 | 69 | 95.25 | 60 | Varibar | [5,133] | [30,30] | 0 | 10 | 80 | normal | none | 6.042 | 3.9851 | 24.0778 | 28.7748 | 18.979 | 546.1178 | 7.2811e-16 | 1.5961 | 110.3178 | 2.5919 | 0.15101 | 445.4438 | 1.1765 | 0.016152 | 11.3556 | 0.6077 | 74.6774 | 1.99 | 24.7272 | 101.3164 | 2648.3805 | 0.66441 | 583.6655 | 0.2207 | 1.2851 | 1.2153 | 66.3723 | 469.2315 | 0.040697 | 53.1733 | 61.0175 | 66.0272 | 24.2073 | 29.5221 | 0 | 293.2763 | 75.7659
1f37113 | MBS | 3 | 15m_167056_407x225x586.dat | 0.1250;0.1250;0.2832 | 407;225;586 | (2.0621;81.1875;64.1743) | 60 | 2.5 | 38 | 95.25 | 60 | Varibar | [5,133] | [30,30] | 0 | 10 | 80 | normal | none | 6.042 | 3.9851 | 24.0778 | 28.7748 | 18.979 | 546.1178 | 1.1782e-15 | 0.23575 | 28.522 | 0.80203 | 0.027825 | 206.1403 | 0.12437 | 0.00032749 | 2.3318 | 0.074731 | 23.6475 | 0.28529 | 7.6858 | 44.8226 | 953.1667 | 0.067095 | 327.8282 | 0.029497 | 0.14841 | 0.13953 | 22.2963 | 263.5341 | 0.0017003 | 17.7649 | 19.5966 | 35.7917 | 13.1268 | 24.0139 | 0 | 114.1784 | 33.2172
1f37113 | MBS | 3 | 15m_167056_407x225x586.dat | 0.1250;0.1250;0.2832 | 407;225;586 | (2.0621;81.1875;64.1743) | 60 | 5.7448 | 47 | 95.25 | 60 | Varibar | [5,133] | [30,30] | 0 | 10 | 80 | normal | none | 6.042 | 3.9851 | 24.0778 | 28.7748 | 18.979 | 546.1178 | 7.6499e-16 | 0.75817 | 69.2299 | 1.4494 | 0.064855 | 341.5348 | 0.43675 | 0.0089458 | 6.2126 | 0.22568 | 52.01 | 0.8688 | 17.3781 | 81.6601 | 2034.1498 | 0.22189 | 497.2758 | 0.082773 | 0.48486 | 0.47594 | 49.3773 | 426.8041 | 0.013961 | 36.2591 | 41.8225 | 56.3354 | 20.3601 | 28.0707 | 0.026374 | 225.6026 | 60.4862
1f37113 | MBS | 3 | 15m_167056_407x225x586.dat | 0.1250;0.1250;0.2832 | 407;225;586 | (2.0621;81.1875;64.1743) | 60 | 6.3535 | 49 | 95.25 | 60 | Varibar | [5,133] | [30,30] | 0 | 10 | 80 | normal | none | 6.042 | 3.9851 | 24.0778 | 28.7748 | 18.979 | 546.1178 | 7.3042e-16 | 0.87556 | 76.9616 | 1.5628 | 0.078292 | 364.9014 | 0.60494 | 0.0095708 | 7.1752 | 0.26876 | 51.8868 | 1.0185 | 19.0521 | 87.1202 | 2232.1509 | 0.25125 | 519.7993 | 0.094154 | 0.56409 | 0.548 | 53.7762 | 444.9105 | 0.019812 | 39.4051 | 45.7659 | 58.9065 | 21.3631 | 28.547 | 0.0027965 | 245.5614 | 64.7792
1f37113 | MBS | 3 | 15m_167056_407x225x586.dat | 0.1250;0.1250;0.2832 | 407;225;586 | (2.0621;81.1875;64.1743) | 80 | 2.9 | 44 | 95.25 | 60 | Varibar | [5,133] | [30,30] | 0 | 10 | 80 | normal | none | 6.042 | 3.9851 | 24.0778 | 28.7748 | 18.979 | 546.1178 | 1.0548e-15 | 0.39476 | 41.2685 | 1.0131 | 0.045672 | 242.0593 | 0.29175 | 0.0031889 | 3.703 | 0.13248 | 33.1449 | 0.5276 | 10.5136 | 53.9559 | 1256.513 | 0.13219 | 367.6538 | 0.058131 | 0.31002 | 0.28542 | 29.8448 | 297.9454 | 0.0050536 | 23.1858 | 26.1893 | 40.2985 | 14.8656 | 24.935 | 0 | 144.9424 | 40.2964
1f37113 | MBS | 3 | 15m_167056_407x225x586.dat | 0.1250;0.1250;0.2832 | 407;225;586 | (2.0621;81.1875;64.1743) | 80 | 7.702 | 57 | 95.25 | 60 | Varibar | [5,133] | [30,30] | 0 | 10 | 80 | normal | none | 6.042 | 3.9851 | 24.0778 | 28.7748 | 18.979 | 546.1178 | 7.0505e-16 | 1.2095 | 94.0703 | 1.9343 | 0.12336 | 406.0155 | 0.7772 | 0.013981 | 9.3056 | 0.43525 | 58.7663 | 1.4826 | 22.2666 | 94.9313 | 2542.2418 | 0.41499 | 554.3318 | 0.15646 | 0.89991 | 0.87634 | 61.0697 | 464.6073 | 0.02852 | 46.3323 | 54.0802 | 63.1416 | 22.9556 | 29.1497 | 0 | 277.578 | 71.6527
1f37113 | MBS | 3 | 15m_167056_407x225x586.dat | 0.1250;0.1250;0.2832 | 407;225;586 | (2.0621;81.1875;64.1743) | 80 | 8.502 | 60 | 95.25 | 60 | Varibar | [5,133] | [30,30] | 0 | 10 | 80 | normal | none | 6.042 | 3.9851 | 24.0778 | 28.7748 | 18.979 | 546.1178 | 6.8759e-16 | 1.4564 | 101.6552 | 2.2448 | 0.12252 | 422.9996 | 1.0567 | 0.013582 | 10.2459 | 0.48722 | 65.161 | 1.6661 | 23.8005 | 98.7566 | 2699.8673 | 0.46497 | 572.4783 | 0.17695 | 0.97182 | 1.0182 | 65.065 | 473.9893 | 0.021255 | 49.4246 | 57.8343 | 65.2743 | 23.7628 | 29.466 | 0.0044452 | 293.2647 | 74.9778
1f37113 | MBS | 4 | 15m_167056_407x225x586.dat | 0.1250;0.1250;0.2832 | 407;225;586 | (2.0621;81.1875;64.1743) | 110 | 3.9 | 52 | 95.25 | 60 | Varibar | [5,133,110] | [30,30,100] | 0 | 20 | 80 | normal | none | 6.042 | 3.9851 | 24.0778 | 28.7748 | 18.979 | 546.1178 | 9.4294e-16 | 0.71249 | 59.2668 | 1.3902 | 0.06923 | 296.9012 | 0.47432 | 0.010378 | 5.1721 | 0.24454 | 42.0483 | 0.87802 | 13.4388 | 597.2066 | 1618.0244 | 0.2382 | 424.7778 | 0.1008 | 0.50228 | 0.49044 | 36.2897 | 339.7883 | 0.0076704 | 30.8281 | 35.0802 | 46.3973 | 17.2383 | 26.1144 | 0.023436 | 224.2941 | 75.4298
1f37113 | MBS | 4 | 15m_167056_407x225x586.dat | 0.1250;0.1250;0.2832 | 407;225;586 | (2.0621;81.1875;64.1743) | 110 | 7.85 | 62 | 95.25 | 60 | Varibar | [5,133,110] | [30,30,100] | 0 | 20 | 80 | normal | none | 6.042 | 3.9851 | 24.0778 | 28.7748 | 18.979 | 546.1178 | 7.5307e-16 | 1.2535 | 94.6583 | 2.0487 | 0.12396 | 403.4173 | 0.88371 | 0.015985 | 8.6061 | 0.43985 | 61.5962 | 1.5454 | 20.6383 | 969.7286 | 2382.6585 | 0.45414 | 544.7993 | 0.16417 | 0.87318 | 0.84564 | 54.7296 | 440.6783 | 0.022339 | 46.288 | 53.2528 | 60.9672 | 22.4019 | 28.7228 | 0.02563 | 331.4603 | 111.8632
1f37113 | MBS | 4 | 15m_167056_407x225x586.dat | 0.1250;0.1250;0.2832 | 407;225;586 | (2.0621;81.1875;64.1743) | 110 | 9.9905 | 69 | 95.25 | 60 | Varibar | [5,133,110] | [30,30,100] | 0 | 20 | 80 | normal | none | 6.042 | 3.9851 | 24.0778 | 28.7748 | 18.979 | 546.1178 | 7.2811e-16 | 1.5436 | 110.245 | 2.5169 | 0.14259 | 445.073 | 1.1123 | 0.016152 | 10.3035 | 0.55436 | 74.6458 | 1.8951 | 23.3922 | 1142.4858 | 2642.7494 | 0.60063 | 583.0612 | 0.20703 | 1.1675 | 1.1017 | 60.9376 | 461.9799 | 0.037265 | 52.7337 | 60.6079 | 65.023 | 24.0174 | 29.4392 | 0 | 372.2672 | 126.3493
1f37113 | MBS | 4 | 15m_167056_407x225x586.dat | 0.1250;0.1250;0.2832 | 407;225;586 | (2.0621;81.1875;64.1743) | 60 | 2.5 | 38 | 95.25 | 60 | Varibar | [5,133,110] | [30,30,100] | 0 | 20 | 80 | normal | none | 6.042 | 3.9851 | 24.0778 | 28.7748 | 18.979 | 546.1178 | 1.1782e-15 | 0.21599 | 28.5161 | 0.78721 | 0.027644 | 206.0555 | 0.11177 | 0.00032749 | 2.1316 | 0.069523 | 23.6475 | 0.27541 | 7.3143 | 265.97 | 952.0633 | 0.060746 | 327.7009 | 0.028413 | 0.13535 | 0.12803 | 20.7167 | 260.3851 | 0.0017003 | 17.6493 | 19.4966 | 35.1983 | 13.066 | 23.9903 | 0 | 130.9011 | 43.8793
1f37113 | MBS | 4 | 15m_167056_407x225x586.dat | 0.1250;0.1250;0.2832 | 407;225;586 | (2.0621;81.1875;64.1743) | 60 | 5.7448 | 47 | 95.25 | 60 | Varibar | [5,133,110] | [30,30,100] | 0 | 20 | 80 | normal | none | 6.042 | 3.9851 | 24.0778 | 28.7748 | 18.979 | 546.1178 | 7.6499e-16 | 0.71334 | 69.2037 | 1.4152 | 0.062039 | 341.391 | 0.40559 | 0.0089458 | 5.6485 | 0.20876 | 52.01 | 0.8352 | 16.4473 | 654.3241 | 2031.4047 | 0.20443 | 496.9621 | 0.079512 | 0.43801 | 0.4256 | 45.5236 | 420.0459 | 0.013961 | 35.9813 | 41.571 | 55.2899 | 20.2246 | 28.0167 | 0.026374 | 268.9812 | 88.1645
1f37113 | MBS | 4 | 15m_167056_407x225x586.dat | 0.1250;0.1250;0.2832 | 407;225;586 | (2.0621;81.1875;64.1743) | 60 | 6.3535 | 49 | 95.25 | 60 | Varibar | [5,133,110] | [30,30,100] | 0 | 20 | 80 | normal | none | 6.042 | 3.9851 | 24.0778 | 28.7748 | 18.979 | 546.1178 | 7.3042e-16 | 0.77209 | 76.9314 | 1.5321 | 0.076777 | 364.5865 | 0.58176 | 0.0095708 | 6.4885 | 0.2491 | 51.8868 | 0.98069 | 18.0308 | 739.222 | 2228.4544 | 0.22534 | 519.4707 | 0.09107 | 0.50534 | 0.49448 | 49.2691 | 437.7365 | 0.019812 | 39.0937 | 45.478 | 57.8308 | 21.2142 | 28.4873 | 0.0027965 | 294.8833 | 96.3161
1f37113 | MBS | 4 | 15m_167056_407x225x586.dat | 0.1250;0.1250;0.2832 | 407;225;586 | (2.0621;81.1875;64.1743) | 80 | 2.9 | 44 | 95.25 | 60 | Varibar | [5,133,110] | [30,30,100] | 0 | 20 | 80 | normal | none | 6.042 | 3.9851 | 24.0778 | 28.7748 | 18.979 | 546.1178 | 1.0548e-15 | 0.36272 | 41.2524 | 1.0031 | 0.044535 | 241.8887 | 0.25572 | 0.0031889 | 3.3699 | 0.12164 | 33.2634 | 0.50622 | 9.9685 | 406.4185 | 1254.6169 | 0.1219 | 367.4452 | 0.054928 | 0.26988 | 0.25417 | 27.4994 | 294.0491 | 0.0050536 | 23.0145 | 26.0348 | 39.6196 | 14.7817 | 24.9041 | 0 | 171.6112 | 57.3433
1f37113 | MBS | 4 | 15m_167056_407x225x586.dat | 0.1250;0.1250;0.2832 | 407;225;586 | (2.0621;81.1875;64.1743) | 80 | 7.702 | 57 | 95.25 | 60 | Varibar | [5,133,110] | [30,30,100] | 0 | 20 | 80 | normal | none | 6.042 | 3.9851 | 24.0778 | 28.7748 | 18.979 | 546.1178 | 7.0505e-16 | 1.082 | 94.0178 | 1.8838 | 0.11617 | 405.59 | 0.69119 | 0.013981 | 8.4209 | 0.39956 | 58.7663 | 1.4155 | 21.0326 | 969.8076 | 2537.4194 | 0.37561 | 553.8212 | 0.14964 | 0.79477 | 0.79701 | 55.9991 | 456.5086 | 0.02848 | 45.9434 | 53.7168 | 62.0218 | 22.7774 | 29.0821 | 0 | 343.8596 | 114.0538
1f37113 | MBS | 4 | 15m_167056_407x225x586.dat | 0.1250;0.1250;0.2832 | 407;225;586 | (2.0621;81.1875;64.1743) | 80 | 8.502 | 60 | 95.25 | 60 | Varibar | [5,133,110] | [30,30,100] | 0 | 20 | 80 | normal | none | 6.042 | 3.9851 | 24.0778 | 28.7748 | 18.979 | 546.1178 | 6.8759e-16 | 1.3087 | 101.597 | 2.2033 | 0.11734 | 422.6942 | 0.96559 | 0.013582 | 9.2215 | 0.44559 | 64.953 | 1.586 | 22.48 | 1063.949 | 2694.777 | 0.4249 | 571.8529 | 0.16644 | 0.86751 | 0.90438 | 59.6257 | 466.0049 | 0.021255 | 48.999 | 57.4346 | 64.1138 | 23.5727 | 29.3875 | 0.0044452 | 366.4459 | 121.8043
1f37113 | MBS | 5 | 15m_167056_407x225x586.dat | 0.1250;0.1250;0.2832 | 407;225;586 | (2.0621;81.1875;64.1743) | 110 | 3.9 | 52 | 95.25 | 60 | Varibar | [5,133] | [30,30] | 0 | 10 | 80 | normal | none | 6.042 | 3.9851 | 24.0778 | 28.7748 | 18.979 | 546.1178 | 9.4294e-16 | 0.80565 | 59.2954 | 1.3969 | 0.073172 | 297.1239 | 0.51769 | 0.010378 | 5.691 | 0.2651 | 42.0483 | 0.91923 | 14.1854 | 66.4401 | 1620.9938 | 0.26257 | 425.0747 | 0.10609 | 0.55238 | 0.55047 | 39.4034 | 344.5076 | 0.0076704 | 31.0695 | 35.3014 | 47.1807 | 17.3501 | 26.1599 | 0.023436 | 184.0909 | 49.6981
1f37113 | MBS | 5 | 15m_167056_407x225x586.dat | 0.1250;0.1250;0.2832 | 407;225;586 | (2.0621;81.1875;64.1743) | 110 | 7.85 | 62 | 95.25 | 60 | Varibar | [5,133] | [30,30] | 0 | 10 | 80 | normal | none | 6.042 | 3.9851 | 24.0778 | 28.7748 | 18.979 | 546.1178 | 7.5307e-16 | 1.3411 | 94.7141 | 2.0944 | 0.1298 | 403.7227 | 0.96638 | 0.015985 | 9.5135 | 0.48381 | 61.6347 | 1.6166 | 21.8268 | 92.3438 | 2387.3061 | 0.50735 | 545.2906 | 0.17407 | 0.97041 | 0.9398 | 59.5831 | 447.1452 | 0.024314 | 46.6644 | 53.6025 | 61.9893 | 22.5709 | 28.7924 | 0.02563 | 264.929 | 69.2606
1f37113 | MBS | 5 | 15m_167056_407x225x586.dat | 0.1250;0.1250;0.2832 | 407;225;586 | (2.0621;81.1875;64.1743) | 110 | 9.9905 | 69 | 95.25 | 60 | Varibar | [5,133] | [30,30] | 0 | 10 | 80 | normal | none | 6.042 | 3.9851 | 24.0778 | 28.7748 | 18.979 | 546.1178 | 7.2811e-16 | 1.5961 | 110.3178 | 2.5919 | 0.15101 | 445.4438 | 1.1765 | 0.016152 | 11.356 | 0.6077 | 74.6774 | 1.9898 | 24.7272 | 101.3164 | 2648.3805 | 0.66441 | 583.6655 | 0.2207 | 1.2851 | 1.2153 | 66.3736 | 469.2315 | 0.040697 | 53.1729 | 61.0175 | 66.0272 | 24.2073 | 29.5221 | 0 | 293.2764 | 75.7658
1f37113 | MBS | 5 | 15m_167056_407x225x586.dat | 0.1250;0.1250;0.2832 | 407;225;586 | (2.0621;81.1875;64.1743) | 60 | 2.5 | 38 | 95.25 | 60 | Varibar | [5,133] | [30,30] | 0 | 10 | 80 | normal | none | 6.042 | 3.9851 | 24.0778 | 28.7748 | 18.979 | 546.1178 | 1.1782e-15 | 0.23575 | 28.522 | 0.80203 | 0.027825 | 206.1403 | 0.12437 | 0.00032749 | 2.3318 | 0.074731 | 23.6475 | 0.28529 | 7.6858 | 44.8226 | 953.1667 | 0.067095 | 327.8282 | 0.029497 | 0.14841 | 0.13953 | 22.2963 | 263.5341 | 0.0017003 | 17.7649 | 19.5965 | 35.7917 | 13.1268 | 24.0139 | 0 | 114.1784 | 33.2172
1f37113 | MBS | 5 | 15m_167056_407x225x586.dat | 0.1250;0.1250;0.2832 | 407;225;586 | (2.0621;81.1875;64.1743) | 60 | 5.7448 | 47 | 95.25 | 60 | Varibar | [5,133] | [30,30] | 0 | 10 | 80 | normal | none | 6.042 | 3.9851 | 24.0778 | 28.7748 | 18.979 | 546.1178 | 7.6499e-16 | 0.75817 | 69.2299 | 1.4494 | 0.064855 | 341.5348 | 0.43675 | 0.0089458 | 6.2126 | 0.22568 | 52.01 | 0.8688 | 17.3781 | 81.6601 | 2034.1498 | 0.22189 | 497.2758 | 0.082773 | 0.48486 | 0.47594 | 49.3773 | 426.8041 | 0.013961 | 36.2591 | 41.8225 | 56.3354 | 20.3601 | 28.0707 | 0.026374 | 225.6026 | 60.4862
1f37113 | MBS | 5 | 15m_167056_407x225x586.dat | 0.1250;0.1250;0.2832 | 407;225;586 | (2.0621;81.1875;64.1743) | 60 | 6.3535 | 49 | 95.25 | 60 | Varibar | [5,133] | [30,30] | 0 | 10 | 80 | normal | none | 6.042 | 3.9851 | 24.0778 | 28.7748 | 18.979 | 546.1178 | 7.3042e-16 | 0.87556 | 76.9616 | 1.5628 | 0.078292 | 364.9014 | 0.60494 | 0.0095708 | 7.1752 | 0.26876 | 51.8868 | 1.0186 | 19.0521 | 87.1215 | 2232.1509 | 0.25125 | 519.7993 | 0.094154 | 0.56409 | 0.548 | 53.7762 | 444.9105 | 0.019812 | 39.4048 | 45.7658 | 58.9065 | 21.3631 | 28.547 | 0.0027965 | 245.5615 | 64.7792
1f37113 | MBS | 5 | 15m_167056_407x225x586.dat | 0.1250;0.1250;0.2832 | 407;225;586 | (2.0621;81.1875;64.1743) | 80 | 2.9 | 44 | 95.25 | 60 | Varibar | [5,133] | [30,30] | 0 | 10 | 80 | normal | none | 6.042 | 3.9851 | 24.0778 | 28.7748 | 18.979 | 546.1178 | 1.0548e-15 | 0.39476 | 41.2685 | 1.0131 | 0.045672 | 242.0593 | 0.29175 | 0.0031889 | 3.703 | 0.13248 | 33.1449 | 0.5276 | 10.5136 | 53.9559 | 1256.513 | 0.13219 | 367.6538 | 0.058131 | 0.31002 | 0.28542 | 29.8448 | 297.9454 | 0.0050536 | 23.1858 | 26.1893 | 40.2985 | 14.8656 | 24.935 | 0 | 144.9424 | 40.2964
1f37113 | MBS | 5 | 15m_167056_407x225x586.dat | 0.1250;0.1250;0.2832 | 407;225;586 | (2.0621;81.1875;64.1743) | 80 | 7.702 | 57 | 95.25 | 60 | Varibar | [5,133] | [30,30] | 0 | 10 | 80 | normal | none | 6.042 | 3.9851 | 24.0778 | 28.7748 | 18.979 | 546.1178 | 7.0505e-16 | 1.2095 | 94.0703 | 1.9343 | 0.12336 | 406.0155 | 0.7772 | 0.013981 | 9.306 | 0.43521 | 58.7663 | 1.4826 | 22.2666 | 94.9313 | 2542.2418 | 0.41499 | 554.3318 | 0.15646 | 0.89991 | 0.87634 | 61.0697 | 464.6073 | 0.02852 | 46.3323 | 54.0802 | 63.1416 | 22.9556 | 29.1497 | 0 | 277.578 | 71.6527
1f37113 | MBS | 5 | 15m_167056_407x225x586.dat | 0.1250;0.1250;0.2832 | 407;225;586 | (2.0621;81.1875;64.1743) | 80 | 8.502 | 60 | 95.25 | 60 | Varibar | [5,133] | [30,30] | 0 | 10 | 80 | normal | none | 6.042 | 3.9851 | 24.0778 | 28.7748 | 18.979 | 546.1178 | 6.8759e-16 | 1.4564 | 101.6552 | 2.2448 | 0.12252 | 422.9996 | 1.0567 | 0.013582 | 10.2459 | 0.48722 | 65.161 | 1.6663 | 23.8005 | 98.7566 | 2699.8673 | 0.46497 | 572.4783 | 0.17695 | 0.97182 | 1.0182 | 65.065 | 473.9893 | 0.021255 | 49.4246 | 57.8342 | 65.2743 | 23.7628 | 29.466 | 0.0044452 | 293.2647 | 74.9778
1f37113 | MBS | 6 | 15m_167056_407x225x586.dat | 0.1250;0.1250;0.2832 | 407;225;586 | (2.0621;81.1875;64.1743) | 110 | 3.9 | 52 | 95.25 | 60 | Varibar | [5,133,110] | [30,30,100] | 0 | 20 | 80 | normal | none | 6.042 | 3.9851 | 24.0778 | 28.7748 | 18.979 | 546.1178 | 9.4294e-16 | 0.71249 | 59.2668 | 1.3902 | 0.06923 | 296.9012 | 0.47432 | 0.010378 | 5.1721 | 0.24454 | 42.0483 | 0.87802 | 13.4378 | 597.2066 | 1618.1304 | 0.2382 | 424.7778 | 0.1008 | 0.50228 | 0.49044 | 36.2897 | 339.7883 | 0.0076704 | 30.8281 | 35.0801 | 46.3973 | 17.2383 | 26.1144 | 0.023436 | 224.3023 | 75.4306
1f37113 | MBS | 6 | 15m_167056_407x225x586.dat | 0.1250;0.1250;0.2832 | 407;225;586 | (2.0621;81.1875;64.1743) | 110 | 7.85 | 62 | 95.25 | 60 | Varibar | [5,133,110] | [30,30,100] | 0 | 20 | 80 | normal | none | 6.042 | 3.9851 | 24.0778 | 28.7748 | 18.979 | 546.1178 | 7.5307e-16 | 1.2535 | 94.6583 | 2.0487 | 0.12396 | 403.4173 | 0.88371 | 0.015985 | 8.6061 | 0.43985 | 61.5962 | 1.5454 | 20.6383 | 969.7286 | 2382.6585 | 0.45414 | 544.7993 | 0.16417 | 0.87318 | 0.84564 | 54.7256 | 440.6783 | 0.022339 | 46.2878 | 53.2528 | 60.9672 | 22.4019 | 28.7228 | 0.02563 | 331.4599 | 111.8631
1f37113 | MBS | 6 | 15m_167056_407x225x586.dat | 0.1250;0.1250;0.2832 | 407;225;586 | (2.0621;81.1875;64.1743) | 110 | 9.9905 | 69 | 95.25 | 60 | Varibar | [5,133,110] | [30,30,100] | 0 | 20 | 80 | normal | none | 6.042 | 3.9851 | 24.0778 | 28.7748 | 18.979 | 546.1178 | 7.2811e-16 | 1.5436 | 110.245 | 2.5169 | 0.14259 | 445.073 | 1.1123 | 0.016152 | 10.3039 | 0.55436 | 74.6458 | 1.8949 | 23.3922 | 1142.4858 | 2642.7494 | 0.60063 | 583.0612 | 0.20703 | 1.1675 | 1.1017 | 60.939 | 461.9799 | 0.037265 | 52.7337 | 60.6079 | 65.023 | 24.0174 | 29.4392 | 0 | 372.2673 | 126.3493
1f37113 | MBS | 6 | 15m_167056_407x225x586.dat | 0.1250;0.1250;0.2832 | 407;225;586 | (2.0621;81.1875;64.1743) | 60 | 2.5 | 38 | 95.25 | 60 | Varibar | [5,133,110] | [30,30,100] | 0 | 20 | 80 | normal | none | 6.042 | 3.9851 | 24.0778 | 28.7748 | 18.979 | 546.1178 | 1.1782e-15 | 0.21599 | 28.5161 | 0.78721 | 0.027644 | 206.0555 | 0.11177 | 0.00032749 | 2.1316 | 0.069523 | 23.6475 | 0.27541 | 7.3143 | 265.97 | 952.0633 | 0.060746 | 327.7009 | 0.028413 | 0.13535 | 0.12803 | 20.7167 | 260.3851 | 0.0017003 | 17.6493 | 19.4966 | 35.1983 | 13.066 | 23.9903 | 0 | 130.9011 | 43.8793
1f37113 | MBS | 6 | 15m_167056_407x225x586.dat | 0.1250;0.1250;0.2832 | 407;225;586 | (2.0621;81.1875;64.1743) | 60 | 5.7448 | 47 | 95.25 | 60 | Varibar | [5,133,110] | [30,30,100] | 0 | 20 | 80 | normal | none | 6.042 | 3.9851 | 24.0778 | 28.7748 | 18.979 | 546.1178 | 7.6499e-16 | 0.71334 | 69.2037 | 1.4152 | 0.062039 | 341.391 | 0.40559 | 0.0089458 | 5.6485 | 0.20876 | 52.01 | 0.8352 | 16.4473 | 654.3241 | 2031.4047 | 0.20443 | 496.9621 | 0.079512 | 0.43801 | 0.4256 | 45.5236 | 420.0459 | 0.013961 | 35.9813 | 41.571 | 55.2899 | 20.2246 | 28.0167 | 0.026374 | 268.9812 | 88.1645
1f37113 | MBS | 6 | 15m_167056_407x225x586.dat | 0.1250;0.1250;0.2832 | 407;225;586 | (2.0621;81.1875;64.1743) | 60 | 6.3535 | 49 | 95.25 | 60 | Varibar | [5,133,110] | [30,30,100] | 0 | 20 | 80 | normal | none | 6.042 | 3.9851 | 24.0778 | 28.7748 | 18.979 | 546.1178 | 7.3042e-16 | 0.77209 | 76.9314 | 1.5321 | 0.076777 | 364.5865 | 0.58176 | 0.0095708 | 6.4885 | 0.2491 | 51.8868 | 0.98069 | 18.0308 | 739.222 | 2228.4544 | 0.22534 | 519.4707 | 0.09107 | 0.50534 | 0.49448 | 49.2691 | 437.7365 | 0.019812 | 39.0937 | 45.478 | 57.8308 | 21.2142 | 28.4873 | 0.0027965 | 294.8833 | 96.3161
1f37113 | MBS | 6 | 15m_167056_407x225x586.dat | 0.1250;0.1250;0.2832 | 407;225;586 | (2.0621;81.1875;64.1743) | 80 | 2.9 | 44 | 95.25 | 60 | Varibar | [5,133,110] | [30,30,100] | 0 | 20 | 80 | normal | none | 6.042 | 3.9851 | 24.0778 | 28.7748 | 18.979 | 546.1178 | 1.0548e-15 | 0.36272 | 41.2524 | 1.0031 | 0.044535 | 241.8887 | 0.25572 | 0.0031889 | 3.3699 | 0.12164 | 33.2634 | 0.50622 | 9.9685 | 406.4185 | 1254.6169 | 0.1219 | 367.4452 | 0.054928 | 0.26988 | 0.25417 | 27.4994 | 294.0491 | 0.0050536 | 23.0145 | 26.0348 | 39.6196 | 14.7817 | 24.9041 | 0 | 171.6112 | 57.3433
1f37113 | MBS | 6 | 15m_167056_407x225x586.dat | 0.1250;0.1250;0.2832 | 407;225;586 | (2.0621;81.1875;64.1743) | 80 | 7.702 | 57 | 95.25 | 60 | Varibar | [5,133,110] | [30,30,100] | 0 | 20 | 80 | normal | none | 6.042 | 3.9851 | 24.0778 | 28.7748 | 18.979 | 546.1178 | 7.0505e-16 | 1.082 | 94.0178 | 1.8838 | 0.11617 | 405.59 | 0.69119 | 0.013981 | 8.4209 | 0.39956 | 58.7663 | 1.4155 | 21.0326 | 969.8076 | 2537.4194 | 0.37561 | 553.8212 | 0.14964 | 0.79477 | 0.79701 | 55.9991 | 456.5086 | 0.02848 | 45.9434 | 53.7168 | 62.0218 | 22.7774 | 29.0821 | 0 | 343.8596 | 114.0538
1f37113 | MBS | 6 | 15m_167056_407x225x586.dat | 0.1250;0.1250;0.2832 | 407;225;586 | (2.0621;81.1875;64.1743) | 80 | 8.502 | 60 | 95.25 | 60 | Varibar | [5,133,110] | [30,30,100] | 0 | 20 | 80 | normal | none | 6.042 | 3.9851 | 24.0778 | 28.7748 | 18.979 | 546.1178 | 6.8759e-16 | 1.3087 | 101.597 | 2.2033 | 0.11734 | 422.6942 | 0.96559 | 0.013582 | 9.2215 | 0.44559 | 64.953 | 1.586 | 22.48 | 1063.949 | 2694.777 | 0.4249 | 571.8529 | 0.16644 | 0.86751 | 0.90438 | 59.6257 | 466.0049 | 0.021255 | 48.999 | 57.4346 | 64.1138 | 23.5727 | 29.3875 | 0.0044452 | 366.4459 | 121.8043

## Abnormal Ref
Git Commit | Procedure | Field # | Phantom | Voxel Size | Voxel Array | Source Coordinate | Peak Potential | HVL | Average Energy | FDD | SSD | Contrast Material | Contrast Location | Contrast Percentage | # of Radigraphs | Field Time | Total Procedure Time | Disease State | Disease | Field Width @ 20cm | Field Height @ 20cm | Field Area @ 20cm | Field Width @ Image | Field Height @ Image | Field Area @ Image | Dose-ref | Adrenals | Brain | Breast | Colon | ET | GB-wall | Gonads | Ht-wall | Kidneys | Eye-lens | Liver | Lungs | Oesophagus | O-mucosa | Pancreas | S-glands | SI-wall | Spleen | St-wall | Thymus | Thyroid | UB-wall | R-marrow | Endost-BS | Lymph | Muscle | Skin | Prostate / Uterus | Remainder | Effective Dose
- | - | - | - | - | - | - | kVp | mm Al | keV | cm | cm | - | - | - | - | s | s | - | - | cm | cm | cm2 | cm | cm | cm2 | Gy | mGy/Gy-cm2 | mGy/Gy-cm2 | mGy/Gy-cm2 | mGy/Gy-cm2 | mGy/Gy-cm2 | mGy/Gy-cm2 | mGy/Gy-cm2 | mGy/Gy-cm2 | mGy/Gy-cm2 | mGy/Gy-cm2 | mGy/Gy-cm2 | mGy/Gy-cm2 | mGy/Gy-cm2 | mGy/Gy-cm2 | mGy/Gy-cm2 | mGy/Gy-cm2 | mGy/Gy-cm2 | mGy/Gy-cm2 | mGy/Gy-cm2 | mGy/Gy-cm2 | mGy/Gy-cm2 | mGy/Gy-cm2 | mGy/Gy-cm2 | mGy/Gy-cm2 | mGy/Gy-cm2 | mGy/Gy-cm2 | mGy/Gy-cm2 | mGy/Gy-cm2 | mGy/Gy-cm2 | mSv/Gy-cm2
1f37113 | MBS_a | 1 | 00f_051004_345x211x716.dat | 0.0663;0.0663;0.0663 | 345;211;716 | (1.1750;68.1881;14.0831) | 110 | 3.9 | 52 | 78.0611 | 60 | Varibar | [5] | [0] | 0 | 10 | 125 | abnormal | tracheal aspiration | 4.0118 | 5.7542 | 23.085 | 15.6583 | 22.4591 | 351.6724 | 1.0023e-15 | 46.6761 | 723.1098 | 657.1694 | 15.7293 | 729.6849 | 46.7599 | 5.5769 | 549.1843 | 21.7507 | 786.8153 | 167.959 | 667.1767 | 520.5094 | 878.2679 | 29.5789 | 875.7137 | 14.3195 | 68.2372 | 56.1876 | 551.0601 | 927.0373 | 3.4948 | 385.6036 | 528.4077 | 170.0991 | 264.1047 | 276.62 | 3.8714 | 349.3256 | 344.9877
1f37113 | MBS_a | 1 | 00f_051004_345x211x716.dat | 0.0663;0.0663;0.0663 | 345;211;716 | (1.1750;68.1881;14.0831) | 110 | 7.85 | 62 | 78.0611 | 60 | Varibar | [5] | [0] | 0 | 10 | 125 | abnormal | tracheal aspiration | 4.0118 | 5.7542 | 23.085 | 15.6583 | 22.4591 | 351.6724 | 8.0045e-16 | 69.3584 | 923.3039 | 765.5804 | 24.7448 | 928.8633 | 59.6588 | 7.7815 | 725.528 | 33.4699 | 882.5769 | 222.4744 | 829.9316 | 675.9685 | 1039.226 | 45.543 | 1042.8989 | 22.606 | 100.5595 | 81.2791 | 724.1538 | 1151.2753 | 5.2975 | 517.843 | 710.4266 | 215.7781 | 322.7537 | 300.9388 | 6.8671 | 444.3101 | 432.2415
1f37113 | MBS_a | 1 | 00f_051004_345x211x716.dat | 0.0663;0.0663;0.0663 | 345;211;716 | (1.1750;68.1881;14.0831) | 110 | 9.9905 | 69 | 78.0611 | 60 | Varibar | [5] | [0] | 0 | 10 | 125 | abnormal | tracheal aspiration | 4.0118 | 5.7542 | 23.085 | 15.6583 | 22.4591 | 351.6724 | 7.7392e-16 | 77.7224 | 961.5193 | 779.0976 | 27.3981 | 979.0793 | 70.5227 | 9.6532 | 760.4394 | 37.6343 | 956.7256 | 233.1763 | 859.3254 | 713.8842 | 1071.7373 | 52.2495 | 1069.4632 | 25.4315 | 110.3872 | 89.398 | 763.8893 | 1183.9451 | 6.5872 | 554.9064 | 757.2879 | 226.0141 | 335.0726 | 303.8823 | 7.9329 | 467.3275 | 450.4919
1f37113 | MBS_a | 1 | 00f_051004_345x211x716.dat | 0.0663;0.0663;0.0663 | 345;211;716 | (1.1750;68.1881;14.0831) | 60 | 2.5 | 38 | 78.0611 | 60 | Varibar | [5] | [0] | 0 | 10 | 125 | abnormal | tracheal aspiration | 4.0118 | 5.7542 | 23.085 | 15.6583 | 22.4591 | 351.6724 | 1.2522e-15 | 27.208 | 570.2643 | 588.783 | 8.8114 | 586.2516 | 26.0644 | 1.8716 | 416.8037 | 11.6008 | 676.9847 | 125.1354 | 544.9896 | 389.2931 | 762.3514 | 16.2037 | 750.4448 | 7.443 | 41.3306 | 32.77 | 414.4719 | 755.364 | 1.3888 | 278.3565 | 381.015 | 135.7143 | 219.1518 | 258.5655 | 1.641 | 276.3852 | 278.2114
1f37113 | MBS_a | 1 | 00f_051004_345x211x716.dat | 0.0663;0.0663;0.0663 | 345;211;716 | (1.1750;68.1881;14.0831) | 60 | 5.7448 | 47 | 78.0611 | 60 | Varibar | [5] | [0] | 0 | 10 | 125 | abnormal | tracheal aspiration | 4.0118 | 5.7542 | 23.085 | 15.6583 | 22.4591 | 351.6724 | 8.1317e-16 | 60.6246 | 900.6128 | 730.0701 | 20.6157 | 884.5399 | 58.6434 | 5.2337 | 694.9482 | 27.5281 | 908.139 | 215.3674 | 815.6981 | 642.5851 | 1027.7452 | 39.2182 | 1019.5796 | 18.1033 | 88.331 | 70.5795 | 687.6681 | 1152.8115 | 3.6192 | 473.7098 | 659.8662 | 203.0683 | 313.7293 | 302.9115 | 4.6844 | 425.3479 | 414.1462
1f37113 | MBS_a | 1 | 00f_051004_345x211x716.dat | 0.0663;0.0663;0.0663 | 345;211;716 | (1.1750;68.1881;14.0831) | 60 | 6.3535 | 49 | 78.0611 | 60 | Varibar | [5] | [0] | 0 | 10 | 125 | abnormal | tracheal aspiration | 4.0118 | 5.7542 | 23.085 | 15.6583 | 22.4591 | 351.6724 | 7.7643e-16 | 65.8453 | 936.3034 | 741.5391 | 21.9892 | 911.3815 | 60.4617 | 5.2635 | 726.3412 | 29.7698 | 900.0475 | 226.3578 | 841.7805 | 672.8397 | 1050.2228 | 42.4213 | 1047.1575 | 20.1371 | 95.5661 | 78.7403 | 718.4847 | 1194.6668 | 4.788 | 500.417 | 698.4422 | 210.8806 | 324.4107 | 307.4724 | 5.2699 | 440.747 | 429.2865
1f37113 | MBS_a | 1 | 00f_051004_345x211x716.dat | 0.0663;0.0663;0.0663 | 345;211;716 | (1.1750;68.1881;14.0831) | 80 | 2.9 | 44 | 78.0611 | 60 | Varibar | [5] | [0] | 0 | 10 | 125 | abnormal | tracheal aspiration | 4.0118 | 5.7542 | 23.085 | 15.6583 | 22.4591 | 351.6724 | 1.1212e-15 | 35.8632 | 634.1665 | 619.0221 | 11.7704 | 653.1996 | 34.7091 | 4.3526 | 473.1967 | 15.7804 | 732.7659 | 143.7829 | 595.0657 | 445.7976 | 805.2594 | 22.0968 | 801.0139 | 10.2845 | 53.8323 | 42.9333 | 470.7261 | 830.2325 | 2.0507 | 324.3204 | 445.8574 | 149.9694 | 237.9215 | 266.192 | 2.7415 | 307.7278 | 306.7958
1f37113 | MBS_a | 1 | 00f_051004_345x211x716.dat | 0.0663;0.0663;0.0663 | 345;211;716 | (1.1750;68.1881;14.0831) | 80 | 7.702 | 57 | 78.0611 | 60 | Varibar | [5] | [0] | 0 | 10 | 125 | abnormal | tracheal aspiration | 4.0118 | 5.7542 | 23.085 | 15.6583 | 22.4591 | 351.6724 | 7.4943e-16 | 73.7438 | 959.392 | 767.954 | 25.5647 | 953.1607 | 67.3589 | 11.9346 | 751.2613 | 34.8397 | 893.1686 | 234.3105 | 859.0895 | 709.5898 | 1067.834 | 47.9629 | 1069.7154 | 22.956 | 105.9107 | 86.3733 | 747.7387 | 1196.7048 | 6.0857 | 536.3829 | 744.6997 | 221.5965 | 332.9138 | 307.9208 | 6.522 | 459.0525 | 445.7697
1f37113 | MBS_a | 1 | 00f_051004_345x211x716.dat | 0.0663;0.0663;0.0663 | 345;211;716 | (1.1750;68.1881;14.0831) | 80 | 8.502 | 60 | 78.0611 | 60 | Varibar | [5] | [0] | 0 | 10 | 125 | abnormal | tracheal aspiration | 4.0118 | 5.7542 | 23.085 | 15.6583 | 22.4591 | 351.6724 | 7.3088e-16 | 75.7143 | 978.8217 | 787.4083 | 27.2207 | 975.3874 | 67.0426 | 10.4991 | 768.6911 | 37.4098 | 933.9031 | 240.3271 | 873.8658 | 722.2265 | 1078.6193 | 51.1904 | 1085.8025 | 24.9015 | 111.7914 | 91.3353 | 767.9112 | 1217.5206 | 6.2117 | 556.2398 | 771.7274 | 228.0864 | 338.9927 | 309.9137 | 7.3354 | 468.7688 | 456.3346
1f37113 | MBS_a | 2 | 00f_051004_345x211x716.dat | 0.0663;0.0663;0.0663 | 345;211;716 | (1.1750;68.1881;12.8954) | 110 | 3.9 | 52 | 78.0611 | 60 | Varibar | [5] | [0] | 0 | 10 | 125 | abnormal | tracheal aspiration | 4.0118 | 1.7034 | 6.8339 | 15.6583 | 6.6486 | 104.1068 | 2.5445e-15 | 5.0431 | 32.4094 | 14.2839 | 1.9755 | 460.4875 | 4.913 | 0.76063 | 35.9634 | 2.7111 | 53.9679 | 10.2842 | 45.2902 | 155.1989 | 802.2473 | 3.6226 | 786.4484 | 1.8525 | 7.2247 | 6.0449 | 195.1835 | 793.7976 | 0.43946 | 127.8527 | 164.0571 | 87.7078 | 115.6499 | 81.3168 | 0.56593 | 179.214 | 94.0513
1f37113 | MBS_a | 2 | 00f_051004_345x211x716.dat | 0.0663;0.0663;0.0663 | 345;211;716 | (1.1750;68.1881;12.8954) | 110 | 7.85 | 62 | 78.0611 | 60 | Varibar | [5] | [0] | 0 | 10 | 125 | abnormal | tracheal aspiration | 4.0118 | 1.7034 | 6.8339 | 15.6583 | 6.6486 | 104.1068 | 2.0321e-15 | 8.1476 | 47.7516 | 20.9848 | 3.2192 | 563.9862 | 8.1431 | 1.4003 | 50.7691 | 4.3376 | 70.7086 | 15.31 | 62.3775 | 207.018 | 928.9706 | 5.976 | 912.6331 | 2.9428 | 11.5031 | 9.2297 | 252.694 | 970.1586 | 0.74591 | 173.7641 | 224.3582 | 108.8272 | 139.0303 | 88.1311 | 1.0581 | 218.688 | 119.1617
1f37113 | MBS_a | 2 | 00f_051004_345x211x716.dat | 0.0663;0.0663;0.0663 | 345;211;716 | (1.1750;68.1881;12.8954) | 110 | 9.9905 | 69 | 78.0611 | 60 | Varibar | [5] | [0] | 0 | 10 | 125 | abnormal | tracheal aspiration | 4.0118 | 1.7034 | 6.8339 | 15.6583 | 6.6486 | 104.1068 | 1.9647e-15 | 9.5153 | 52.3173 | 21.015 | 3.5811 | 586.4896 | 7.458 | 1.4217 | 54.1038 | 5.0013 | 74.478 | 16.8669 | 66.2174 | 218.5479 | 939.5642 | 6.4619 | 933.3547 | 3.3969 | 12.7442 | 10.5449 | 265.6381 | 997.8925 | 0.99764 | 186.6215 | 240.1785 | 113.9813 | 143.3497 | 88.5513 | 1.1727 | 225.9826 | 124.3054
1f37113 | MBS_a | 2 | 00f_051004_345x211x716.dat | 0.0663;0.0663;0.0663 | 345;211;716 | (1.1750;68.1881;12.8954) | 60 | 2.5 | 38 | 78.0611 | 60 | Varibar | [5] | [0] | 0 | 10 | 125 | abnormal | tracheal aspiration | 4.0118 | 1.7034 | 6.8339 | 15.6583 | 6.6486 | 104.1068 | 3.179e-15 | 2.5865 | 19.7569 | 9.5708 | 0.88417 | 384.3301 | 2.5128 | 0.43243 | 23.7396 | 1.1865 | 34.5136 | 5.9096 | 31.8902 | 113.5123 | 716.0972 | 1.7008 | 695.2732 | 0.83135 | 3.8109 | 2.9941 | 150.0989 | 672.2474 | 0.18689 | 90.6966 | 115.1799 | 71.1528 | 98.1206 | 76.2766 | 0.22668 | 149.9688 | 75.0943
1f37113 | MBS_a | 2 | 00f_051004_345x211x716.dat | 0.0663;0.0663;0.0663 | 345;211;716 | (1.1750;68.1881;12.8954) | 60 | 5.7448 | 47 | 78.0611 | 60 | Varibar | [5] | [0] | 0 | 10 | 125 | abnormal | tracheal aspiration | 4.0118 | 1.7034 | 6.8339 | 15.6583 | 6.6486 | 104.1068 | 2.0644e-15 | 6.5211 | 42.1204 | 21.3647 | 2.298 | 539.5779 | 5.7649 | 0.91281 | 47.3849 | 3.2234 | 66.7848 | 13.4107 | 59.9208 | 195.4862 | 931.8485 | 4.5845 | 905.836 | 2.0974 | 9.0535 | 7.1256 | 243.0014 | 984.0189 | 0.48649 | 158.4274 | 206.9328 | 104.6879 | 136.7324 | 89.2279 | 0.70767 | 212.2384 | 115.6153
1f37113 | MBS_a | 2 | 00f_051004_345x211x716.dat | 0.0663;0.0663;0.0663 | 345;211;716 | (1.1750;68.1881;12.8954) | 60 | 6.3535 | 49 | 78.0611 | 60 | Varibar | [5] | [0] | 0 | 10 | 125 | abnormal | tracheal aspiration | 4.0118 | 1.7034 | 6.8339 | 15.6583 | 6.6486 | 104.1068 | 1.9711e-15 | 7.086 | 45.6257 | 20.7678 | 2.7493 | 549.5963 | 6.3503 | 1.0343 | 50.8198 | 3.5661 | 77.9927 | 14.6346 | 63.5894 | 204.0249 | 951.7103 | 4.8156 | 924.4156 | 2.332 | 10.2776 | 8.3081 | 253.3531 | 1009.6987 | 0.62905 | 167.7209 | 219.8002 | 108.7107 | 140.6847 | 90.2653 | 0.77008 | 217.7757 | 119.7526
1f37113 | MBS_a | 2 | 00f_051004_345x211x716.dat | 0.0663;0.0663;0.0663 | 345;211;716 | (1.1750;68.1881;12.8954) | 80 | 2.9 | 44 | 78.0611 | 60 | Varibar | [5] | [0] | 0 | 10 | 125 | abnormal | tracheal aspiration | 4.0118 | 1.7034 | 6.8339 | 15.6583 | 6.6486 | 104.1068 | 2.8463e-15 | 3.9282 | 25.4025 | 11.4403 | 1.3707 | 415.2714 | 3.3779 | 0.3911 | 29.5591 | 1.792 | 45.4972 | 7.9003 | 37.9682 | 132.0788 | 749.1046 | 2.5614 | 733.4704 | 1.1978 | 5.0714 | 4.2651 | 168.4203 | 724.3007 | 0.2802 | 106.5548 | 136.5965 | 78.2738 | 105.2646 | 78.438 | 0.31146 | 161.9396 | 83.1774
1f37113 | MBS_a | 2 | 00f_051004_345x211x716.dat | 0.0663;0.0663;0.0663 | 345;211;716 | (1.1750;68.1881;12.8954) | 80 | 7.702 | 57 | 78.0611 | 60 | Varibar | [5] | [0] | 0 | 10 | 125 | abnormal | tracheal aspiration | 4.0118 | 1.7034 | 6.8339 | 15.6583 | 6.6486 | 104.1068 | 1.9026e-15 | 8.3811 | 50.2363 | 21.8795 | 3.1599 | 570.9009 | 6.7933 | 1.8712 | 54.3044 | 4.5091 | 70.745 | 16.2593 | 66.4667 | 213.5649 | 954.0594 | 6.0669 | 934.7701 | 2.914 | 11.788 | 10.0205 | 261.3414 | 1009.1943 | 0.81331 | 180.065 | 235.3181 | 110.8291 | 143.2281 | 90.0553 | 0.98912 | 223.5284 | 123.4612
1f37113 | MBS_a | 2 | 00f_051004_345x211x716.dat | 0.0663;0.0663;0.0663 | 345;211;716 | (1.1750;68.1881;12.8954) | 80 | 8.502 | 60 | 78.0611 | 60 | Varibar | [5] | [0] | 0 | 10 | 125 | abnormal | tracheal aspiration | 4.0118 | 1.7034 | 6.8339 | 15.6583 | 6.6486 | 104.1068 | 1.8555e-15 | 8.9328 | 52.7361 | 22.5672 | 3.4354 | 585.172 | 9.1942 | 1.1503 | 56.1243 | 4.9155 | 71.4731 | 17.1068 | 68.8431 | 218.2889 | 961.5619 | 6.4871 | 944.6934 | 3.13 | 12.4461 | 10.4413 | 268.264 | 1024.5092 | 0.9552 | 186.9019 | 244.3226 | 113.5703 | 145.4281 | 90.4235 | 1.0546 | 228.0128 | 126.2724
1f37113 | MBS_a | 3 | 00f_051004_345x211x716.dat | 0.0663;0.0663;0.0663 | 345;211;716 | (1.1750;68.1881;12.8954) | 110 | 3.9 | 52 | 78.0611 | 60 | Varibar | [5,133] | [30,30] | 0 | 10 | 125 | abnormal | tracheal aspiration | 4.0118 | 1.7034 | 6.8339 | 15.6583 | 6.6486 | 104.1068 | 2.5445e-15 | 4.9617 | 31.9763 | 15.2208 | 1.9344 | 460.4482 | 4.7581 | 0.59046 | 35.6545 | 2.6812 | 52.384 | 10.1773 | 44.9365 | 155.0102 | 2185.6355 | 3.5588 | 758.4662 | 1.8105 | 7.0773 | 5.8794 | 194.9241 | 794.6229 | 0.46281 | 126.1293 | 161.919 | 87.4928 | 114.4982 | 80.9011 | 0.56334 | 285.4335 | 106.3349
1f37113 | MBS_a | 3 | 00f_051004_345x211x716.dat | 0.0663;0.0663;0.0663 | 345;211;716 | (1.1750;68.1881;12.8954) | 110 | 7.85 | 62 | 78.0611 | 60 | Varibar | [5,133] | [30,30] | 0 | 10 | 125 | abnormal | tracheal aspiration | 4.0118 | 1.7034 | 6.8339 | 15.6583 | 6.6486 | 104.1068 | 2.0321e-15 | 8.0595 | 47.1045 | 20.2535 | 3.1631 | 567.4308 | 8.2253 | 1.2271 | 50.4591 | 4.2828 | 69.7638 | 15.1298 | 62.038 | 206.334 | 2920.1701 | 5.8234 | 885.9125 | 2.903 | 11.2674 | 9.113 | 253.2992 | 976.0145 | 0.74449 | 171.6617 | 221.7081 | 109.1799 | 138.0959 | 87.7171 | 1.0138 | 372.2927 | 137.0741
1f37113 | MBS_a | 3 | 00f_051004_345x211x716.dat | 0.0663;0.0663;0.0663 | 345;211;716 | (1.1750;68.1881;12.8954) | 110 | 9.9905 | 69 | 78.0611 | 60 | Varibar | [5,133] | [30,30] | 0 | 10 | 125 | abnormal | tracheal aspiration | 4.0118 | 1.7034 | 6.8339 | 15.6583 | 6.6486 | 104.1068 | 1.9647e-15 | 9.4119 | 51.62 | 21.1662 | 3.5054 | 589.8997 | 7.4972 | 1.1714 | 53.7577 | 4.9076 | 71.9586 | 16.6755 | 65.8866 | 218.6395 | 3072.1612 | 6.4268 | 910.1456 | 3.3607 | 12.4882 | 10.3515 | 266.254 | 1005.1199 | 0.99855 | 184.5939 | 237.6115 | 114.5092 | 142.6436 | 88.1316 | 1.1537 | 390.5509 | 143.7527
1f37113 | MBS_a | 3 | 00f_051004_345x211x716.dat | 0.0663;0.0663;0.0663 | 345;211;716 | (1.1750;68.1881;12.8954) | 60 | 2.5 | 38 | 78.0611 | 60 | Varibar | [5,133] | [30,30] | 0 | 10 | 125 | abnormal | tracheal aspiration | 4.0118 | 1.7034 | 6.8339 | 15.6583 | 6.6486 | 104.1068 | 3.179e-15 | 2.5917 | 19.5103 | 8.926 | 0.87545 | 382.4428 | 2.4405 | 0.43243 | 23.4744 | 1.1607 | 34.4287 | 5.8612 | 31.6479 | 113.0059 | 1590.3554 | 1.7067 | 663.5026 | 0.81002 | 3.7477 | 2.9354 | 149.41 | 666.491 | 0.1733 | 89.2371 | 113.4162 | 70.4438 | 96.6534 | 75.8731 | 0.22188 | 216.6423 | 82.2106
1f37113 | MBS_a | 3 | 00f_051004_345x211x716.dat | 0.0663;0.0663;0.0663 | 345;211;716 | (1.1750;68.1881;12.8954) | 60 | 5.7448 | 47 | 78.0611 | 60 | Varibar | [5,133] | [30,30] | 0 | 10 | 125 | abnormal | tracheal aspiration | 4.0118 | 1.7034 | 6.8339 | 15.6583 | 6.6486 | 104.1068 | 2.0644e-15 | 6.3912 | 41.5348 | 20.5145 | 2.2511 | 540.9827 | 5.8773 | 0.90918 | 47.0037 | 3.1537 | 65.6707 | 13.2538 | 59.572 | 195.2634 | 2872.1784 | 4.5665 | 868.7307 | 2.0612 | 8.8229 | 6.9531 | 243.326 | 987.555 | 0.49375 | 155.9719 | 203.8601 | 105.2452 | 135.2751 | 88.6872 | 0.69444 | 361.6108 | 132.7883
1f37113 | MBS_a | 3 | 00f_051004_345x211x716.dat | 0.0663;0.0663;0.0663 | 345;211;716 | (1.1750;68.1881;12.8954) | 60 | 6.3535 | 49 | 78.0611 | 60 | Varibar | [5,133] | [30,30] | 0 | 10 | 125 | abnormal | tracheal aspiration | 4.0118 | 1.7034 | 6.8339 | 15.6583 | 6.6486 | 104.1068 | 1.9711e-15 | 6.9495 | 44.9854 | 19.3675 | 2.6886 | 551.6764 | 6.1448 | 1.0343 | 50.3794 | 3.4815 | 75.248 | 14.4743 | 63.2292 | 204.3191 | 3071.4079 | 4.7261 | 888.2934 | 2.297 | 10.0518 | 8.0611 | 253.8249 | 1015.6853 | 0.58415 | 165.1616 | 216.5739 | 109.1365 | 139.3388 | 89.6948 | 0.74056 | 381.0617 | 138.6291
1f37113 | MBS_a | 3 | 00f_051004_345x211x716.dat | 0.0663;0.0663;0.0663 | 345;211;716 | (1.1750;68.1881;12.8954) | 80 | 2.9 | 44 | 78.0611 | 60 | Varibar | [5,133] | [30,30] | 0 | 10 | 125 | abnormal | tracheal aspiration | 4.0118 | 1.7034 | 6.8339 | 15.6583 | 6.6486 | 104.1068 | 2.8463e-15 | 3.8175 | 25.0737 | 10.9664 | 1.3544 | 414.4984 | 3.31 | 0.39409 | 29.2296 | 1.7664 | 45.2091 | 7.8146 | 37.6941 | 131.5553 | 1887.447 | 2.6001 | 702.6237 | 1.1671 | 4.9681 | 4.1615 | 167.8547 | 720.1199 | 0.27312 | 104.952 | 134.6311 | 77.9359 | 103.9243 | 77.999 | 0.3098 | 249.1344 | 92.8169
1f37113 | MBS_a | 3 | 00f_051004_345x211x716.dat | 0.0663;0.0663;0.0663 | 345;211;716 | (1.1750;68.1881;12.8954) | 80 | 7.702 | 57 | 78.0611 | 60 | Varibar | [5,133] | [30,30] | 0 | 10 | 125 | abnormal | tracheal aspiration | 4.0118 | 1.7034 | 6.8339 | 15.6583 | 6.6486 | 104.1068 | 1.9026e-15 | 8.235 | 49.5236 | 21.8463 | 3.0894 | 575.9992 | 6.13 | 1.8586 | 53.9208 | 4.4436 | 71.2391 | 16.0601 | 65.9884 | 213.6122 | 3213.2756 | 5.9482 | 905.4419 | 2.8636 | 11.5731 | 9.8365 | 262.2612 | 1016.868 | 0.8184 | 177.658 | 232.2598 | 111.3545 | 142.2119 | 89.5912 | 1.0064 | 398.0306 | 143.9851
1f37113 | MBS_a | 3 | 00f_051004_345x211x716.dat | 0.0663;0.0663;0.0663 | 345;211;716 | (1.1750;68.1881;12.8954) | 80 | 8.502 | 60 | 78.0611 | 60 | Varibar | [5,133] | [30,30] | 0 | 10 | 125 | abnormal | tracheal aspiration | 4.0118 | 1.7034 | 6.8339 | 15.6583 | 6.6486 | 104.1068 | 1.8555e-15 | 8.7878 | 51.9487 | 22.5958 | 3.3633 | 588.8907 | 9.3952 | 1.1714 | 55.6501 | 4.8361 | 72.0174 | 16.8896 | 68.3958 | 218.2188 | 3322.3522 | 6.4154 | 917.2617 | 3.0634 | 12.2251 | 10.2823 | 269.164 | 1033.671 | 0.97051 | 184.4982 | 241.2523 | 114.109 | 144.5403 | 89.9521 | 1.022 | 410.1748 | 147.8051
1f37113 | MBS_a | 4 | 00f_051004_345x211x716.dat | 0.0663;0.0663;0.0663 | 345;211;716 | (1.1750;68.1881;12.8954) | 110 | 3.9 | 52 | 78.0611 | 60 | Varibar | [5,133,110] | [30,30,100] | 0 | 20 | 125 | abnormal | tracheal aspiration | 4.0118 | 1.7034 | 6.8339 | 15.6583 | 6.6486 | 104.1068 | 2.5445e-15 | 4.5483 | 31.9052 | 15.3737 | 1.854 | 460.5661 | 4.5471 | 0.58059 | 35.0272 | 2.5258 | 52.1679 | 9.9333 | 43.7536 | 2276.499 | 2184.1028 | 3.3052 | 758.0339 | 1.7448 | 6.61 | 5.5391 | 194.4918 | 794.6229 | 0.46387 | 125.5627 | 161.2729 | 86.3069 | 114.1711 | 80.78 | 0.52742 | 448.245 | 210.4665
1f37113 | MBS_a | 4 | 00f_051004_345x211x716.dat | 0.0663;0.0663;0.0663 | 345;211;716 | (1.1750;68.1881;12.8954) | 110 | 7.85 | 62 | 78.0611 | 60 | Varibar | [5,133,110] | [30,30,100] | 0 | 20 | 125 | abnormal | tracheal aspiration | 4.0118 | 1.7034 | 6.8339 | 15.6583 | 6.6486 | 104.1068 | 2.0321e-15 | 7.4626 | 46.9859 | 20.441 | 3.0676 | 567.4308 | 7.7814 | 1.1853 | 49.7111 | 4.0681 | 69.2471 | 14.7696 | 60.5174 | 3479.5306 | 2918.7922 | 5.4701 | 885.5681 | 2.7639 | 10.6612 | 8.8011 | 253.1073 | 977.4416 | 0.72096 | 170.8927 | 220.8192 | 108.0384 | 137.7034 | 87.5368 | 0.97557 | 623.654 | 297.8873
1f37113 | MBS_a | 4 | 00f_051004_345x211x716.dat | 0.0663;0.0663;0.0663 | 345;211;716 | (1.1750;68.1881;12.8954) | 110 | 9.9905 | 69 | 78.0611 | 60 | Varibar | [5,133,110] | [30,30,100] | 0 | 20 | 125 | abnormal | tracheal aspiration | 4.0118 | 1.7034 | 6.8339 | 15.6583 | 6.6486 | 104.1068 | 1.9647e-15 | 8.6505 | 51.4928 | 20.8312 | 3.3958 | 589.3399 | 7.4101 | 1.1191 | 52.9994 | 4.6898 | 71.6532 | 16.2673 | 64.4156 | 3872.6231 | 3069.8199 | 6.0695 | 909.8402 | 3.23 | 11.7613 | 9.9698 | 266.3201 | 1005.9852 | 0.95661 | 183.8079 | 236.6982 | 113.1509 | 142.2906 | 87.9662 | 1.0879 | 671.0609 | 323.2005
1f37113 | MBS_a | 4 | 00f_051004_345x211x716.dat | 0.0663;0.0663;0.0663 | 345;211;716 | (1.1750;68.1881;12.8954) | 60 | 2.5 | 38 | 78.0611 | 60 | Varibar | [5,133,110] | [30,30,100] | 0 | 20 | 125 | abnormal | tracheal aspiration | 4.0118 | 1.7034 | 6.8339 | 15.6583 | 6.6486 | 104.1068 | 3.179e-15 | 2.3593 | 19.4719 | 8.7489 | 0.85733 | 382.2855 | 2.3222 | 0.42893 | 22.9636 | 1.0818 | 34.3028 | 5.7263 | 30.5794 | 1239.4001 | 1589.4746 | 1.587 | 663.0622 | 0.77652 | 3.446 | 2.7599 | 148.5638 | 664.1947 | 0.17891 | 88.8205 | 112.9514 | 69.4917 | 96.3561 | 75.784 | 0.20933 | 302.9523 | 137.2932
1f37113 | MBS_a | 4 | 00f_051004_345x211x716.dat | 0.0663;0.0663;0.0663 | 345;211;716 | (1.1750;68.1881;12.8954) | 60 | 5.7448 | 47 | 78.0611 | 60 | Varibar | [5,133,110] | [30,30,100] | 0 | 20 | 125 | abnormal | tracheal aspiration | 4.0118 | 1.7034 | 6.8339 | 15.6583 | 6.6486 | 104.1068 | 2.0644e-15 | 5.7102 | 41.4355 | 20.4215 | 2.1626 | 540.9343 | 5.5702 | 0.74419 | 46.1463 | 2.9602 | 65.569 | 12.8866 | 57.7604 | 2917.567 | 2870.0954 | 4.3337 | 868.5369 | 1.9856 | 8.0944 | 6.7008 | 243.0063 | 987.0706 | 0.46858 | 155.1632 | 202.9272 | 103.5322 | 134.8131 | 88.5016 | 0.64237 | 570.4804 | 266.3159
1f37113 | MBS_a | 4 | 00f_051004_345x211x716.dat | 0.0663;0.0663;0.0663 | 345;211;716 | (1.1750;68.1881;12.8954) | 60 | 6.3535 | 49 | 78.0611 | 60 | Varibar | [5,133,110] | [30,30,100] | 0 | 20 | 125 | abnormal | tracheal aspiration | 4.0118 | 1.7034 | 6.8339 | 15.6583 | 6.6486 | 104.1068 | 1.9711e-15 | 6.2316 | 44.8809 | 18.8744 | 2.5731 | 551.5749 | 6.1352 | 0.94892 | 49.4287 | 3.2366 | 75.2733 | 14.0948 | 61.4028 | 3242.9379 | 3069.3278 | 4.4314 | 887.8368 | 2.179 | 9.3208 | 7.5461 | 253.6829 | 1016.9536 | 0.57765 | 164.2983 | 215.5773 | 107.3568 | 138.8637 | 89.5004 | 0.68927 | 614.2671 | 287.7118
1f37113 | MBS_a | 4 | 00f_051004_345x211x716.dat | 0.0663;0.0663;0.0663 | 345;211;716 | (1.1750;68.1881;12.8954) | 80 | 2.9 | 44 | 78.0611 | 60 | Varibar | [5,133,110] | [30,30,100] | 0 | 20 | 125 | abnormal | tracheal aspiration | 4.0118 | 1.7034 | 6.8339 | 15.6583 | 6.6486 | 104.1068 | 2.8463e-15 | 3.5086 | 25.0227 | 11.0233 | 1.2947 | 414.3228 | 2.9531 | 0.25035 | 28.6688 | 1.6635 | 45.1353 | 7.6284 | 36.5593 | 1725.5895 | 1886.393 | 2.4277 | 702.1669 | 1.1113 | 4.6098 | 3.9591 | 167.2293 | 719.4172 | 0.26154 | 104.4581 | 134.0718 | 76.7631 | 103.6136 | 77.8878 | 0.29815 | 371.3657 | 170.9666
1f37113 | MBS_a | 4 | 00f_051004_345x211x716.dat | 0.0663;0.0663;0.0663 | 345;211;716 | (1.1750;68.1881;12.8954) | 80 | 7.702 | 57 | 78.0611 | 60 | Varibar | [5,133,110] | [30,30,100] | 0 | 20 | 125 | abnormal | tracheal aspiration | 4.0118 | 1.7034 | 6.8339 | 15.6583 | 6.6486 | 104.1068 | 1.9026e-15 | 7.5665 | 49.3859 | 20.9697 | 2.9844 | 576.4197 | 6.0023 | 1.6456 | 52.9484 | 4.1657 | 71.5597 | 15.6879 | 64.2855 | 3767.1998 | 3211.3309 | 5.5971 | 904.8638 | 2.7498 | 10.7489 | 9.3267 | 262.4189 | 1019.3909 | 0.78797 | 176.7828 | 231.2418 | 109.8725 | 141.779 | 89.381 | 0.99763 | 670.9783 | 318.4423
1f37113 | MBS_a | 4 | 00f_051004_345x211x716.dat | 0.0663;0.0663;0.0663 | 345;211;716 | (1.1750;68.1881;12.8954) | 80 | 8.502 | 60 | 78.0611 | 60 | Varibar | [5,133,110] | [30,30,100] | 0 | 20 | 125 | abnormal | tracheal aspiration | 4.0118 | 1.7034 | 6.8339 | 15.6583 | 6.6486 | 104.1068 | 1.8555e-15 | 8.0112 | 51.7994 | 22.0326 | 3.235 | 588.5134 | 9.3656 | 1.1561 | 54.7824 | 4.5477 | 71.9797 | 16.4983 | 66.7629 | 4022.2089 | 3319.7654 | 6.0608 | 917.154 | 2.945 | 11.4394 | 9.7989 | 269.1964 | 1036.0962 | 0.9109 | 183.5973 | 240.201 | 112.6555 | 144.1151 | 89.7546 | 0.98889 | 702.2096 | 334.6265
1f37113 | MBS_a | 5 | 00f_051004_345x211x716.dat | 0.0663;0.0663;0.0663 | 345;211;716 | (1.1750;68.1881;12.8954) | 110 | 3.9 | 52 | 78.0611 | 60 | Varibar | [5,133] | [30,30] | 0 | 10 | 125 | abnormal | tracheal aspiration | 4.0118 | 1.7034 | 6.8339 | 15.6583 | 6.6486 | 104.1068 | 2.5445e-15 | 4.9617 | 31.9763 | 15.2208 | 1.9344 | 460.4482 | 4.7581 | 0.59046 | 35.6545 | 2.6812 | 52.384 | 10.1773 | 44.9365 | 155.0102 | 2185.6355 | 3.5588 | 758.4662 | 1.8105 | 7.0773 | 5.8829 | 194.9241 | 794.6229 | 0.46281 | 126.1293 | 161.919 | 87.4928 | 114.4982 | 80.9011 | 0.56334 | 285.4335 | 106.3353
1f37113 | MBS_a | 5 | 00f_051004_345x211x716.dat | 0.0663;0.0663;0.0663 | 345;211;716 | (1.1750;68.1881;12.8954) | 110 | 7.85 | 62 | 78.0611 | 60 | Varibar | [5,133] | [30,30] | 0 | 10 | 125 | abnormal | tracheal aspiration | 4.0118 | 1.7034 | 6.8339 | 15.6583 | 6.6486 | 104.1068 | 2.0321e-15 | 8.0595 | 47.1045 | 20.2535 | 3.1631 | 567.4308 | 8.2253 | 1.2271 | 50.4591 | 4.2828 | 69.7638 | 15.1298 | 62.038 | 206.334 | 2920.1701 | 5.8234 | 885.9125 | 2.903 | 11.2674 | 9.113 | 253.2992 | 976.0145 | 0.74449 | 171.6617 | 221.7081 | 109.1799 | 138.0959 | 87.7171 | 1.0138 | 372.2927 | 137.0741
1f37113 | MBS_a | 5 | 00f_051004_345x211x716.dat | 0.0663;0.0663;0.0663 | 345;211;716 | (1.1750;68.1881;12.8954) | 110 | 9.9905 | 69 | 78.0611 | 60 | Varibar | [5,133] | [30,30] | 0 | 10 | 125 | abnormal | tracheal aspiration | 4.0118 | 1.7034 | 6.8339 | 15.6583 | 6.6486 | 104.1068 | 1.9647e-15 | 9.4119 | 51.62 | 21.1662 | 3.5054 | 589.8997 | 7.4972 | 1.1714 | 53.7577 | 4.9076 | 71.9586 | 16.6755 | 65.8866 | 218.6395 | 3072.1612 | 6.4268 | 910.1456 | 3.3607 | 12.4882 | 10.3515 | 266.254 | 1005.1199 | 0.99855 | 184.5939 | 237.6115 | 114.5092 | 142.6436 | 88.1316 | 1.1537 | 390.5509 | 143.7527
1f37113 | MBS_a | 5 | 00f_051004_345x211x716.dat | 0.0663;0.0663;0.0663 | 345;211;716 | (1.1750;68.1881;12.8954) | 60 | 2.5 | 38 | 78.0611 | 60 | Varibar | [5,133] | [30,30] | 0 | 10 | 125 | abnormal | tracheal aspiration | 4.0118 | 1.7034 | 6.8339 | 15.6583 | 6.6486 | 104.1068 | 3.179e-15 | 2.5917 | 19.5103 | 8.926 | 0.87545 | 382.4428 | 2.4405 | 0.43243 | 23.4744 | 1.1607 | 34.4287 | 5.8612 | 31.6479 | 113.0059 | 1590.3554 | 1.7067 | 663.5026 | 0.81002 | 3.7477 | 2.9354 | 149.41 | 666.491 | 0.1733 | 89.2371 | 113.4162 | 70.4438 | 96.6534 | 75.8731 | 0.22188 | 216.6423 | 82.2106
1f37113 | MBS_a | 5 | 00f_051004_345x211x716.dat | 0.0663;0.0663;0.0663 | 345;211;716 | (1.1750;68.1881;12.8954) | 60 | 5.7448 | 47 | 78.0611 | 60 | Varibar | [5,133] | [30,30] | 0 | 10 | 125 | abnormal | tracheal aspiration | 4.0118 | 1.7034 | 6.8339 | 15.6583 | 6.6486 | 104.1068 | 2.0644e-15 | 6.3912 | 41.5348 | 20.5145 | 2.2511 | 540.9827 | 5.8773 | 0.90918 | 47.0037 | 3.1537 | 65.6707 | 13.2538 | 59.572 | 195.2634 | 2872.1784 | 4.5665 | 868.7307 | 2.0612 | 8.8229 | 6.9493 | 243.326 | 987.555 | 0.49375 | 155.9719 | 203.8601 | 105.2406 | 135.2751 | 88.6872 | 0.69444 | 361.6104 | 132.7878
1f37113 | MBS_a | 5 | 00f_051004_345x211x716.dat | 0.0663;0.0663;0.0663 | 345;211;716 | (1.1750;68.1881;12.8954) | 60 | 6.3535 | 49 | 78.0611 | 60 | Varibar | [5,133] | [30,30] | 0 | 10 | 125 | abnormal | tracheal aspiration | 4.0118 | 1.7034 | 6.8339 | 15.6583 | 6.6486 | 104.1068 | 1.9711e-15 | 6.9495 | 44.9854 | 19.3675 | 2.6886 | 551.6764 | 6.1448 | 1.0343 | 50.3794 | 3.4815 | 75.248 | 14.4743 | 63.2292 | 204.3191 | 3071.4079 | 4.7261 | 888.2934 | 2.297 | 10.0518 | 8.0611 | 253.8249 | 1015.6853 | 0.58415 | 165.1616 | 216.5739 | 109.1365 | 139.3388 | 89.6948 | 0.74056 | 381.0617 | 138.6291
1f37113 | MBS_a | 5 | 00f_051004_345x211x716.dat | 0.0663;0.0663;0.0663 | 345;211;716 | (1.1750;68.1881;12.8954) | 80 | 2.9 | 44 | 78.0611 | 60 | Varibar | [5,133] | [30,30] | 0 | 10 | 125 | abnormal | tracheal aspiration | 4.0118 | 1.7034 | 6.8339 | 15.6583 | 6.6486 | 104.1068 | 2.8463e-15 | 3.8175 | 25.0737 | 10.9664 | 1.3544 | 414.4984 | 3.31 | 0.39409 | 29.2296 | 1.7664 | 45.2091 | 7.8146 | 37.6941 | 131.5553 | 1887.447 | 2.6001 | 702.6237 | 1.1671 | 4.9681 | 4.1615 | 167.8547 | 720.1199 | 0.27312 | 104.952 | 134.6311 | 77.9359 | 103.9243 | 77.999 | 0.3098 | 249.1344 | 92.8169
1f37113 | MBS_a | 5 | 00f_051004_345x211x716.dat | 0.0663;0.0663;0.0663 | 345;211;716 | (1.1750;68.1881;12.8954) | 80 | 7.702 | 57 | 78.0611 | 60 | Varibar | [5,133] | [30,30] | 0 | 10 | 125 | abnormal | tracheal aspiration | 4.0118 | 1.7034 | 6.8339 | 15.6583 | 6.6486 | 104.1068 | 1.9026e-15 | 8.235 | 49.5236 | 21.8463 | 3.0894 | 575.9992 | 6.13 | 1.8586 | 53.9208 | 4.4436 | 71.2391 | 16.0601 | 65.9884 | 213.6122 | 3213.2756 | 5.9482 | 905.4419 | 2.8636 | 11.5731 | 9.8365 | 262.2612 | 1016.868 | 0.8184 | 177.658 | 232.2598 | 111.3545 | 142.2119 | 89.5912 | 1.0064 | 398.0306 | 143.9851
1f37113 | MBS_a | 5 | 00f_051004_345x211x716.dat | 0.0663;0.0663;0.0663 | 345;211;716 | (1.1750;68.1881;12.8954) | 80 | 8.502 | 60 | 78.0611 | 60 | Varibar | [5,133] | [30,30] | 0 | 10 | 125 | abnormal | tracheal aspiration | 4.0118 | 1.7034 | 6.8339 | 15.6583 | 6.6486 | 104.1068 | 1.8555e-15 | 8.7878 | 51.9487 | 22.5958 | 3.3633 | 588.8907 | 9.3952 | 1.1714 | 55.6501 | 4.8361 | 72.0174 | 16.8896 | 68.3958 | 218.2188 | 3322.3522 | 6.4154 | 917.2617 | 3.0634 | 12.2251 | 10.2823 | 269.164 | 1033.671 | 0.97051 | 184.4982 | 241.2523 | 114.109 | 144.5403 | 89.9521 | 1.022 | 410.1748 | 147.8051
1f37113 | MBS_a | 6 | 00f_051004_345x211x716.dat | 0.0663;0.0663;0.0663 | 345;211;716 | (1.1750;68.1881;12.8954) | 110 | 3.9 | 52 | 78.0611 | 60 | Varibar | [5,133,110] | [30,30,100] | 0 | 20 | 125 | abnormal | tracheal aspiration | 4.0118 | 1.7034 | 6.8339 | 15.6583 | 6.6486 | 104.1068 | 2.5445e-15 | 4.5483 | 31.9052 | 15.3737 | 1.854 | 460.5661 | 4.5471 | 0.58059 | 35.0272 | 2.5258 | 52.1679 | 9.9333 | 43.7536 | 2276.499 | 2184.1028 | 3.3052 | 758.0339 | 1.7448 | 6.61 | 5.5391 | 194.4918 | 794.6229 | 0.46387 | 125.5627 | 161.2729 | 86.3069 | 114.1711 | 80.78 | 0.52742 | 448.245 | 210.4665
1f37113 | MBS_a | 6 | 00f_051004_345x211x716.dat | 0.0663;0.0663;0.0663 | 345;211;716 | (1.1750;68.1881;12.8954) | 110 | 7.85 | 62 | 78.0611 | 60 | Varibar | [5,133,110] | [30,30,100] | 0 | 20 | 125 | abnormal | tracheal aspiration | 4.0118 | 1.7034 | 6.8339 | 15.6583 | 6.6486 | 104.1068 | 2.0321e-15 | 7.4626 | 46.9859 | 20.441 | 3.0676 | 567.4308 | 7.7814 | 1.1853 | 49.7111 | 4.0681 | 69.2471 | 14.7696 | 60.5174 | 3479.5306 | 2918.7922 | 5.4701 | 885.5681 | 2.7639 | 10.6612 | 8.8011 | 253.1073 | 977.4416 | 0.72096 | 170.8927 | 220.8192 | 108.0384 | 137.7034 | 87.5368 | 0.97557 | 623.654 | 297.8873
1f37113 | MBS_a | 6 | 00f_051004_345x211x716.dat | 0.0663;0.0663;0.0663 | 345;211;716 | (1.1750;68.1881;12.8954) | 110 | 9.9905 | 69 | 78.0611 | 60 | Varibar | [5,133,110] | [30,30,100] | 0 | 20 | 125 | abnormal | tracheal aspiration | 4.0118 | 1.7034 | 6.8339 | 15.6583 | 6.6486 | 104.1068 | 1.9647e-15 | 8.6505 | 51.4928 | 20.8312 | 3.3958 | 589.3399 | 7.4101 | 1.1191 | 52.9994 | 4.6898 | 71.6532 | 16.2668 | 64.4156 | 3872.6231 | 3069.8199 | 6.0695 | 909.8402 | 3.23 | 11.7613 | 9.9693 | 266.3201 | 1005.9852 | 0.95661 | 183.8079 | 236.698 | 113.1509 | 142.2906 | 87.9662 | 1.0879 | 671.0609 | 323.2005
1f37113 | MBS_a | 6 | 00f_051004_345x211x716.dat | 0.0663;0.0663;0.0663 | 345;211;716 | (1.1750;68.1881;12.8954) | 60 | 2.5 | 38 | 78.0611 | 60 | Varibar | [5,133,110] | [30,30,100] | 0 | 20 | 125 | abnormal | tracheal aspiration | 4.0118 | 1.7034 | 6.8339 | 15.6583 | 6.6486 | 104.1068 | 3.179e-15 | 2.3593 | 19.4719 | 8.7489 | 0.85733 | 382.2855 | 2.3222 | 0.42893 | 22.9636 | 1.0818 | 34.3028 | 5.7263 | 30.5794 | 1239.4001 | 1589.4746 | 1.587 | 663.0622 | 0.77652 | 3.446 | 2.7599 | 148.5638 | 664.1947 | 0.17891 | 88.8205 | 112.9514 | 69.4917 | 96.3561 | 75.784 | 0.20933 | 302.9523 | 137.2932
1f37113 | MBS_a | 6 | 00f_051004_345x211x716.dat | 0.0663;0.0663;0.0663 | 345;211;716 | (1.1750;68.1881;12.8954) | 60 | 5.7448 | 47 | 78.0611 | 60 | Varibar | [5,133,110] | [30,30,100] | 0 | 20 | 125 | abnormal | tracheal aspiration | 4.0118 | 1.7034 | 6.8339 | 15.6583 | 6.6486 | 104.1068 | 2.0644e-15 | 5.7102 | 41.4355 | 20.4215 | 2.1626 | 540.9343 | 5.5702 | 0.74419 | 46.1463 | 2.9602 | 65.569 | 12.8866 | 57.7604 | 2917.567 | 2870.0954 | 4.3337 | 868.5369 | 1.9856 | 8.0944 | 6.7008 | 243.0063 | 987.0706 | 0.46858 | 155.1632 | 202.9272 | 103.5322 | 134.8131 | 88.5016 | 0.64237 | 570.4804 | 266.3159
1f37113 | MBS_a | 6 | 00f_051004_345x211x716.dat | 0.0663;0.0663;0.0663 | 345;211;716 | (1.1750;68.1881;12.8954) | 60 | 6.3535 | 49 | 78.0611 | 60 | Varibar | [5,133,110] | [30,30,100] | 0 | 20 | 125 | abnormal | tracheal aspiration | 4.0118 | 1.7034 | 6.8339 | 15.6583 | 6.6486 | 104.1068 | 1.9711e-15 | 6.2316 | 44.8809 | 18.8744 | 2.5731 | 551.5749 | 6.1352 | 0.94892 | 49.4287 | 3.2366 | 75.2733 | 14.0948 | 61.4028 | 3242.9379 | 3069.3278 | 4.4314 | 887.8368 | 2.179 | 9.3208 | 7.5461 | 253.6829 | 1016.9536 | 0.57765 | 164.2983 | 215.5773 | 107.3568 | 138.8637 | 89.5004 | 0.68927 | 614.2671 | 287.7118
1f37113 | MBS_a | 6 | 00f_051004_345x211x716.dat | 0.0663;0.0663;0.0663 | 345;211;716 | (1.1750;68.1881;12.8954) | 80 | 2.9 | 44 | 78.0611 | 60 | Varibar | [5,133,110] | [30,30,100] | 0 | 20 | 125 | abnormal | tracheal aspiration | 4.0118 | 1.7034 | 6.8339 | 15.6583 | 6.6486 | 104.1068 | 2.8463e-15 | 3.5086 | 25.0227 | 11.0233 | 1.2947 | 414.3228 | 2.9531 | 0.25035 | 28.6688 | 1.6635 | 45.1353 | 7.6284 | 36.5593 | 1725.5895 | 1886.393 | 2.4277 | 702.1669 | 1.1113 | 4.6098 | 3.9591 | 167.2293 | 719.4172 | 0.26154 | 104.4581 | 134.0718 | 76.7631 | 103.6136 | 77.8878 | 0.29815 | 371.3657 | 170.9666
1f37113 | MBS_a | 6 | 00f_051004_345x211x716.dat | 0.0663;0.0663;0.0663 | 345;211;716 | (1.1750;68.1881;12.8954) | 80 | 7.702 | 57 | 78.0611 | 60 | Varibar | [5,133,110] | [30,30,100] | 0 | 20 | 125 | abnormal | tracheal aspiration | 4.0118 | 1.7034 | 6.8339 | 15.6583 | 6.6486 | 104.1068 | 1.9026e-15 | 7.5665 | 49.3859 | 20.9697 | 2.9844 | 576.4197 | 6.0023 | 1.6456 | 52.9484 | 4.1657 | 71.5597 | 15.6879 | 64.2855 | 3767.1998 | 3211.3309 | 5.5971 | 904.8638 | 2.7498 | 10.7489 | 9.3267 | 262.4189 | 1019.3909 | 0.78797 | 176.7828 | 231.2418 | 109.8725 | 141.779 | 89.381 | 0.99763 | 670.9783 | 318.4423
1f37113 | MBS_a | 6 | 00f_051004_345x211x716.dat | 0.0663;0.0663;0.0663 | 345;211;716 | (1.1750;68.1881;12.8954) | 80 | 8.502 | 60 | 78.0611 | 60 | Varibar | [5,133,110] | [30,30,100] | 0 | 20 | 125 | abnormal | tracheal aspiration | 4.0118 | 1.7034 | 6.8339 | 15.6583 | 6.6486 | 104.1068 | 1.8555e-15 | 8.0112 | 51.7994 | 22.0326 | 3.235 | 588.5134 | 9.3656 | 1.1561 | 54.7824 | 4.5477 | 71.9797 | 16.4983 | 66.7629 | 4022.2089 | 3319.7654 | 6.0608 | 917.154 | 2.945 | 11.4394 | 9.7989 | 269.1964 | 1036.0962 | 0.9109 | 183.5973 | 240.2029 | 112.6555 | 144.1151 | 89.7546 | 0.98889 | 702.2096 | 334.6265
1f37113 | MBS_a | 7 | 00f_051004_345x211x716.dat | 0.0663;0.0663;0.0663 | 345;211;716 | (1.1750;68.1881;12.8954) | 110 | 3.9 | 52 | 78.0611 | 60 | Varibar | [5,133] | [30,30] | 0 | 10 | 125 | abnormal | tracheal aspiration | 4.0118 | 1.7034 | 6.8339 | 15.6583 | 6.6486 | 104.1068 | 2.5445e-15 | 4.9617 | 31.9763 | 15.2208 | 1.9344 | 460.4482 | 4.7581 | 0.59046 | 35.6545 | 2.6812 | 52.384 | 10.1773 | 44.9365 | 155.0102 | 2185.6355 | 3.5588 | 758.4662 | 1.8105 | 7.0773 | 5.8829 | 194.9241 | 794.6229 | 0.46281 | 126.1293 | 161.919 | 87.4928 | 114.4982 | 80.9011 | 0.56334 | 285.4335 | 106.3353
1f37113 | MBS_a | 7 | 00f_051004_345x211x716.dat | 0.0663;0.0663;0.0663 | 345;211;716 | (1.1750;68.1881;12.8954) | 110 | 7.85 | 62 | 78.0611 | 60 | Varibar | [5,133] | [30,30] | 0 | 10 | 125 | abnormal | tracheal aspiration | 4.0118 | 1.7034 | 6.8339 | 15.6583 | 6.6486 | 104.1068 | 2.0321e-15 | 8.0595 | 47.1045 | 20.2535 | 3.1631 | 567.4308 | 8.2253 | 1.2271 | 50.4591 | 4.2828 | 69.7638 | 15.1298 | 62.038 | 206.334 | 2920.1701 | 5.8234 | 885.9125 | 2.903 | 11.2674 | 9.113 | 253.2992 | 976.0145 | 0.74449 | 171.6617 | 221.7081 | 109.1799 | 138.0959 | 87.7171 | 1.0138 | 372.2927 | 137.0741
1f37113 | MBS_a | 7 | 00f_051004_345x211x716.dat | 0.0663;0.0663;0.0663 | 345;211;716 | (1.1750;68.1881;12.8954) | 110 | 9.9905 | 69 | 78.0611 | 60 | Varibar | [5,133] | [30,30] | 0 | 10 | 125 | abnormal | tracheal aspiration | 4.0118 | 1.7034 | 6.8339 | 15.6583 | 6.6486 | 104.1068 | 1.9647e-15 | 9.4119 | 51.62 | 21.1662 | 3.5054 | 589.8997 | 7.4972 | 1.1714 | 53.7577 | 4.9076 | 71.9586 | 16.6755 | 65.8866 | 218.6395 | 3072.1612 | 6.4268 | 910.1456 | 3.3607 | 12.4882 | 10.3515 | 266.254 | 1005.1199 | 0.99855 | 184.5939 | 237.6115 | 114.5092 | 142.6436 | 88.1316 | 1.1537 | 390.5509 | 143.7527
1f37113 | MBS_a | 7 | 00f_051004_345x211x716.dat | 0.0663;0.0663;0.0663 | 345;211;716 | (1.1750;68.1881;12.8954) | 60 | 2.5 | 38 | 78.0611 | 60 | Varibar | [5,133] | [30,30] | 0 | 10 | 125 | abnormal | tracheal aspiration | 4.0118 | 1.7034 | 6.8339 | 15.6583 | 6.6486 | 104.1068 | 3.179e-15 | 2.5917 | 19.5103 | 8.926 | 0.87545 | 382.4428 | 2.4405 | 0.43243 | 23.4744 | 1.1607 | 34.4287 | 5.8612 | 31.6479 | 113.0059 | 1590.3554 | 1.7067 | 663.5026 | 0.81002 | 3.7477 | 2.9354 | 149.41 | 666.491 | 0.1733 | 89.2371 | 113.4162 | 70.4438 | 96.6534 | 75.8731 | 0.22188 | 216.6423 | 82.2106
1f37113 | MBS_a | 7 | 00f_051004_345x211x716.dat | 0.0663;0.0663;0.0663 | 345;211;716 | (1.1750;68.1881;12.8954) | 60 | 5.7448 | 47 | 78.0611 | 60 | Varibar | [5,133] | [30,30] | 0 | 10 | 125 | abnormal | tracheal aspiration | 4.0118 | 1.7034 | 6.8339 | 15.6583 | 6.6486 | 104.1068 | 2.0644e-15 | 6.3912 | 41.5348 | 20.5145 | 2.2511 | 540.9827 | 5.8773 | 0.90918 | 47.0037 | 3.1537 | 65.6707 | 13.2538 | 59.572 | 195.2634 | 2872.1784 | 4.5665 | 868.7307 | 2.0612 | 8.8229 | 6.9531 | 243.326 | 987.555 | 0.49375 | 155.9719 | 203.8601 | 105.2452 | 135.2751 | 88.6872 | 0.69444 | 361.6108 | 132.7883
1f37113 | MBS_a | 7 | 00f_051004_345x211x716.dat | 0.0663;0.0663;0.0663 | 345;211;716 | (1.1750;68.1881;12.8954) | 60 | 6.3535 | 49 | 78.0611 | 60 | Varibar | [5,133] | [30,30] | 0 | 10 | 125 | abnormal | tracheal aspiration | 4.0118 | 1.7034 | 6.8339 | 15.6583 | 6.6486 | 104.1068 | 1.9711e-15 | 6.9495 | 44.9854 | 19.3675 | 2.6886 | 551.6764 | 6.1448 | 1.0343 | 50.3794 | 3.4815 | 75.248 | 14.4743 | 63.2292 | 204.3191 | 3071.4079 | 4.7261 | 888.2934 | 2.297 | 10.0518 | 8.0611 | 253.8249 | 1015.6853 | 0.58415 | 165.1616 | 216.5739 | 109.1365 | 139.3388 | 89.6948 | 0.74056 | 381.0617 | 138.6291
1f37113 | MBS_a | 7 | 00f_051004_345x211x716.dat | 0.0663;0.0663;0.0663 | 345;211;716 | (1.1750;68.1881;12.8954) | 80 | 2.9 | 44 | 78.0611 | 60 | Varibar | [5,133] | [30,30] | 0 | 10 | 125 | abnormal | tracheal aspiration | 4.0118 | 1.7034 | 6.8339 | 15.6583 | 6.6486 | 104.1068 | 2.8463e-15 | 3.8175 | 25.0737 | 10.9664 | 1.3544 | 414.4984 | 3.31 | 0.39409 | 29.2296 | 1.7664 | 45.2091 | 7.8146 | 37.6941 | 131.5553 | 1887.447 | 2.6001 | 702.6237 | 1.1671 | 4.9681 | 4.1615 | 167.8547 | 720.1199 | 0.27312 | 104.952 | 134.6312 | 77.9359 | 103.9243 | 77.999 | 0.3098 | 249.1344 | 92.8169
1f37113 | MBS_a | 7 | 00f_051004_345x211x716.dat | 0.0663;0.0663;0.0663 | 345;211;716 | (1.1750;68.1881;12.8954) | 80 | 7.702 | 57 | 78.0611 | 60 | Varibar | [5,133] | [30,30] | 0 | 10 | 125 | abnormal | tracheal aspiration | 4.0118 | 1.7034 | 6.8339 | 15.6583 | 6.6486 | 104.1068 | 1.9026e-15 | 8.235 | 49.5236 | 21.8463 | 3.0894 | 575.9992 | 6.13 | 1.8586 | 53.9208 | 4.4436 | 71.2391 | 16.0601 | 65.9884 | 213.6122 | 3213.2756 | 5.9482 | 905.4419 | 2.8636 | 11.5731 | 9.8365 | 262.2612 | 1016.868 | 0.8184 | 177.658 | 232.2598 | 111.3545 | 142.2119 | 89.5912 | 1.0064 | 398.0306 | 143.9851
1f37113 | MBS_a | 7 | 00f_051004_345x211x716.dat | 0.0663;0.0663;0.0663 | 345;211;716 | (1.1750;68.1881;12.8954) | 80 | 8.502 | 60 | 78.0611 | 60 | Varibar | [5,133] | [30,30] | 0 | 10 | 125 | abnormal | tracheal aspiration | 4.0118 | 1.7034 | 6.8339 | 15.6583 | 6.6486 | 104.1068 | 1.8555e-15 | 8.7878 | 51.9487 | 22.5958 | 3.3633 | 588.8907 | 9.3952 | 1.1714 | 55.6501 | 4.8361 | 72.0174 | 16.8896 | 68.3958 | 218.2188 | 3322.3522 | 6.4154 | 917.2617 | 3.0634 | 12.2251 | 10.2823 | 269.164 | 1033.671 | 0.97051 | 184.4982 | 241.2523 | 114.109 | 144.5403 | 89.9521 | 1.022 | 410.1748 | 147.8051
1f37113 | MBS_a | 8 | 00f_051004_345x211x716.dat | 0.0663;0.0663;0.0663 | 345;211;716 | (1.1750;68.1881;12.8954) | 110 | 3.9 | 52 | 78.0611 | 60 | Varibar | [5,133,110] | [30,30,100] | 0 | 20 | 125 | abnormal | tracheal aspiration | 4.0118 | 1.7034 | 6.8339 | 15.6583 | 6.6486 | 104.1068 | 2.5445e-15 | 4.5483 | 31.9052 | 15.3737 | 1.854 | 460.5661 | 4.5471 | 0.58059 | 35.0272 | 2.5258 | 52.1679 | 9.9333 | 43.7536 | 2276.499 | 2184.1028 | 3.3052 | 758.0339 | 1.7448 | 6.61 | 5.5391 | 194.4918 | 794.6229 | 0.46387 | 125.5627 | 161.2729 | 86.3069 | 114.1711 | 80.78 | 0.52742 | 448.245 | 210.4665
1f37113 | MBS_a | 8 | 00f_051004_345x211x716.dat | 0.0663;0.0663;0.0663 | 345;211;716 | (1.1750;68.1881;12.8954) | 110 | 7.85 | 62 | 78.0611 | 60 | Varibar | [5,133,110] | [30,30,100] | 0 | 20 | 125 | abnormal | tracheal aspiration | 4.0118 | 1.7034 | 6.8339 | 15.6583 | 6.6486 | 104.1068 | 2.0321e-15 | 7.4626 | 46.9859 | 20.441 | 3.0676 | 567.4308 | 7.7814 | 1.1853 | 49.7111 | 4.0681 | 69.2471 | 14.7696 | 60.5174 | 3479.5306 | 2918.7922 | 5.4701 | 885.5681 | 2.7639 | 10.6612 | 8.8011 | 253.1073 | 977.4416 | 0.72096 | 170.8927 | 220.8192 | 108.0384 | 137.7034 | 87.5368 | 0.97557 | 623.654 | 297.8873
1f37113 | MBS_a | 8 | 00f_051004_345x211x716.dat | 0.0663;0.0663;0.0663 | 345;211;716 | (1.1750;68.1881;12.8954) | 110 | 9.9905 | 69 | 78.0611 | 60 | Varibar | [5,133,110] | [30,30,100] | 0 | 20 | 125 | abnormal | tracheal aspiration | 4.0118 | 1.7034 | 6.8339 | 15.6583 | 6.6486 | 104.1068 | 1.9647e-15 | 8.6505 | 51.4928 | 20.8312 | 3.3958 | 589.3399 | 7.4101 | 1.1191 | 52.9994 | 4.6898 | 71.6532 | 16.2668 | 64.4156 | 3872.6231 | 3069.8199 | 6.0695 | 909.8402 | 3.23 | 11.7613 | 9.9693 | 266.3201 | 1005.9852 | 0.95661 | 183.8079 | 236.698 | 113.1509 | 142.2906 | 87.9662 | 1.0879 | 671.0609 | 323.2005
1f37113 | MBS_a | 8 | 00f_051004_345x211x716.dat | 0.0663;0.0663;0.0663 | 345;211;716 | (1.1750;68.1881;12.8954) | 60 | 2.5 | 38 | 78.0611 | 60 | Varibar | [5,133,110] | [30,30,100] | 0 | 20 | 125 | abnormal | tracheal aspiration | 4.0118 | 1.7034 | 6.8339 | 15.6583 | 6.6486 | 104.1068 | 3.179e-15 | 2.3593 | 19.4719 | 8.7489 | 0.85733 | 382.2855 | 2.3222 | 0.42893 | 22.9636 | 1.0818 | 34.3028 | 5.7263 | 30.5794 | 1239.4001 | 1589.4746 | 1.587 | 663.0622 | 0.77652 | 3.446 | 2.7599 | 148.5638 | 664.1947 | 0.17891 | 88.8205 | 112.9514 | 69.4917 | 96.3561 | 75.784 | 0.20933 | 302.9523 | 137.2932
1f37113 | MBS_a | 8 | 00f_051004_345x211x716.dat | 0.0663;0.0663;0.0663 | 345;211;716 | (1.1750;68.1881;12.8954) | 60 | 5.7448 | 47 | 78.0611 | 60 | Varibar | [5,133,110] | [30,30,100] | 0 | 20 | 125 | abnormal | tracheal aspiration | 4.0118 | 1.7034 | 6.8339 | 15.6583 | 6.6486 | 104.1068 | 2.0644e-15 | 5.7102 | 41.4355 | 20.4215 | 2.1626 | 540.9343 | 5.5702 | 0.74419 | 46.1463 | 2.9602 | 65.569 | 12.8866 | 57.7604 | 2917.567 | 2870.0954 | 4.3337 | 868.5369 | 1.9856 | 8.0944 | 6.7008 | 243.0063 | 987.0706 | 0.46858 | 155.1632 | 202.9272 | 103.5322 | 134.8131 | 88.5016 | 0.64237 | 570.4804 | 266.3159
1f37113 | MBS_a | 8 | 00f_051004_345x211x716.dat | 0.0663;0.0663;0.0663 | 345;211;716 | (1.1750;68.1881;12.8954) | 60 | 6.3535 | 49 | 78.0611 | 60 | Varibar | [5,133,110] | [30,30,100] | 0 | 20 | 125 | abnormal | tracheal aspiration | 4.0118 | 1.7034 | 6.8339 | 15.6583 | 6.6486 | 104.1068 | 1.9711e-15 | 6.2316 | 44.8809 | 18.8744 | 2.5731 | 551.5749 | 6.1352 | 0.94892 | 49.4287 | 3.2366 | 75.2733 | 14.0953 | 61.4028 | 3242.9379 | 3069.3278 | 4.4314 | 887.8368 | 2.179 | 9.3208 | 7.542 | 253.6829 | 1016.9536 | 0.57765 | 164.2983 | 215.5773 | 107.352 | 138.8637 | 89.5004 | 0.68927 | 614.2667 | 287.7113
1f37113 | MBS_a | 8 | 00f_051004_345x211x716.dat | 0.0663;0.0663;0.0663 | 345;211;716 | (1.1750;68.1881;12.8954) | 80 | 2.9 | 44 | 78.0611 | 60 | Varibar | [5,133,110] | [30,30,100] | 0 | 20 | 125 | abnormal | tracheal aspiration | 4.0118 | 1.7034 | 6.8339 | 15.6583 | 6.6486 | 104.1068 | 2.8463e-15 | 3.5086 | 25.0227 | 11.0233 | 1.2947 | 414.3228 | 2.9531 | 0.25035 | 28.6688 | 1.6635 | 45.1353 | 7.6284 | 36.5593 | 1725.5895 | 1886.393 | 2.4277 | 702.1669 | 1.1113 | 4.6098 | 3.9591 | 167.2293 | 719.4172 | 0.26154 | 104.4566 | 134.0718 | 76.7631 | 103.6136 | 77.8878 | 0.29815 | 371.3657 | 170.9664
1f37113 | MBS_a | 8 | 00f_051004_345x211x716.dat | 0.0663;0.0663;0.0663 | 345;211;716 | (1.1750;68.1881;12.8954) | 80 | 7.702 | 57 | 78.0611 | 60 | Varibar | [5,133,110] | [30,30,100] | 0 | 20 | 125 | abnormal | tracheal aspiration | 4.0118 | 1.7034 | 6.8339 | 15.6583 | 6.6486 | 104.1068 | 1.9026e-15 | 7.5665 | 49.3859 | 20.9697 | 2.9844 | 576.4197 | 6.0023 | 1.6456 | 52.9484 | 4.1657 | 71.5597 | 15.6879 | 64.2855 | 3767.1998 | 3211.3309 | 5.5971 | 904.8638 | 2.7498 | 10.7489 | 9.3267 | 262.4189 | 1019.3909 | 0.78797 | 176.7828 | 231.2418 | 109.8725 | 141.779 | 89.381 | 0.99763 | 670.9783 | 318.4423
1f37113 | MBS_a | 8 | 00f_051004_345x211x716.dat | 0.0663;0.0663;0.0663 | 345;211;716 | (1.1750;68.1881;12.8954) | 80 | 8.502 | 60 | 78.0611 | 60 | Varibar | [5,133,110] | [30,30,100] | 0 | 20 | 125 | abnormal | tracheal aspiration | 4.0118 | 1.7034 | 6.8339 | 15.6583 | 6.6486 | 104.1068 | 1.8555e-15 | 8.0112 | 51.7994 | 22.0326 | 3.235 | 588.5134 | 9.3656 | 1.1561 | 54.7824 | 4.5477 | 71.9797 | 16.4983 | 66.7629 | 4022.2089 | 3319.7654 | 6.0608 | 917.154 | 2.945 | 11.4394 | 9.7989 | 269.1964 | 1036.0962 | 0.9109 | 183.5973 | 240.201 | 112.6555 | 144.1151 | 89.7546 | 0.98889 | 702.2096 | 334.6265
1f37113 | MBS_a | 9 | 00f_051004_345x211x716.dat | 0.0663;0.0663;0.0663 | 345;211;716 | (1.1750;68.1881;12.8954) | 110 | 3.9 | 52 | 78.0611 | 60 | Varibar | [5,133,110] | [30,30,100] | 0 | 15 | 125 | abnormal | tracheal aspiration | 4.0118 | 1.7034 | 6.8339 | 15.6583 | 6.6486 | 104.1068 | 2.5445e-15 | 4.5483 | 31.9052 | 15.3737 | 1.854 | 460.5661 | 4.5471 | 0.58059 | 35.0272 | 2.5258 | 52.1679 | 9.9333 | 43.7536 | 2276.499 | 2184.1028 | 3.3052 | 758.0339 | 1.7448 | 6.61 | 5.5391 | 194.4918 | 794.6229 | 0.46387 | 125.5627 | 161.2729 | 86.3069 | 114.1711 | 80.78 | 0.52742 | 448.245 | 210.4665
1f37113 | MBS_a | 9 | 00f_051004_345x211x716.dat | 0.0663;0.0663;0.0663 | 345;211;716 | (1.1750;68.1881;12.8954) | 110 | 7.85 | 62 | 78.0611 | 60 | Varibar | [5,133,110] | [30,30,100] | 0 | 15 | 125 | abnormal | tracheal aspiration | 4.0118 | 1.7034 | 6.8339 | 15.6583 | 6.6486 | 104.1068 | 2.0321e-15 | 7.4626 | 46.9859 | 20.441 | 3.0676 | 567.4308 | 7.7814 | 1.1853 | 49.7111 | 4.0681 | 69.2471 | 14.7696 | 60.5174 | 3479.5306 | 2918.7922 | 5.4701 | 885.5681 | 2.7639 | 10.6612 | 8.8011 | 253.1073 | 977.4416 | 0.72096 | 170.8927 | 220.8192 | 108.0384 | 137.7034 | 87.5368 | 0.97557 | 623.654 | 297.8873
1f37113 | MBS_a | 9 | 00f_051004_345x211x716.dat | 0.0663;0.0663;0.0663 | 345;211;716 | (1.1750;68.1881;12.8954) | 110 | 9.9905 | 69 | 78.0611 | 60 | Varibar | [5,133,110] | [30,30,100] | 0 | 15 | 125 | abnormal | tracheal aspiration | 4.0118 | 1.7034 | 6.8339 | 15.6583 | 6.6486 | 104.1068 | 1.9647e-15 | 8.6505 | 51.4928 | 20.8312 | 3.3958 | 589.3399 | 7.4101 | 1.1191 | 52.9994 | 4.6898 | 71.6532 | 16.2668 | 64.4156 | 3872.6231 | 3069.8199 | 6.0695 | 909.8402 | 3.23 | 11.7613 | 9.9693 | 266.3201 | 1005.9852 | 0.95661 | 183.8079 | 236.698 | 113.1509 | 142.2906 | 87.9662 | 1.0879 | 671.0609 | 323.2005
1f37113 | MBS_a | 9 | 00f_051004_345x211x716.dat | 0.0663;0.0663;0.0663 | 345;211;716 | (1.1750;68.1881;12.8954) | 60 | 2.5 | 38 | 78.0611 | 60 | Varibar | [5,133,110] | [30,30,100] | 0 | 15 | 125 | abnormal | tracheal aspiration | 4.0118 | 1.7034 | 6.8339 | 15.6583 | 6.6486 | 104.1068 | 3.179e-15 | 2.3593 | 19.4719 | 8.7489 | 0.85733 | 382.2855 | 2.3222 | 0.42893 | 22.9636 | 1.0818 | 34.3028 | 5.7263 | 30.5794 | 1239.4001 | 1589.4746 | 1.587 | 663.0622 | 0.77652 | 3.446 | 2.7599 | 148.5638 | 664.1947 | 0.17891 | 88.8205 | 112.9514 | 69.4917 | 96.3561 | 75.784 | 0.20933 | 302.9523 | 137.2932
1f37113 | MBS_a | 9 | 00f_051004_345x211x716.dat | 0.0663;0.0663;0.0663 | 345;211;716 | (1.1750;68.1881;12.8954) | 60 | 5.7448 | 47 | 78.0611 | 60 | Varibar | [5,133,110] | [30,30,100] | 0 | 15 | 125 | abnormal | tracheal aspiration | 4.0118 | 1.7034 | 6.8339 | 15.6583 | 6.6486 | 104.1068 | 2.0644e-15 | 5.7102 | 41.4355 | 20.4215 | 2.1626 | 540.9343 | 5.5702 | 0.74419 | 46.1463 | 2.9602 | 65.569 | 12.8866 | 57.7604 | 2917.567 | 2870.0954 | 4.3337 | 868.5369 | 1.9856 | 8.0944 | 6.7008 | 243.0063 | 987.0706 | 0.46858 | 155.1632 | 202.9272 | 103.5322 | 134.8131 | 88.5016 | 0.64237 | 570.4804 | 266.3159
1f37113 | MBS_a | 9 | 00f_051004_345x211x716.dat | 0.0663;0.0663;0.0663 | 345;211;716 | (1.1750;68.1881;12.8954) | 60 | 6.3535 | 49 | 78.0611 | 60 | Varibar | [5,133,110] | [30,30,100] | 0 | 15 | 125 | abnormal | tracheal aspiration | 4.0118 | 1.7034 | 6.8339 | 15.6583 | 6.6486 | 104.1068 | 1.9711e-15 | 6.2316 | 44.8809 | 18.8744 | 2.5731 | 551.5749 | 6.1352 | 0.94892 | 49.4287 | 3.2366 | 75.2733 | 14.0948 | 61.4028 | 3242.9379 | 3069.3278 | 4.4314 | 887.8368 | 2.179 | 9.3208 | 7.5461 | 253.6829 | 1016.9536 | 0.57765 | 164.2983 | 215.5773 | 107.3568 | 138.8637 | 89.5004 | 0.68927 | 614.2671 | 287.7118
1f37113 | MBS_a | 9 | 00f_051004_345x211x716.dat | 0.0663;0.0663;0.0663 | 345;211;716 | (1.1750;68.1881;12.8954) | 80 | 2.9 | 44 | 78.0611 | 60 | Varibar | [5,133,110] | [30,30,100] | 0 | 15 | 125 | abnormal | tracheal aspiration | 4.0118 | 1.7034 | 6.8339 | 15.6583 | 6.6486 | 104.1068 | 2.8463e-15 | 3.5086 | 25.0227 | 11.0233 | 1.2947 | 414.3228 | 2.9531 | 0.25035 | 28.6688 | 1.6635 | 45.1353 | 7.6284 | 36.5593 | 1725.5895 | 1886.393 | 2.4277 | 702.1669 | 1.1113 | 4.6098 | 3.9591 | 167.2293 | 719.4172 | 0.26154 | 104.4566 | 134.0718 | 76.7631 | 103.6136 | 77.8878 | 0.29815 | 371.3657 | 170.9664
1f37113 | MBS_a | 9 | 00f_051004_345x211x716.dat | 0.0663;0.0663;0.0663 | 345;211;716 | (1.1750;68.1881;12.8954) | 80 | 7.702 | 57 | 78.0611 | 60 | Varibar | [5,133,110] | [30,30,100] | 0 | 15 | 125 | abnormal | tracheal aspiration | 4.0118 | 1.7034 | 6.8339 | 15.6583 | 6.6486 | 104.1068 | 1.9026e-15 | 7.5665 | 49.3859 | 20.9697 | 2.9844 | 576.4197 | 6.0023 | 1.6456 | 52.9484 | 4.1657 | 71.5597 | 15.6879 | 64.2855 | 3767.1998 | 3211.3309 | 5.5971 | 904.8638 | 2.7498 | 10.7489 | 9.3267 | 262.4189 | 1019.3909 | 0.78797 | 176.7828 | 231.2418 | 109.8725 | 141.779 | 89.381 | 0.99763 | 670.9783 | 318.4423
1f37113 | MBS_a | 9 | 00f_051004_345x211x716.dat | 0.0663;0.0663;0.0663 | 345;211;716 | (1.1750;68.1881;12.8954) | 80 | 8.502 | 60 | 78.0611 | 60 | Varibar | [5,133,110] | [30,30,100] | 0 | 15 | 125 | abnormal | tracheal aspiration | 4.0118 | 1.7034 | 6.8339 | 15.6583 | 6.6486 | 104.1068 | 1.8555e-15 | 8.0112 | 51.7994 | 22.0326 | 3.235 | 588.5134 | 9.3656 | 1.1561 | 54.7824 | 4.5477 | 71.9797 | 16.4983 | 66.7629 | 4022.2089 | 3319.7654 | 6.0608 | 917.154 | 2.945 | 11.4394 | 9.7989 | 269.1964 | 1036.0962 | 0.9109 | 183.5973 | 240.201 | 112.6555 | 144.1151 | 89.7546 | 0.98889 | 702.2096 | 334.6265
1f37113 | MBS_a | 1 | 00m_051004_345x211x716.dat | 0.0663;0.0663;0.0663 | 345;211;716 | (1.1750;68.1881;14.0831) | 110 | 3.9 | 52 | 78.0611 | 60 | Varibar | [5] | [0] | 0 | 10 | 125 | abnormal | tracheal aspiration | 4.0118 | 5.7542 | 23.085 | 15.6583 | 22.4591 | 351.6724 | 1.0023e-15 | 46.4427 | 723.1398 | 657.4488 | 15.6256 | 731.2514 | 47.5402 | 0.98453 | 549.1145 | 21.6509 | 791.1854 | 167.9989 | 667.3862 | 521.138 | 878.3477 | 29.6577 | 875.8035 | 14.3375 | 68.1075 | 56.3193 | 551.1998 | 927.4264 | 4.6539 | 385.6198 | 528.4275 | 171.7645 | 262.8332 | 274.7636 | 1.7203 | 349.5317 | 344.7806
1f37113 | MBS_a | 1 | 00m_051004_345x211x716.dat | 0.0663;0.0663;0.0663 | 345;211;716 | (1.1750;68.1881;14.0831) | 110 | 7.85 | 62 | 78.0611 | 60 | Varibar | [5] | [0] | 0 | 10 | 125 | abnormal | tracheal aspiration | 4.0118 | 5.7542 | 23.085 | 15.6583 | 22.4591 | 351.6724 | 8.0045e-16 | 69.1385 | 923.3289 | 763.6315 | 24.7036 | 929.0382 | 61.4341 | 1.9675 | 725.2782 | 33.295 | 883.3765 | 222.3995 | 830.1565 | 673.8197 | 1039.7632 | 45.4931 | 1042.7865 | 22.6772 | 100.6607 | 81.504 | 724.4037 | 1148.1895 | 6.3054 | 517.8136 | 710.3965 | 214.9888 | 321.2174 | 298.935 | 3.1758 | 443.8526 | 431.3398
1f37113 | MBS_a | 1 | 00m_051004_345x211x716.dat | 0.0663;0.0663;0.0663 | 345;211;716 | (1.1750;68.1881;14.0831) | 110 | 9.9905 | 69 | 78.0611 | 60 | Varibar | [5] | [0] | 0 | 10 | 125 | abnormal | tracheal aspiration | 4.0118 | 5.7542 | 23.085 | 15.6583 | 22.4591 | 351.6724 | 7.7392e-16 | 77.3309 | 961.5323 | 777.3533 | 27.2831 | 978.0068 | 70.5395 | 1.7077 | 759.9871 | 37.4819 | 961.1575 | 233.1375 | 859.2608 | 712.5017 | 1072.603 | 52.0208 | 1069.2306 | 25.2829 | 109.8174 | 88.9471 | 764.3028 | 1184.5783 | 8.1605 | 554.8276 | 757.2025 | 226.9767 | 333.4627 | 301.9302 | 4.8159 | 466.772 | 449.504
1f37113 | MBS_a | 1 | 00m_051004_345x211x716.dat | 0.0663;0.0663;0.0663 | 345;211;716 | (1.1750;68.1881;14.0831) | 60 | 2.5 | 38 | 78.0611 | 60 | Varibar | [5] | [0] | 0 | 10 | 125 | abnormal | tracheal aspiration | 4.0118 | 5.7542 | 23.085 | 15.6583 | 22.4591 | 351.6724 | 1.2522e-15 | 27.1033 | 570.2882 | 587.2817 | 8.7914 | 586.4512 | 26.8175 | 0.40526 | 417.0034 | 11.5904 | 674.3973 | 125.2232 | 545.365 | 388.2949 | 763.6052 | 16.179 | 750.5965 | 7.3954 | 41.1877 | 32.5312 | 414.3761 | 755.3719 | 1.6248 | 278.4061 | 381.0745 | 136.4147 | 218.0945 | 256.8246 | 0.7419 | 276.3941 | 277.8932
1f37113 | MBS_a | 1 | 00m_051004_345x211x716.dat | 0.0663;0.0663;0.0663 | 345;211;716 | (1.1750;68.1881;14.0831) | 60 | 5.7448 | 47 | 78.0611 | 60 | Varibar | [5] | [0] | 0 | 10 | 125 | abnormal | tracheal aspiration | 4.0118 | 5.7542 | 23.085 | 15.6583 | 22.4591 | 351.6724 | 8.1317e-16 | 60.0281 | 900.6128 | 732.505 | 20.58 | 882.7445 | 57.1997 | 1.478 | 694.9974 | 27.4101 | 908.594 | 215.3551 | 815.9318 | 642.167 | 1028.5814 | 38.8443 | 1019.0877 | 17.9372 | 88.0002 | 70.9041 | 687.4221 | 1152.1351 | 4.6679 | 473.6941 | 659.8542 | 203.5785 | 312.2231 | 301.0803 | 2.1987 | 424.6261 | 414.0865
1f37113 | MBS_a | 1 | 00m_051004_345x211x716.dat | 0.0663;0.0663;0.0663 | 345;211;716 | (1.1750;68.1881;14.0831) | 60 | 6.3535 | 49 | 78.0611 | 60 | Varibar | [5] | [0] | 0 | 10 | 125 | abnormal | tracheal aspiration | 4.0118 | 5.7542 | 23.085 | 15.6583 | 22.4591 | 351.6724 | 7.7643e-16 | 65.4808 | 936.3034 | 742.8013 | 22.0227 | 911.7035 | 59.801 | 1.3884 | 726.2253 | 29.8226 | 900.7687 | 226.3578 | 841.9093 | 670.7789 | 1049.5789 | 42.4703 | 1047.5697 | 20.074 | 95.5275 | 78.6411 | 718.5105 | 1195.1949 | 5.1132 | 500.3966 | 698.4219 | 213.3704 | 322.8397 | 305.4891 | 2.384 | 440.3592 | 429.0223
1f37113 | MBS_a | 1 | 00m_051004_345x211x716.dat | 0.0663;0.0663;0.0663 | 345;211;716 | (1.1750;68.1881;14.0831) | 80 | 2.9 | 44 | 78.0611 | 60 | Varibar | [5] | [0] | 0 | 10 | 125 | abnormal | tracheal aspiration | 4.0118 | 5.7542 | 23.085 | 15.6583 | 22.4591 | 351.6724 | 1.1212e-15 | 35.7134 | 634.1933 | 618.9685 | 11.7097 | 653.6366 | 35.4993 | 0.76157 | 473.2591 | 15.7152 | 731.6421 | 143.89 | 595.2441 | 444.8522 | 805.518 | 22.1378 | 800.898 | 10.2907 | 53.6976 | 42.9583 | 470.744 | 829.8401 | 2.7031 | 324.3449 | 445.8907 | 150.8357 | 236.7715 | 264.585 | 0.79517 | 307.6242 | 306.47
1f37113 | MBS_a | 1 | 00m_051004_345x211x716.dat | 0.0663;0.0663;0.0663 | 345;211;716 | (1.1750;68.1881;14.0831) | 80 | 7.702 | 57 | 78.0611 | 60 | Varibar | [5] | [0] | 0 | 10 | 125 | abnormal | tracheal aspiration | 4.0118 | 5.7542 | 23.085 | 15.6583 | 22.4591 | 351.6724 | 7.4943e-16 | 73.3701 | 959.4054 | 761.6025 | 25.2538 | 952.3467 | 65.7657 | 1.7588 | 750.9678 | 34.6715 | 893.0752 | 234.2171 | 858.9961 | 709.7233 | 1068.8214 | 47.6227 | 1070.1691 | 22.8973 | 105.3917 | 86.4987 | 747.8321 | 1195.5973 | 7.0428 | 536.356 | 744.6716 | 221.5336 | 331.3404 | 306.087 | 2.895 | 458.4029 | 444.0605
1f37113 | MBS_a | 1 | 00m_051004_345x211x716.dat | 0.0663;0.0663;0.0663 | 345;211;716 | (1.1750;68.1881;14.0831) | 80 | 8.502 | 60 | 78.0611 | 60 | Varibar | [5] | [0] | 0 | 10 | 125 | abnormal | tracheal aspiration | 4.0118 | 5.7542 | 23.085 | 15.6583 | 22.4591 | 351.6724 | 7.3088e-16 | 75.308 | 978.8764 | 787.0252 | 27.2111 | 975.7569 | 65.4856 | 2.2626 | 768.3901 | 37.4016 | 936.3659 | 240.2587 | 873.6059 | 722.4043 | 1079.5771 | 51.3382 | 1086.0624 | 24.777 | 111.459 | 91.3311 | 767.8838 | 1217.2607 | 7.352 | 556.1775 | 771.6641 | 228.0348 | 337.4004 | 307.7754 | 4.0288 | 468.3666 | 455.5619
1f37113 | MBS_a | 2 | 00m_051004_345x211x716.dat | 0.0663;0.0663;0.0663 | 345;211;716 | (1.1750;68.1881;12.8580) | 110 | 3.9 | 52 | 78.0611 | 60 | Varibar | [5] | [0] | 0 | 10 | 125 | abnormal | tracheal aspiration | 4.0118 | 1.6809 | 6.7434 | 15.6583 | 6.5606 | 102.7276 | 2.5545e-15 | 5.0644 | 31.0804 | 14.2663 | 1.8967 | 448.1548 | 5.0073 | 0.14479 | 35.915 | 2.6851 | 44.7607 | 10.206 | 45.2226 | 155.2883 | 799.8514 | 3.4688 | 785.7976 | 1.7756 | 7.3138 | 5.9069 | 194.3335 | 792.4134 | 0.61978 | 124.5747 | 158.608 | 84.0642 | 113.4545 | 79.7703 | 0.13858 | 176.5831 | 93.1193
1f37113 | MBS_a | 2 | 00m_051004_345x211x716.dat | 0.0663;0.0663;0.0663 | 345;211;716 | (1.1750;68.1881;12.8580) | 110 | 7.85 | 62 | 78.0611 | 60 | Varibar | [5] | [0] | 0 | 10 | 125 | abnormal | tracheal aspiration | 4.0118 | 1.6809 | 6.7434 | 15.6583 | 6.5606 | 102.7276 | 2.0401e-15 | 8.1859 | 45.7885 | 19.8192 | 3.0977 | 546.2486 | 7.6393 | 0.15355 | 50.4682 | 4.3371 | 65.3498 | 15.211 | 62.1784 | 206.6029 | 926.5737 | 5.86 | 910.3 | 2.9005 | 11.5548 | 9.0334 | 252.7478 | 968.7286 | 1.0039 | 169.1477 | 216.7034 | 103.9701 | 136.3802 | 86.4294 | 0.41483 | 215.0521 | 117.6658
1f37113 | MBS_a | 2 | 00m_051004_345x211x716.dat | 0.0663;0.0663;0.0663 | 345;211;716 | (1.1750;68.1881;12.8580) | 110 | 9.9905 | 69 | 78.0611 | 60 | Varibar | [5] | [0] | 0 | 10 | 125 | abnormal | tracheal aspiration | 4.0118 | 1.6809 | 6.7434 | 15.6583 | 6.5606 | 102.7276 | 1.9725e-15 | 9.4546 | 50.2007 | 22.6963 | 3.5071 | 561.5772 | 7.4531 | 0.27572 | 54.0791 | 4.9528 | 76.2999 | 16.7556 | 65.9576 | 218.2176 | 939.3249 | 6.5942 | 931.1626 | 3.4109 | 12.6333 | 10.1745 | 265.194 | 994.3824 | 1.1217 | 181.5451 | 231.834 | 109.7333 | 140.5932 | 86.8426 | 0.64619 | 221.4921 | 122.8863
1f37113 | MBS_a | 2 | 00m_051004_345x211x716.dat | 0.0663;0.0663;0.0663 | 345;211;716 | (1.1750;68.1881;12.8580) | 60 | 2.5 | 38 | 78.0611 | 60 | Varibar | [5] | [0] | 0 | 10 | 125 | abnormal | tracheal aspiration | 4.0118 | 1.6809 | 6.7434 | 15.6583 | 6.5606 | 102.7276 | 3.1915e-15 | 2.6571 | 18.9299 | 8.7 | 0.8542 | 373.7732 | 2.6712 | 0.052326 | 23.6672 | 1.1863 | 33.2883 | 5.905 | 31.7468 | 114.8141 | 713.9886 | 1.6531 | 693.8414 | 0.7952 | 3.6647 | 2.8799 | 149.7881 | 669.7148 | 0.23877 | 88.5465 | 111.5657 | 67.8935 | 96.278 | 74.886 | 0.094908 | 147.8645 | 74.2943
1f37113 | MBS_a | 2 | 00m_051004_345x211x716.dat | 0.0663;0.0663;0.0663 | 345;211;716 | (1.1750;68.1881;12.8580) | 60 | 5.7448 | 47 | 78.0611 | 60 | Varibar | [5] | [0] | 0 | 10 | 125 | abnormal | tracheal aspiration | 4.0118 | 1.6809 | 6.7434 | 15.6583 | 6.5606 | 102.7276 | 2.0725e-15 | 6.3292 | 40.3681 | 19.9734 | 2.2764 | 520.6389 | 5.7651 | 0.25152 | 47.3265 | 3.194 | 66.1824 | 13.3479 | 59.625 | 193.3843 | 927.9339 | 4.353 | 902.1191 | 2.1231 | 9.0062 | 6.916 | 242.7075 | 985.016 | 0.72011 | 154.4611 | 200.2001 | 100.19 | 134.1839 | 87.2933 | 0.28816 | 208.2256 | 114.196
1f37113 | MBS_a | 2 | 00m_051004_345x211x716.dat | 0.0663;0.0663;0.0663 | 345;211;716 | (1.1750;68.1881;12.8580) | 60 | 6.3535 | 49 | 78.0611 | 60 | Varibar | [5] | [0] | 0 | 10 | 125 | abnormal | tracheal aspiration | 4.0118 | 1.6809 | 6.7434 | 15.6583 | 6.5606 | 102.7276 | 1.9788e-15 | 6.9784 | 43.7644 | 21.0059 | 2.6514 | 533.9538 | 6.6014 | 0.44567 | 50.6665 | 3.6153 | 75.6157 | 14.5213 | 63.3963 | 202.8428 | 947.4319 | 4.8156 | 922.0128 | 2.298 | 10.2136 | 8.3312 | 252.918 | 1009.6912 | 0.73776 | 163.4723 | 212.5967 | 103.4152 | 138.0239 | 88.4692 | 0.20779 | 214.2634 | 118.5903
1f37113 | MBS_a | 2 | 00m_051004_345x211x716.dat | 0.0663;0.0663;0.0663 | 345;211;716 | (1.1750;68.1881;12.8580) | 80 | 2.9 | 44 | 78.0611 | 60 | Varibar | [5] | [0] | 0 | 10 | 125 | abnormal | tracheal aspiration | 4.0118 | 1.6809 | 6.7434 | 15.6583 | 6.5606 | 102.7276 | 2.8575e-15 | 3.7295 | 24.3352 | 11.1863 | 1.389 | 405.0727 | 2.9847 | 0.035167 | 29.3819 | 1.8292 | 41.9491 | 7.8586 | 37.9526 | 130.7326 | 748.3085 | 2.525 | 732.0356 | 1.1921 | 5.1412 | 4.3688 | 167.9748 | 723.1117 | 0.32924 | 103.9291 | 132.1919 | 73.7171 | 103.3091 | 76.9203 | 0.067069 | 159.5927 | 82.3492
1f37113 | MBS_a | 2 | 00m_051004_345x211x716.dat | 0.0663;0.0663;0.0663 | 345;211;716 | (1.1750;68.1881;12.8580) | 80 | 7.702 | 57 | 78.0611 | 60 | Varibar | [5] | [0] | 0 | 10 | 125 | abnormal | tracheal aspiration | 4.0118 | 1.6809 | 6.7434 | 15.6583 | 6.5606 | 102.7276 | 1.9101e-15 | 8.2366 | 48.2145 | 21.6592 | 3.1 | 558.3908 | 7.834 | 0.11894 | 53.9335 | 4.4859 | 72.2306 | 16.1277 | 66.1106 | 212.8492 | 951.2957 | 6.0561 | 932.187 | 2.8989 | 11.7704 | 9.6946 | 260.6731 | 1003.7004 | 0.98334 | 175.3216 | 227.3584 | 107.2527 | 140.4563 | 88.3935 | 0.41688 | 220.7901 | 121.9186
1f37113 | MBS_a | 2 | 00m_051004_345x211x716.dat | 0.0663;0.0663;0.0663 | 345;211;716 | (1.1750;68.1881;12.8580) | 80 | 8.502 | 60 | 78.0611 | 60 | Varibar | [5] | [0] | 0 | 10 | 125 | abnormal | tracheal aspiration | 4.0118 | 1.6809 | 6.7434 | 15.6583 | 6.5606 | 102.7276 | 1.8628e-15 | 8.9428 | 50.6433 | 22.1002 | 3.3 | 562.4767 | 8.646 | 0.18738 | 55.9524 | 4.8435 | 72.4542 | 16.9409 | 68.4871 | 216.9707 | 958.2718 | 6.379 | 941.4158 | 3.1555 | 12.3221 | 10.2886 | 267.8448 | 1019.63 | 1.0718 | 181.9535 | 236.0231 | 109.4393 | 142.6248 | 88.7128 | 0.45328 | 223.4863 | 124.5214
1f37113 | MBS_a | 3 | 00m_051004_345x211x716.dat | 0.0663;0.0663;0.0663 | 345;211;716 | (1.1750;68.1881;12.8580) | 110 | 3.9 | 52 | 78.0611 | 60 | Varibar | [5,133] | [30,30] | 0 | 10 | 125 | abnormal | tracheal aspiration | 4.0118 | 1.6809 | 6.7434 | 15.6583 | 6.5606 | 102.7276 | 2.5545e-15 | 4.9533 | 30.6556 | 15.0669 | 1.8612 | 447.137 | 4.7356 | 0.136 | 35.6437 | 2.6495 | 45.0738 | 10.0835 | 44.8546 | 154.8303 | 2177.3558 | 3.4186 | 758.1207 | 1.7466 | 7.14 | 5.8133 | 194.0947 | 793.8227 | 0.59135 | 122.8528 | 156.4708 | 83.5806 | 112.3059 | 79.3655 | 0.13858 | 282.1523 | 105.3423
1f37113 | MBS_a | 3 | 00m_051004_345x211x716.dat | 0.0663;0.0663;0.0663 | 345;211;716 | (1.1750;68.1881;12.8580) | 110 | 7.85 | 62 | 78.0611 | 60 | Varibar | [5,133] | [30,30] | 0 | 10 | 125 | abnormal | tracheal aspiration | 4.0118 | 1.6809 | 6.7434 | 15.6583 | 6.5606 | 102.7276 | 2.0401e-15 | 8.1178 | 45.1224 | 19.0692 | 3.0224 | 549.4837 | 7.4482 | 0.13761 | 50.2182 | 4.2875 | 65.492 | 15.0277 | 61.8402 | 205.75 | 2911.9207 | 5.7566 | 883.6836 | 2.8573 | 11.2965 | 8.8814 | 253.2037 | 974.6106 | 0.99285 | 167.0524 | 214.0595 | 104.6819 | 135.4526 | 86.0165 | 0.41512 | 368.1708 | 135.5194
1f37113 | MBS_a | 3 | 00m_051004_345x211x716.dat | 0.0663;0.0663;0.0663 | 345;211;716 | (1.1750;68.1881;12.8580) | 110 | 9.9905 | 69 | 78.0611 | 60 | Varibar | [5,133] | [30,30] | 0 | 10 | 125 | abnormal | tracheal aspiration | 4.0118 | 1.6809 | 6.7434 | 15.6583 | 6.5606 | 102.7276 | 1.9725e-15 | 9.3126 | 49.5143 | 23.0507 | 3.4086 | 564.8218 | 7.5844 | 0.27582 | 53.6989 | 4.8544 | 71.1997 | 16.5654 | 65.6432 | 217.8171 | 3056.456 | 6.5461 | 908.3486 | 3.3742 | 12.4615 | 9.99 | 265.7517 | 1000.162 | 1.0723 | 179.5517 | 229.3103 | 110.2162 | 139.9155 | 86.4197 | 0.68046 | 384.8059 | 142.1567
1f37113 | MBS_a | 3 | 00m_051004_345x211x716.dat | 0.0663;0.0663;0.0663 | 345;211;716 | (1.1750;68.1881;12.8580) | 60 | 2.5 | 38 | 78.0611 | 60 | Varibar | [5,133] | [30,30] | 0 | 10 | 125 | abnormal | tracheal aspiration | 4.0118 | 1.6809 | 6.7434 | 15.6583 | 6.5606 | 102.7276 | 3.1915e-15 | 2.6603 | 18.6824 | 8.5831 | 0.85016 | 372.3319 | 2.6738 | 0.052326 | 23.414 | 1.1571 | 33.0314 | 5.8521 | 31.5306 | 114.2125 | 1586.2722 | 1.661 | 662.0695 | 0.77857 | 3.603 | 2.8064 | 149.2022 | 664.2942 | 0.23095 | 87.0877 | 109.7997 | 67.1046 | 94.823 | 74.4732 | 0.094689 | 214.4569 | 81.4758
1f37113 | MBS_a | 3 | 00m_051004_345x211x716.dat | 0.0663;0.0663;0.0663 | 345;211;716 | (1.1750;68.1881;12.8580) | 60 | 5.7448 | 47 | 78.0611 | 60 | Varibar | [5,133] | [30,30] | 0 | 10 | 125 | abnormal | tracheal aspiration | 4.0118 | 1.6809 | 6.7434 | 15.6583 | 6.5606 | 102.7276 | 2.0725e-15 | 6.2477 | 39.778 | 20.0583 | 2.2173 | 522.5207 | 5.6088 | 0.24813 | 46.8874 | 3.1256 | 64.4984 | 13.2051 | 59.2679 | 193.394 | 2862.935 | 4.3302 | 866.5574 | 2.0757 | 8.7785 | 6.7842 | 243.0935 | 990.1307 | 0.70583 | 152.0085 | 197.1294 | 100.1172 | 132.7599 | 86.7782 | 0.28816 | 357.2176 | 131.5262
1f37113 | MBS_a | 3 | 00m_051004_345x211x716.dat | 0.0663;0.0663;0.0663 | 345;211;716 | (1.1750;68.1881;12.8580) | 60 | 6.3535 | 49 | 78.0611 | 60 | Varibar | [5,133] | [30,30] | 0 | 10 | 125 | abnormal | tracheal aspiration | 4.0118 | 1.6809 | 6.7434 | 15.6583 | 6.5606 | 102.7276 | 1.9788e-15 | 6.8531 | 43.1287 | 19.9659 | 2.5652 | 535.9247 | 6.4791 | 0.44567 | 50.2632 | 3.5201 | 73.7711 | 14.355 | 63.0375 | 202.8226 | 3060.102 | 4.7122 | 886.992 | 2.2664 | 9.9665 | 8.1326 | 253.3072 | 1017.1704 | 0.73342 | 160.9185 | 209.3781 | 103.7345 | 136.6992 | 87.875 | 0.20568 | 376.9652 | 137.5028
1f37113 | MBS_a | 3 | 00m_051004_345x211x716.dat | 0.0663;0.0663;0.0663 | 345;211;716 | (1.1750;68.1881;12.8580) | 80 | 2.9 | 44 | 78.0611 | 60 | Varibar | [5,133] | [30,30] | 0 | 10 | 125 | abnormal | tracheal aspiration | 4.0118 | 1.6809 | 6.7434 | 15.6583 | 6.5606 | 102.7276 | 2.8575e-15 | 3.6371 | 24.0027 | 10.9067 | 1.3602 | 403.288 | 2.9771 | 0.035167 | 29.1418 | 1.7948 | 41.8686 | 7.7735 | 37.6376 | 130.3967 | 1880.2375 | 2.5355 | 701.0646 | 1.1682 | 5.0509 | 4.2719 | 167.4674 | 719.7172 | 0.32688 | 102.3275 | 130.2275 | 73.1131 | 101.9938 | 76.465 | 0.067069 | 246.1491 | 91.9673
1f37113 | MBS_a | 3 | 00m_051004_345x211x716.dat | 0.0663;0.0663;0.0663 | 345;211;716 | (1.1750;68.1881;12.8580) | 80 | 7.702 | 57 | 78.0611 | 60 | Varibar | [5,133] | [30,30] | 0 | 10 | 125 | abnormal | tracheal aspiration | 4.0118 | 1.6809 | 6.7434 | 15.6583 | 6.5606 | 102.7276 | 1.9101e-15 | 8.145 | 47.4726 | 20.7787 | 3.0421 | 562.6314 | 7.588 | 0.12697 | 53.5984 | 4.4355 | 72.9007 | 15.9403 | 65.6604 | 213.3047 | 3195.5388 | 5.9687 | 902.8697 | 2.8576 | 11.5793 | 9.5847 | 261.5893 | 1012.3909 | 0.99867 | 172.9229 | 224.3119 | 107.7414 | 139.4475 | 87.9045 | 0.45412 | 394.0826 | 142.2697
1f37113 | MBS_a | 3 | 00m_051004_345x211x716.dat | 0.0663;0.0663;0.0663 | 345;211;716 | (1.1750;68.1881;12.8580) | 80 | 8.502 | 60 | 78.0611 | 60 | Varibar | [5,133] | [30,30] | 0 | 10 | 125 | abnormal | tracheal aspiration | 4.0118 | 1.6809 | 6.7434 | 15.6583 | 6.5606 | 102.7276 | 1.8628e-15 | 8.8387 | 49.8601 | 22.0041 | 3.2387 | 566.5029 | 8.4962 | 0.18675 | 55.5659 | 4.759 | 72.0194 | 16.7197 | 68.0899 | 217.5665 | 3304.3764 | 6.3328 | 914.1992 | 3.0952 | 12.1192 | 10.1834 | 268.8111 | 1029.9369 | 1.0603 | 179.5554 | 232.962 | 110.4366 | 141.7348 | 88.2651 | 0.44719 | 404.6439 | 146.005
1f37113 | MBS_a | 4 | 00m_051004_345x211x716.dat | 0.0663;0.0663;0.0663 | 345;211;716 | (1.1750;68.1881;12.8580) | 110 | 3.9 | 52 | 78.0611 | 60 | Varibar | [5,133,110] | [30,30,100] | 0 | 20 | 125 | abnormal | tracheal aspiration | 4.0118 | 1.6809 | 6.7434 | 15.6583 | 6.5606 | 102.7276 | 2.5545e-15 | 4.5665 | 30.5871 | 15.3949 | 1.8029 | 447.137 | 4.9083 | 0.13472 | 34.916 | 2.4819 | 44.8585 | 9.8337 | 43.6802 | 2271.7783 | 2176.3771 | 3.2553 | 757.8466 | 1.6816 | 6.6299 | 5.5659 | 193.5701 | 793.5487 | 0.55769 | 122.2904 | 155.8294 | 82.7057 | 111.9729 | 79.2251 | 0.13858 | 444.6881 | 209.2851
1f37113 | MBS_a | 4 | 00m_051004_345x211x716.dat | 0.0663;0.0663;0.0663 | 345;211;716 | (1.1750;68.1881;12.8580) | 110 | 7.85 | 62 | 78.0611 | 60 | Varibar | [5,133,110] | [30,30,100] | 0 | 20 | 125 | abnormal | tracheal aspiration | 4.0118 | 1.6809 | 6.7434 | 15.6583 | 6.5606 | 102.7276 | 2.0401e-15 | 7.5197 | 45.0204 | 18.8285 | 2.9357 | 549.6308 | 7.1624 | 0.14447 | 49.4045 | 4.0592 | 65.3547 | 14.6758 | 60.3893 | 3465.2278 | 2909.96 | 5.4453 | 883.2914 | 2.7418 | 10.651 | 8.5217 | 252.9194 | 975.738 | 0.95594 | 166.2915 | 213.1783 | 103.5309 | 135.0697 | 85.8284 | 0.37161 | 618.4563 | 295.5994
1f37113 | MBS_a | 4 | 00m_051004_345x211x716.dat | 0.0663;0.0663;0.0663 | 345;211;716 | (1.1750;68.1881;12.8580) | 110 | 9.9905 | 69 | 78.0611 | 60 | Varibar | [5,133,110] | [30,30,100] | 0 | 20 | 125 | abnormal | tracheal aspiration | 4.0118 | 1.6809 | 6.7434 | 15.6583 | 6.5606 | 102.7276 | 1.9725e-15 | 8.5958 | 49.382 | 22.6887 | 3.2808 | 564.3655 | 7.0409 | 0.32147 | 52.9232 | 4.6524 | 70.7586 | 16.1675 | 64.173 | 3861.0774 | 3054.3267 | 6.211 | 907.9431 | 3.2456 | 11.8531 | 9.5869 | 265.995 | 1000.821 | 1.0359 | 178.7798 | 228.4152 | 108.9875 | 139.5635 | 86.2718 | 0.66946 | 664.5211 | 321.0735
1f37113 | MBS_a | 4 | 00m_051004_345x211x716.dat | 0.0663;0.0663;0.0663 | 345;211;716 | (1.1750;68.1881;12.8580) | 60 | 2.5 | 38 | 78.0611 | 60 | Varibar | [5,133,110] | [30,30,100] | 0 | 20 | 125 | abnormal | tracheal aspiration | 4.0118 | 1.6809 | 6.7434 | 15.6583 | 6.5606 | 102.7276 | 3.1915e-15 | 2.4184 | 18.6442 | 8.4189 | 0.83005 | 372.3319 | 2.6115 | 0.052326 | 22.9619 | 1.0783 | 33.0314 | 5.7205 | 30.5141 | 1237.8476 | 1585.7709 | 1.5933 | 661.6622 | 0.75146 | 3.3235 | 2.6445 | 148.4095 | 661.7875 | 0.21164 | 86.6747 | 109.3411 | 66.1709 | 94.5292 | 74.3843 | 0.094689 | 300.6269 | 136.4323
1f37113 | MBS_a | 4 | 00m_051004_345x211x716.dat | 0.0663;0.0663;0.0663 | 345;211;716 | (1.1750;68.1881;12.8580) | 60 | 5.7448 | 47 | 78.0611 | 60 | Varibar | [5,133,110] | [30,30,100] | 0 | 20 | 125 | abnormal | tracheal aspiration | 4.0118 | 1.6809 | 6.7434 | 15.6583 | 6.5606 | 102.7276 | 2.0725e-15 | 5.5794 | 39.6848 | 19.6579 | 2.1428 | 522.3277 | 5.6489 | 0.16968 | 46.0681 | 2.9237 | 64.2765 | 12.8408 | 57.4392 | 2915.1436 | 2861.8734 | 4.0593 | 866.2679 | 1.9747 | 8.0426 | 6.4513 | 242.6544 | 990.0825 | 0.66824 | 151.2061 | 196.2063 | 98.7749 | 132.2908 | 86.6011 | 0.28032 | 566.1502 | 265.0163
1f37113 | MBS_a | 4 | 00m_051004_345x211x716.dat | 0.0663;0.0663;0.0663 | 345;211;716 | (1.1750;68.1881;12.8580) | 60 | 6.3535 | 49 | 78.0611 | 60 | Varibar | [5,133,110] | [30,30,100] | 0 | 20 | 125 | abnormal | tracheal aspiration | 4.0118 | 1.6809 | 6.7434 | 15.6583 | 6.5606 | 102.7276 | 1.9788e-15 | 6.1991 | 43.022 | 19.2069 | 2.4786 | 535.7225 | 6.3543 | 0.39743 | 49.2288 | 3.2708 | 73.2961 | 13.9745 | 61.2132 | 3246.3744 | 3058.4849 | 4.4223 | 886.5371 | 2.1578 | 9.2125 | 7.6758 | 253.1657 | 1017.3725 | 0.69769 | 160.054 | 208.3776 | 102.3335 | 136.2211 | 87.6853 | 0.16733 | 610.5898 | 286.771
1f37113 | MBS_a | 4 | 00m_051004_345x211x716.dat | 0.0663;0.0663;0.0663 | 345;211;716 | (1.1750;68.1881;12.8580) | 80 | 2.9 | 44 | 78.0611 | 60 | Varibar | [5,133,110] | [30,30,100] | 0 | 20 | 125 | abnormal | tracheal aspiration | 4.0118 | 1.6809 | 6.7434 | 15.6583 | 6.5606 | 102.7276 | 2.8575e-15 | 3.344 | 23.953 | 10.8787 | 1.3117 | 403.393 | 2.9687 | 0.02991 | 28.6046 | 1.6802 | 41.6796 | 7.5888 | 36.5038 | 1722.7228 | 1879.6075 | 2.3816 | 700.6446 | 1.1322 | 4.7485 | 4.0185 | 166.9845 | 719.2972 | 0.31234 | 101.838 | 129.6725 | 72.1957 | 101.6809 | 76.3658 | 0.067069 | 368.3864 | 170.058
1f37113 | MBS_a | 4 | 00m_051004_345x211x716.dat | 0.0663;0.0663;0.0663 | 345;211;716 | (1.1750;68.1881;12.8580) | 80 | 7.702 | 57 | 78.0611 | 60 | Varibar | [5,133,110] | [30,30,100] | 0 | 20 | 125 | abnormal | tracheal aspiration | 4.0118 | 1.6809 | 6.7434 | 15.6583 | 6.5606 | 102.7276 | 1.9101e-15 | 7.4901 | 47.3465 | 20.2316 | 2.9436 | 562.5267 | 7.2142 | 0.12697 | 52.5775 | 4.1601 | 72.8379 | 15.5565 | 64.0322 | 3755.2385 | 3192.7642 | 5.5912 | 902.3985 | 2.7535 | 10.8343 | 9.0062 | 261.605 | 1014.6421 | 0.97334 | 172.0543 | 223.2966 | 106.6208 | 139.0204 | 87.708 | 0.42339 | 665.9814 | 316.184
1f37113 | MBS_a | 4 | 00m_051004_345x211x716.dat | 0.0663;0.0663;0.0663 | 345;211;716 | (1.1750;68.1881;12.8580) | 80 | 8.502 | 60 | 78.0611 | 60 | Varibar | [5,133,110] | [30,30,100] | 0 | 20 | 125 | abnormal | tracheal aspiration | 4.0118 | 1.6809 | 6.7434 | 15.6583 | 6.5606 | 102.7276 | 1.8628e-15 | 8.0925 | 49.7211 | 20.8596 | 3.1649 | 566.3955 | 8.056 | 0.18675 | 54.6963 | 4.4703 | 72.014 | 16.3203 | 66.4901 | 4012.0084 | 3301.7997 | 5.9903 | 913.9844 | 2.9693 | 11.2753 | 9.7024 | 268.5802 | 1033.6409 | 0.99231 | 178.6743 | 231.9327 | 109.3432 | 141.3108 | 88.0636 | 0.48812 | 695.9713 | 332.354
1f37113 | MBS_a | 5 | 00m_051004_345x211x716.dat | 0.0663;0.0663;0.0663 | 345;211;716 | (1.1750;68.1881;12.8580) | 110 | 3.9 | 52 | 78.0611 | 60 | Varibar | [5,133] | [30,30] | 0 | 10 | 125 | abnormal | tracheal aspiration | 4.0118 | 1.6809 | 6.7434 | 15.6583 | 6.5606 | 102.7276 | 2.5545e-15 | 4.9533 | 30.6556 | 15.0669 | 1.8612 | 447.137 | 4.7356 | 0.136 | 35.6437 | 2.6495 | 45.0738 | 10.0835 | 44.8546 | 154.8303 | 2177.3558 | 3.4186 | 758.1207 | 1.7466 | 7.14 | 5.8133 | 194.0947 | 793.8227 | 0.59135 | 122.8528 | 156.4708 | 83.5806 | 112.3059 | 79.3655 | 0.13858 | 282.1523 | 105.3423
1f37113 | MBS_a | 5 | 00m_051004_345x211x716.dat | 0.0663;0.0663;0.0663 | 345;211;716 | (1.1750;68.1881;12.8580) | 110 | 7.85 | 62 | 78.0611 | 60 | Varibar | [5,133] | [30,30] | 0 | 10 | 125 | abnormal | tracheal aspiration | 4.0118 | 1.6809 | 6.7434 | 15.6583 | 6.5606 | 102.7276 | 2.0401e-15 | 8.1178 | 45.1229 | 19.0692 | 3.0224 | 549.4837 | 7.4482 | 0.13761 | 50.2182 | 4.2875 | 65.492 | 15.0277 | 61.8402 | 205.75 | 2911.9207 | 5.7566 | 883.6836 | 2.8573 | 11.2965 | 8.8814 | 253.2037 | 974.6106 | 0.99285 | 167.0526 | 214.0595 | 104.6819 | 135.4526 | 86.0165 | 0.41512 | 368.1708 | 135.5195
1f37113 | MBS_a | 5 | 00m_051004_345x211x716.dat | 0.0663;0.0663;0.0663 | 345;211;716 | (1.1750;68.1881;12.8580) | 110 | 9.9905 | 69 | 78.0611 | 60 | Varibar | [5,133] | [30,30] | 0 | 10 | 125 | abnormal | tracheal aspiration | 4.0118 | 1.6809 | 6.7434 | 15.6583 | 6.5606 | 102.7276 | 1.9725e-15 | 9.3126 | 49.5143 | 23.0507 | 3.4088 | 564.8218 | 7.5844 | 0.27582 | 53.6989 | 4.8544 | 71.1997 | 16.5654 | 65.6432 | 217.8171 | 3056.456 | 6.5461 | 908.3486 | 3.3742 | 12.4615 | 9.99 | 265.7517 | 1000.162 | 1.0723 | 179.5517 | 229.3103 | 110.2162 | 139.9155 | 86.4197 | 0.68046 | 384.8059 | 142.1567
1f37113 | MBS_a | 5 | 00m_051004_345x211x716.dat | 0.0663;0.0663;0.0663 | 345;211;716 | (1.1750;68.1881;12.8580) | 60 | 2.5 | 38 | 78.0611 | 60 | Varibar | [5,133] | [30,30] | 0 | 10 | 125 | abnormal | tracheal aspiration | 4.0118 | 1.6809 | 6.7434 | 15.6583 | 6.5606 | 102.7276 | 3.1915e-15 | 2.6603 | 18.6824 | 8.5831 | 0.85016 | 372.3319 | 2.6738 | 0.052326 | 23.414 | 1.1571 | 33.0314 | 5.8521 | 31.5306 | 114.2187 | 1586.2722 | 1.661 | 662.0695 | 0.77857 | 3.603 | 2.8064 | 149.2022 | 664.2942 | 0.23095 | 87.0877 | 109.7997 | 67.1046 | 94.823 | 74.4732 | 0.094689 | 214.4573 | 81.4761
1f37113 | MBS_a | 5 | 00m_051004_345x211x716.dat | 0.0663;0.0663;0.0663 | 345;211;716 | (1.1750;68.1881;12.8580) | 60 | 5.7448 | 47 | 78.0611 | 60 | Varibar | [5,133] | [30,30] | 0 | 10 | 125 | abnormal | tracheal aspiration | 4.0118 | 1.6809 | 6.7434 | 15.6583 | 6.5606 | 102.7276 | 2.0725e-15 | 6.2477 | 39.778 | 20.0583 | 2.2173 | 522.5207 | 5.6088 | 0.24813 | 46.8874 | 3.1256 | 64.4984 | 13.2051 | 59.2679 | 193.394 | 2862.935 | 4.3302 | 866.5574 | 2.0757 | 8.7785 | 6.7842 | 243.0935 | 990.1307 | 0.70583 | 152.0085 | 197.1294 | 100.1172 | 132.7599 | 86.7782 | 0.28816 | 357.2176 | 131.5262
1f37113 | MBS_a | 5 | 00m_051004_345x211x716.dat | 0.0663;0.0663;0.0663 | 345;211;716 | (1.1750;68.1881;12.8580) | 60 | 6.3535 | 49 | 78.0611 | 60 | Varibar | [5,133] | [30,30] | 0 | 10 | 125 | abnormal | tracheal aspiration | 4.0118 | 1.6809 | 6.7434 | 15.6583 | 6.5606 | 102.7276 | 1.9788e-15 | 6.8531 | 43.1287 | 19.9659 | 2.5652 | 535.9247 | 6.4791 | 0.44567 | 50.2632 | 3.5201 | 73.7711 | 14.3555 | 63.0375 | 202.8226 | 3060.102 | 4.7122 | 886.992 | 2.2664 | 9.9665 | 8.1286 | 253.3072 | 1017.1704 | 0.73342 | 160.9185 | 209.3781 | 103.7345 | 136.6992 | 87.875 | 0.20568 | 376.9652 | 137.5024
1f37113 | MBS_a | 5 | 00m_051004_345x211x716.dat | 0.0663;0.0663;0.0663 | 345;211;716 | (1.1750;68.1881;12.8580) | 80 | 2.9 | 44 | 78.0611 | 60 | Varibar | [5,133] | [30,30] | 0 | 10 | 125 | abnormal | tracheal aspiration | 4.0118 | 1.6809 | 6.7434 | 15.6583 | 6.5606 | 102.7276 | 2.8575e-15 | 3.6371 | 24.0027 | 10.9067 | 1.3602 | 403.288 | 2.9771 | 0.035167 | 29.1418 | 1.7948 | 41.8686 | 7.7735 | 37.6376 | 130.3967 | 1880.2375 | 2.5355 | 701.0646 | 1.1682 | 5.0509 | 4.2719 | 167.4674 | 719.7172 | 0.32688 | 102.3275 | 130.2275 | 73.1131 | 101.9938 | 76.465 | 0.067069 | 246.1491 | 91.9673
1f37113 | MBS_a | 5 | 00m_051004_345x211x716.dat | 0.0663;0.0663;0.0663 | 345;211;716 | (1.1750;68.1881;12.8580) | 80 | 7.702 | 57 | 78.0611 | 60 | Varibar | [5,133] | [30,30] | 0 | 10 | 125 | abnormal | tracheal aspiration | 4.0118 | 1.6809 | 6.7434 | 15.6583 | 6.5606 | 102.7276 | 1.9101e-15 | 8.145 | 47.4726 | 20.7787 | 3.0421 | 562.6314 | 7.588 | 0.12697 | 53.5984 | 4.4355 | 72.9007 | 15.9403 | 65.6604 | 213.3047 | 3195.5388 | 5.9687 | 902.8697 | 2.8576 | 11.5793 | 9.5847 | 261.5893 | 1012.3909 | 0.99867 | 172.9229 | 224.3119 | 107.7414 | 139.4475 | 87.9045 | 0.45412 | 394.0826 | 142.2697
1f37113 | MBS_a | 5 | 00m_051004_345x211x716.dat | 0.0663;0.0663;0.0663 | 345;211;716 | (1.1750;68.1881;12.8580) | 80 | 8.502 | 60 | 78.0611 | 60 | Varibar | [5,133] | [30,30] | 0 | 10 | 125 | abnormal | tracheal aspiration | 4.0118 | 1.6809 | 6.7434 | 15.6583 | 6.5606 | 102.7276 | 1.8628e-15 | 8.8387 | 49.8601 | 22.0041 | 3.2387 | 566.5029 | 8.4962 | 0.18675 | 55.5659 | 4.759 | 72.0194 | 16.7197 | 68.0899 | 217.5665 | 3304.3764 | 6.3328 | 914.1992 | 3.0952 | 12.1192 | 10.1834 | 268.8111 | 1029.9369 | 1.0603 | 179.5554 | 232.962 | 110.4366 | 141.7348 | 88.2651 | 0.44719 | 404.6439 | 146.005
1f37113 | MBS_a | 6 | 00m_051004_345x211x716.dat | 0.0663;0.0663;0.0663 | 345;211;716 | (1.1750;68.1881;12.8580) | 110 | 3.9 | 52 | 78.0611 | 60 | Varibar | [5,133,110] | [30,30,100] | 0 | 20 | 125 | abnormal | tracheal aspiration | 4.0118 | 1.6809 | 6.7434 | 15.6583 | 6.5606 | 102.7276 | 2.5545e-15 | 4.5665 | 30.5871 | 15.3949 | 1.8029 | 447.137 | 4.9083 | 0.13472 | 34.916 | 2.4819 | 44.8585 | 9.8337 | 43.6802 | 2271.7783 | 2176.3771 | 3.2553 | 757.8466 | 1.6816 | 6.6299 | 5.5659 | 193.5701 | 793.5487 | 0.55769 | 122.2904 | 155.8294 | 82.7057 | 111.9729 | 79.2251 | 0.13858 | 444.6881 | 209.2851
1f37113 | MBS_a | 6 | 00m_051004_345x211x716.dat | 0.0663;0.0663;0.0663 | 345;211;716 | (1.1750;68.1881;12.8580) | 110 | 7.85 | 62 | 78.0611 | 60 | Varibar | [5,133,110] | [30,30,100] | 0 | 20 | 125 | abnormal | tracheal aspiration | 4.0118 | 1.6809 | 6.7434 | 15.6583 | 6.5606 | 102.7276 | 2.0401e-15 | 7.5197 | 45.0204 | 18.8285 | 2.9357 | 549.6308 | 7.1624 | 0.14447 | 49.4045 | 4.0592 | 65.3547 | 14.6758 | 60.3893 | 3465.2278 | 2909.96 | 5.4453 | 883.2914 | 2.7418 | 10.651 | 8.5217 | 252.9194 | 975.738 | 0.95594 | 166.2915 | 213.1783 | 103.5309 | 135.0697 | 85.8284 | 0.37161 | 618.4563 | 295.5994
1f37113 | MBS_a | 6 | 00m_051004_345x211x716.dat | 0.0663;0.0663;0.0663 | 345;211;716 | (1.1750;68.1881;12.8580) | 110 | 9.9905 | 69 | 78.0611 | 60 | Varibar | [5,133,110] | [30,30,100] | 0 | 20 | 125 | abnormal | tracheal aspiration | 4.0118 | 1.6809 | 6.7434 | 15.6583 | 6.5606 | 102.7276 | 1.9725e-15 | 8.5958 | 49.382 | 22.6887 | 3.2808 | 564.3655 | 7.0409 | 0.32147 | 52.9232 | 4.6524 | 70.7586 | 16.1675 | 64.173 | 3861.0774 | 3054.3267 | 6.211 | 907.9431 | 3.2456 | 11.8531 | 9.5869 | 265.995 | 1000.821 | 1.0359 | 178.7798 | 228.4152 | 108.9875 | 139.5635 | 86.2718 | 0.66946 | 664.5211 | 321.0735
1f37113 | MBS_a | 6 | 00m_051004_345x211x716.dat | 0.0663;0.0663;0.0663 | 345;211;716 | (1.1750;68.1881;12.8580) | 60 | 2.5 | 38 | 78.0611 | 60 | Varibar | [5,133,110] | [30,30,100] | 0 | 20 | 125 | abnormal | tracheal aspiration | 4.0118 | 1.6809 | 6.7434 | 15.6583 | 6.5606 | 102.7276 | 3.1915e-15 | 2.4184 | 18.6442 | 8.4189 | 0.83005 | 372.3319 | 2.6115 | 0.052326 | 22.9619 | 1.0783 | 33.0314 | 5.7205 | 30.5141 | 1237.8476 | 1585.7709 | 1.5933 | 661.6622 | 0.75146 | 3.3235 | 2.6445 | 148.4095 | 661.7875 | 0.21164 | 86.6747 | 109.3411 | 66.1709 | 94.5292 | 74.3843 | 0.094689 | 300.6269 | 136.4323
1f37113 | MBS_a | 6 | 00m_051004_345x211x716.dat | 0.0663;0.0663;0.0663 | 345;211;716 | (1.1750;68.1881;12.8580) | 60 | 5.7448 | 47 | 78.0611 | 60 | Varibar | [5,133,110] | [30,30,100] | 0 | 20 | 125 | abnormal | tracheal aspiration | 4.0118 | 1.6809 | 6.7434 | 15.6583 | 6.5606 | 102.7276 | 2.0725e-15 | 5.5794 | 39.6848 | 19.6579 | 2.1428 | 522.3277 | 5.6489 | 0.16968 | 46.0681 | 2.9237 | 64.2765 | 12.8408 | 57.4392 | 2915.1436 | 2861.8734 | 4.0593 | 866.2679 | 1.9747 | 8.0426 | 6.4513 | 242.6544 | 990.0825 | 0.66824 | 151.2061 | 196.2063 | 98.7749 | 132.2908 | 86.6011 | 0.28032 | 566.1502 | 265.0163
1f37113 | MBS_a | 6 | 00m_051004_345x211x716.dat | 0.0663;0.0663;0.0663 | 345;211;716 | (1.1750;68.1881;12.8580) | 60 | 6.3535 | 49 | 78.0611 | 60 | Varibar | [5,133,110] | [30,30,100] | 0 | 20 | 125 | abnormal | tracheal aspiration | 4.0118 | 1.6809 | 6.7434 | 15.6583 | 6.5606 | 102.7276 | 1.9788e-15 | 6.1991 | 43.022 | 19.2069 | 2.4786 | 535.7225 | 6.3543 | 0.39743 | 49.2288 | 3.2708 | 73.2961 | 13.9745 | 61.2132 | 3246.3744 | 3058.4849 | 4.4223 | 886.5371 | 2.1578 | 9.2125 | 7.6758 | 253.1657 | 1017.3725 | 0.69769 | 160.054 | 208.3776 | 102.3335 | 136.2211 | 87.6853 | 0.16733 | 610.5898 | 286.771
1f37113 | MBS_a | 6 | 00m_051004_345x211x716.dat | 0.0663;0.0663;0.0663 | 345;211;716 | (1.1750;68.1881;12.8580) | 80 | 2.9 | 44 | 78.0611 | 60 | Varibar | [5,133,110] | [30,30,100] | 0 | 20 | 125 | abnormal | tracheal aspiration | 4.0118 | 1.6809 | 6.7434 | 15.6583 | 6.5606 | 102.7276 | 2.8575e-15 | 3.344 | 23.953 | 10.8787 | 1.3117 | 403.393 | 2.9687 | 0.02991 | 28.6046 | 1.6802 | 41.6796 | 7.5888 | 36.5038 | 1722.7228 | 1879.6075 | 2.3816 | 700.6446 | 1.1322 | 4.7485 | 4.0185 | 166.9845 | 719.2972 | 0.31234 | 101.838 | 129.6725 | 72.1957 | 101.6809 | 76.3658 | 0.067069 | 368.3864 | 170.058
1f37113 | MBS_a | 6 | 00m_051004_345x211x716.dat | 0.0663;0.0663;0.0663 | 345;211;716 | (1.1750;68.1881;12.8580) | 80 | 7.702 | 57 | 78.0611 | 60 | Varibar | [5,133,110] | [30,30,100] | 0 | 20 | 125 | abnormal | tracheal aspiration | 4.0118 | 1.6809 | 6.7434 | 15.6583 | 6.5606 | 102.7276 | 1.9101e-15 | 7.4901 | 47.3465 | 20.2316 | 2.9436 | 562.5267 | 7.2142 | 0.12697 | 52.5775 | 4.1601 | 72.8379 | 15.5565 | 64.0322 | 3755.2385 | 3192.7642 | 5.5912 | 902.3985 | 2.7535 | 10.8343 | 9.0062 | 261.605 | 1014.6421 | 0.97334 | 172.0543 | 223.2966 | 106.6208 | 139.0204 | 87.708 | 0.42339 | 665.9814 | 316.184
1f37113 | MBS_a | 6 | 00m_051004_345x211x716.dat | 0.0663;0.0663;0.0663 | 345;211;716 | (1.1750;68.1881;12.8580) | 80 | 8.502 | 60 | 78.0611 | 60 | Varibar | [5,133,110] | [30,30,100] | 0 | 20 | 125 | abnormal | tracheal aspiration | 4.0118 | 1.6809 | 6.7434 | 15.6583 | 6.5606 | 102.7276 | 1.8628e-15 | 8.0925 | 49.7211 | 20.8596 | 3.1649 | 566.3955 | 8.056 | 0.18675 | 54.6963 | 4.4703 | 72.014 | 16.3203 | 66.4901 | 4012.0084 | 3301.7997 | 5.9903 | 913.9844 | 2.9693 | 11.2753 | 9.7024 | 268.5802 | 1033.6409 | 0.99231 | 178.6743 | 231.9327 | 109.3432 | 141.3108 | 88.0636 | 0.48812 | 695.9713 | 332.354
1f37113 | MBS_a | 7 | 00m_051004_345x211x716.dat | 0.0663;0.0663;0.0663 | 345;211;716 | (1.1750;68.1881;12.8580) | 110 | 3.9 | 52 | 78.0611 | 60 | Varibar | [5,133] | [30,30] | 0 | 10 | 125 | abnormal | tracheal aspiration | 4.0118 | 1.6809 | 6.7434 | 15.6583 | 6.5606 | 102.7276 | 2.5545e-15 | 4.9533 | 30.6556 | 15.0669 | 1.8612 | 447.137 | 4.7356 | 0.136 | 35.6437 | 2.6495 | 45.0738 | 10.0839 | 44.8546 | 154.8303 | 2177.3558 | 3.4186 | 758.1207 | 1.7466 | 7.14 | 5.8133 | 194.0947 | 793.8227 | 0.59135 | 122.8522 | 156.4708 | 83.5806 | 112.3059 | 79.3655 | 0.13858 | 282.1523 | 105.3422
1f37113 | MBS_a | 7 | 00m_051004_345x211x716.dat | 0.0663;0.0663;0.0663 | 345;211;716 | (1.1750;68.1881;12.8580) | 110 | 7.85 | 62 | 78.0611 | 60 | Varibar | [5,133] | [30,30] | 0 | 10 | 125 | abnormal | tracheal aspiration | 4.0118 | 1.6809 | 6.7434 | 15.6583 | 6.5606 | 102.7276 | 2.0401e-15 | 8.1178 | 45.1229 | 19.0692 | 3.0224 | 549.4837 | 7.4482 | 0.13761 | 50.2182 | 4.2875 | 65.492 | 15.0277 | 61.8402 | 205.75 | 2911.9207 | 5.7566 | 883.6836 | 2.8573 | 11.2965 | 8.8814 | 253.2037 | 974.6106 | 0.99285 | 167.0526 | 214.0595 | 104.6819 | 135.4526 | 86.0165 | 0.41512 | 368.1708 | 135.5195
1f37113 | MBS_a | 7 | 00m_051004_345x211x716.dat | 0.0663;0.0663;0.0663 | 345;211;716 | (1.1750;68.1881;12.8580) | 110 | 9.9905 | 69 | 78.0611 | 60 | Varibar | [5,133] | [30,30] | 0 | 10 | 125 | abnormal | tracheal aspiration | 4.0118 | 1.6809 | 6.7434 | 15.6583 | 6.5606 | 102.7276 | 1.9725e-15 | 9.3126 | 49.5143 | 23.0507 | 3.4088 | 564.8218 | 7.5844 | 0.27582 | 53.6989 | 4.8544 | 71.1997 | 16.5654 | 65.6432 | 217.8171 | 3056.456 | 6.5461 | 908.3486 | 3.3742 | 12.4615 | 9.99 | 265.7517 | 1000.162 | 1.0723 | 179.5517 | 229.3103 | 110.2162 | 139.9155 | 86.4197 | 0.68046 | 384.8059 | 142.1567
1f37113 | MBS_a | 7 | 00m_051004_345x211x716.dat | 0.0663;0.0663;0.0663 | 345;211;716 | (1.1750;68.1881;12.8580) | 60 | 2.5 | 38 | 78.0611 | 60 | Varibar | [5,133] | [30,30] | 0 | 10 | 125 | abnormal | tracheal aspiration | 4.0118 | 1.6809 | 6.7434 | 15.6583 | 6.5606 | 102.7276 | 3.1915e-15 | 2.6603 | 18.6824 | 8.5831 | 0.85016 | 372.3319 | 2.6738 | 0.052326 | 23.414 | 1.1571 | 33.0314 | 5.8521 | 31.5306 | 114.2187 | 1586.2722 | 1.661 | 662.0695 | 0.77857 | 3.603 | 2.8064 | 149.2022 | 664.2942 | 0.23095 | 87.0877 | 109.7997 | 67.1046 | 94.823 | 74.4732 | 0.094689 | 214.4573 | 81.4761
1f37113 | MBS_a | 7 | 00m_051004_345x211x716.dat | 0.0663;0.0663;0.0663 | 345;211;716 | (1.1750;68.1881;12.8580) | 60 | 5.7448 | 47 | 78.0611 | 60 | Varibar | [5,133] | [30,30] | 0 | 10 | 125 | abnormal | tracheal aspiration | 4.0118 | 1.6809 | 6.7434 | 15.6583 | 6.5606 | 102.7276 | 2.0725e-15 | 6.2477 | 39.778 | 20.0583 | 2.2173 | 522.5207 | 5.6088 | 0.24813 | 46.8874 | 3.1256 | 64.4984 | 13.2051 | 59.2679 | 193.394 | 2862.935 | 4.3302 | 866.5574 | 2.0757 | 8.7785 | 6.7842 | 243.0935 | 990.1307 | 0.70583 | 152.0085 | 197.1294 | 100.1172 | 132.7599 | 86.7782 | 0.28816 | 357.2176 | 131.5262
1f37113 | MBS_a | 7 | 00m_051004_345x211x716.dat | 0.0663;0.0663;0.0663 | 345;211;716 | (1.1750;68.1881;12.8580) | 60 | 6.3535 | 49 | 78.0611 | 60 | Varibar | [5,133] | [30,30] | 0 | 10 | 125 | abnormal | tracheal aspiration | 4.0118 | 1.6809 | 6.7434 | 15.6583 | 6.5606 | 102.7276 | 1.9788e-15 | 6.8531 | 43.1287 | 19.9659 | 2.5652 | 535.9247 | 6.4791 | 0.44567 | 50.2632 | 3.5201 | 73.7711 | 14.355 | 63.0375 | 202.8226 | 3060.102 | 4.7122 | 886.992 | 2.2664 | 9.9665 | 8.1326 | 253.3072 | 1017.1704 | 0.73342 | 160.9185 | 209.3781 | 103.7345 | 136.6992 | 87.875 | 0.20568 | 376.9652 | 137.5028
1f37113 | MBS_a | 7 | 00m_051004_345x211x716.dat | 0.0663;0.0663;0.0663 | 345;211;716 | (1.1750;68.1881;12.8580) | 80 | 2.9 | 44 | 78.0611 | 60 | Varibar | [5,133] | [30,30] | 0 | 10 | 125 | abnormal | tracheal aspiration | 4.0118 | 1.6809 | 6.7434 | 15.6583 | 6.5606 | 102.7276 | 2.8575e-15 | 3.6371 | 24.0027 | 10.9067 | 1.3602 | 403.288 | 2.9771 | 0.035167 | 29.1418 | 1.7941 | 41.8686 | 7.7735 | 37.6376 | 130.3967 | 1880.2375 | 2.5355 | 701.0646 | 1.1682 | 5.0509 | 4.2719 | 167.4674 | 719.7172 | 0.32688 | 102.3275 | 130.2276 | 73.1131 | 101.9938 | 76.465 | 0.067069 | 246.149 | 91.9673
1f37113 | MBS_a | 7 | 00m_051004_345x211x716.dat | 0.0663;0.0663;0.0663 | 345;211;716 | (1.1750;68.1881;12.8580) | 80 | 7.702 | 57 | 78.0611 | 60 | Varibar | [5,133] | [30,30] | 0 | 10 | 125 | abnormal | tracheal aspiration | 4.0118 | 1.6809 | 6.7434 | 15.6583 | 6.5606 | 102.7276 | 1.9101e-15 | 8.145 | 47.4726 | 20.7787 | 3.0421 | 562.6314 | 7.588 | 0.12697 | 53.5984 | 4.4355 | 72.9007 | 15.9408 | 65.6604 | 213.3047 | 3195.5388 | 5.9687 | 902.8697 | 2.8576 | 11.5793 | 9.5847 | 261.5893 | 1012.3909 | 0.99867 | 172.9229 | 224.3119 | 107.7414 | 139.4475 | 87.9045 | 0.45412 | 394.0826 | 142.2697
1f37113 | MBS_a | 7 | 00m_051004_345x211x716.dat | 0.0663;0.0663;0.0663 | 345;211;716 | (1.1750;68.1881;12.8580) | 80 | 8.502 | 60 | 78.0611 | 60 | Varibar | [5,133] | [30,30] | 0 | 10 | 125 | abnormal | tracheal aspiration | 4.0118 | 1.6809 | 6.7434 | 15.6583 | 6.5606 | 102.7276 | 1.8628e-15 | 8.8387 | 49.8601 | 22.0041 | 3.2387 | 566.5029 | 8.4962 | 0.18675 | 55.5659 | 4.759 | 72.0194 | 16.7197 | 68.0899 | 217.5665 | 3304.3764 | 6.3328 | 914.1992 | 3.0952 | 12.1192 | 10.1834 | 268.8111 | 1029.9369 | 1.0603 | 179.5554 | 232.962 | 110.4366 | 141.7348 | 88.2651 | 0.44719 | 404.6439 | 146.005
1f37113 | MBS_a | 8 | 00m_051004_345x211x716.dat | 0.0663;0.0663;0.0663 | 345;211;716 | (1.1750;68.1881;12.8580) | 110 | 3.9 | 52 | 78.0611 | 60 | Varibar | [5,133,110] | [30,30,100] | 0 | 20 | 125 | abnormal | tracheal aspiration | 4.0118 | 1.6809 | 6.7434 | 15.6583 | 6.5606 | 102.7276 | 2.5545e-15 | 4.5665 | 30.5871 | 15.3949 | 1.8029 | 447.137 | 4.9083 | 0.13472 | 34.916 | 2.4819 | 44.8585 | 9.8341 | 43.6802 | 2271.7783 | 2176.3771 | 3.2553 | 757.8466 | 1.6816 | 6.6299 | 5.5659 | 193.5701 | 793.5487 | 0.55769 | 122.2904 | 155.8308 | 82.7057 | 111.9729 | 79.2251 | 0.13858 | 444.6881 | 209.2851
1f37113 | MBS_a | 8 | 00m_051004_345x211x716.dat | 0.0663;0.0663;0.0663 | 345;211;716 | (1.1750;68.1881;12.8580) | 110 | 7.85 | 62 | 78.0611 | 60 | Varibar | [5,133,110] | [30,30,100] | 0 | 20 | 125 | abnormal | tracheal aspiration | 4.0118 | 1.6809 | 6.7434 | 15.6583 | 6.5606 | 102.7276 | 2.0401e-15 | 7.5197 | 45.0199 | 18.8285 | 2.9357 | 549.6308 | 7.1624 | 0.14447 | 49.4045 | 4.0592 | 65.3547 | 14.6758 | 60.3893 | 3465.2278 | 2909.96 | 5.4453 | 883.2914 | 2.7418 | 10.651 | 8.5217 | 252.9194 | 975.738 | 0.95594 | 166.2915 | 213.1783 | 103.5309 | 135.0697 | 85.8284 | 0.37161 | 618.4563 | 295.5994
1f37113 | MBS_a | 8 | 00m_051004_345x211x716.dat | 0.0663;0.0663;0.0663 | 345;211;716 | (1.1750;68.1881;12.8580) | 110 | 9.9905 | 69 | 78.0611 | 60 | Varibar | [5,133,110] | [30,30,100] | 0 | 20 | 125 | abnormal | tracheal aspiration | 4.0118 | 1.6809 | 6.7434 | 15.6583 | 6.5606 | 102.7276 | 1.9725e-15 | 8.5958 | 49.382 | 22.6887 | 3.2806 | 564.3655 | 7.0409 | 0.32147 | 52.9232 | 4.6524 | 70.7586 | 16.1675 | 64.173 | 3861.0774 | 3054.3267 | 6.211 | 907.9431 | 3.2456 | 11.8531 | 9.5869 | 265.995 | 1000.821 | 1.0359 | 178.7798 | 228.4153 | 108.9875 | 139.5635 | 86.2718 | 0.66946 | 664.5211 | 321.0735
1f37113 | MBS_a | 8 | 00m_051004_345x211x716.dat | 0.0663;0.0663;0.0663 | 345;211;716 | (1.1750;68.1881;12.8580) | 60 | 2.5 | 38 | 78.0611 | 60 | Varibar | [5,133,110] | [30,30,100] | 0 | 20 | 125 | abnormal | tracheal aspiration | 4.0118 | 1.6809 | 6.7434 | 15.6583 | 6.5606 | 102.7276 | 3.1915e-15 | 2.4184 | 18.6442 | 8.4189 | 0.83005 | 372.3319 | 2.6115 | 0.052326 | 22.9619 | 1.0783 | 33.0314 | 5.7205 | 30.5144 | 1237.8476 | 1585.7709 | 1.5933 | 661.6622 | 0.75146 | 3.3235 | 2.6445 | 148.4095 | 661.7875 | 0.21164 | 86.6747 | 109.341 | 66.1709 | 94.5292 | 74.3843 | 0.094689 | 300.6269 | 136.4323
1f37113 | MBS_a | 8 | 00m_051004_345x211x716.dat | 0.0663;0.0663;0.0663 | 345;211;716 | (1.1750;68.1881;12.8580) | 60 | 5.7448 | 47 | 78.0611 | 60 | Varibar | [5,133,110] | [30,30,100] | 0 | 20 | 125 | abnormal | tracheal aspiration | 4.0118 | 1.6809 | 6.7434 | 15.6583 | 6.5606 | 102.7276 | 2.0725e-15 | 5.5794 | 39.6848 | 19.6579 | 2.1428 | 522.3277 | 5.6489 | 0.16968 | 46.0681 | 2.9237 | 64.2765 | 12.8408 | 57.4392 | 2915.1436 | 2861.8734 | 4.0593 | 866.2679 | 1.9747 | 8.0426 | 6.4513 | 242.6544 | 990.0825 | 0.66824 | 151.2061 | 196.2063 | 98.7749 | 132.2908 | 86.6011 | 0.28032 | 566.1502 | 265.0163
1f37113 | MBS_a | 8 | 00m_051004_345x211x716.dat | 0.0663;0.0663;0.0663 | 345;211;716 | (1.1750;68.1881;12.8580) | 60 | 6.3535 | 49 | 78.0611 | 60 | Varibar | [5,133,110] | [30,30,100] | 0 | 20 | 125 | abnormal | tracheal aspiration | 4.0118 | 1.6809 | 6.7434 | 15.6583 | 6.5606 | 102.7276 | 1.9788e-15 | 6.1991 | 43.022 | 19.2069 | 2.4786 | 535.7225 | 6.3543 | 0.39743 | 49.2288 | 3.2708 | 73.2961 | 13.9745 | 61.2132 | 3246.3744 | 3058.4849 | 4.4223 | 886.5371 | 2.1578 | 9.2125 | 7.6758 | 253.1657 | 1017.3725 | 0.69769 | 160.054 | 208.3776 | 102.3335 | 136.2211 | 87.6853 | 0.16733 | 610.5898 | 286.771
1f37113 | MBS_a | 8 | 00m_051004_345x211x716.dat | 0.0663;0.0663;0.0663 | 345;211;716 | (1.1750;68.1881;12.8580) | 80 | 2.9 | 44 | 78.0611 | 60 | Varibar | [5,133,110] | [30,30,100] | 0 | 20 | 125 | abnormal | tracheal aspiration | 4.0118 | 1.6809 | 6.7434 | 15.6583 | 6.5606 | 102.7276 | 2.8575e-15 | 3.344 | 23.953 | 10.8787 | 1.3117 | 403.393 | 2.9687 | 0.02991 | 28.6046 | 1.6802 | 41.6796 | 7.5888 | 36.5038 | 1722.7228 | 1879.6075 | 2.3816 | 700.6446 | 1.1322 | 4.7485 | 4.0185 | 166.9845 | 719.2972 | 0.31234 | 101.838 | 129.6725 | 72.1957 | 101.6809 | 76.3658 | 0.067069 | 368.3864 | 170.058
1f37113 | MBS_a | 8 | 00m_051004_345x211x716.dat | 0.0663;0.0663;0.0663 | 345;211;716 | (1.1750;68.1881;12.8580) | 80 | 7.702 | 57 | 78.0611 | 60 | Varibar | [5,133,110] | [30,30,100] | 0 | 20 | 125 | abnormal | tracheal aspiration | 4.0118 | 1.6809 | 6.7434 | 15.6583 | 6.5606 | 102.7276 | 1.9101e-15 | 7.4901 | 47.3465 | 20.2316 | 2.9436 | 562.5267 | 7.2142 | 0.12697 | 52.5775 | 4.1601 | 72.8379 | 15.556 | 64.0322 | 3755.2385 | 3192.7642 | 5.5912 | 902.3985 | 2.7535 | 10.8343 | 9.0062 | 261.605 | 1014.6421 | 0.97334 | 172.0543 | 223.2966 | 106.6208 | 139.0204 | 87.708 | 0.42339 | 665.9814 | 316.184
1f37113 | MBS_a | 8 | 00m_051004_345x211x716.dat | 0.0663;0.0663;0.0663 | 345;211;716 | (1.1750;68.1881;12.8580) | 80 | 8.502 | 60 | 78.0611 | 60 | Varibar | [5,133,110] | [30,30,100] | 0 | 20 | 125 | abnormal | tracheal aspiration | 4.0118 | 1.6809 | 6.7434 | 15.6583 | 6.5606 | 102.7276 | 1.8628e-15 | 8.0925 | 49.7211 | 20.8596 | 3.1649 | 566.3955 | 8.056 | 0.18675 | 54.6963 | 4.4714 | 72.014 | 16.3203 | 66.4901 | 4012.0084 | 3301.7997 | 5.9903 | 913.9844 | 2.9693 | 11.2753 | 9.7024 | 268.5802 | 1033.6409 | 0.99231 | 178.6743 | 231.9329 | 109.3432 | 141.3108 | 88.0636 | 0.48812 | 695.9714 | 332.354
1f37113 | MBS_a | 9 | 00m_051004_345x211x716.dat | 0.0663;0.0663;0.0663 | 345;211;716 | (1.1750;68.1881;12.8580) | 110 | 3.9 | 52 | 78.0611 | 60 | Varibar | [5,133,110] | [30,30,100] | 0 | 15 | 125 | abnormal | tracheal aspiration | 4.0118 | 1.6809 | 6.7434 | 15.6583 | 6.5606 | 102.7276 | 2.5545e-15 | 4.5665 | 30.5871 | 15.3949 | 1.8029 | 447.137 | 4.9083 | 0.13472 | 34.916 | 2.4819 | 44.8585 | 9.8337 | 43.6802 | 2271.7783 | 2176.3771 | 3.2553 | 757.8466 | 1.6816 | 6.6299 | 5.5659 | 193.5701 | 793.5487 | 0.55769 | 122.2904 | 155.8294 | 82.7057 | 111.9729 | 79.2251 | 0.13858 | 444.6881 | 209.2851
1f37113 | MBS_a | 9 | 00m_051004_345x211x716.dat | 0.0663;0.0663;0.0663 | 345;211;716 | (1.1750;68.1881;12.8580) | 110 | 7.85 | 62 | 78.0611 | 60 | Varibar | [5,133,110] | [30,30,100] | 0 | 15 | 125 | abnormal | tracheal aspiration | 4.0118 | 1.6809 | 6.7434 | 15.6583 | 6.5606 | 102.7276 | 2.0401e-15 | 7.5197 | 45.0204 | 18.8285 | 2.9357 | 549.6308 | 7.1624 | 0.14447 | 49.4045 | 4.0592 | 65.3547 | 14.6758 | 60.3893 | 3465.2278 | 2909.96 | 5.4453 | 883.2914 | 2.7418 | 10.651 | 8.5217 | 252.9194 | 975.738 | 0.95594 | 166.2915 | 213.1783 | 103.5309 | 135.0697 | 85.8284 | 0.37161 | 618.4563 | 295.5994
1f37113 | MBS_a | 9 | 00m_051004_345x211x716.dat | 0.0663;0.0663;0.0663 | 345;211;716 | (1.1750;68.1881;12.8580) | 110 | 9.9905 | 69 | 78.0611 | 60 | Varibar | [5,133,110] | [30,30,100] | 0 | 15 | 125 | abnormal | tracheal aspiration | 4.0118 | 1.6809 | 6.7434 | 15.6583 | 6.5606 | 102.7276 | 1.9725e-15 | 8.5958 | 49.382 | 22.6887 | 3.2808 | 564.3655 | 7.0409 | 0.32147 | 52.9232 | 4.6524 | 70.7586 | 16.1675 | 64.173 | 3861.0774 | 3054.3267 | 6.211 | 907.9431 | 3.2456 | 11.8531 | 9.5869 | 265.995 | 1000.821 | 1.0359 | 178.7798 | 228.4152 | 108.9875 | 139.5635 | 86.2718 | 0.66946 | 664.5211 | 321.0735
1f37113 | MBS_a | 9 | 00m_051004_345x211x716.dat | 0.0663;0.0663;0.0663 | 345;211;716 | (1.1750;68.1881;12.8580) | 60 | 2.5 | 38 | 78.0611 | 60 | Varibar | [5,133,110] | [30,30,100] | 0 | 15 | 125 | abnormal | tracheal aspiration | 4.0118 | 1.6809 | 6.7434 | 15.6583 | 6.5606 | 102.7276 | 3.1915e-15 | 2.4184 | 18.6442 | 8.4189 | 0.83005 | 372.3319 | 2.6115 | 0.052326 | 22.9619 | 1.0783 | 33.0314 | 5.7205 | 30.5141 | 1237.8476 | 1585.7709 | 1.5933 | 661.6622 | 0.75146 | 3.3235 | 2.6445 | 148.4095 | 661.7875 | 0.21164 | 86.6747 | 109.3411 | 66.1709 | 94.5292 | 74.3843 | 0.094689 | 300.6269 | 136.4323
1f37113 | MBS_a | 9 | 00m_051004_345x211x716.dat | 0.0663;0.0663;0.0663 | 345;211;716 | (1.1750;68.1881;12.8580) | 60 | 5.7448 | 47 | 78.0611 | 60 | Varibar | [5,133,110] | [30,30,100] | 0 | 15 | 125 | abnormal | tracheal aspiration | 4.0118 | 1.6809 | 6.7434 | 15.6583 | 6.5606 | 102.7276 | 2.0725e-15 | 5.5794 | 39.6848 | 19.6579 | 2.1428 | 522.3277 | 5.6489 | 0.16968 | 46.0681 | 2.9237 | 64.2765 | 12.8408 | 57.4392 | 2915.1436 | 2861.8734 | 4.0593 | 866.2679 | 1.9747 | 8.0426 | 6.4513 | 242.6544 | 990.0825 | 0.66824 | 151.2062 | 196.2047 | 98.7749 | 132.2908 | 86.6011 | 0.28032 | 566.1502 | 265.0163
1f37113 | MBS_a | 9 | 00m_051004_345x211x716.dat | 0.0663;0.0663;0.0663 | 345;211;716 | (1.1750;68.1881;12.8580) | 60 | 6.3535 | 49 | 78.0611 | 60 | Varibar | [5,133,110] | [30,30,100] | 0 | 15 | 125 | abnormal | tracheal aspiration | 4.0118 | 1.6809 | 6.7434 | 15.6583 | 6.5606 | 102.7276 | 1.9788e-15 | 6.1991 | 43.022 | 19.2069 | 2.4786 | 535.7225 | 6.3543 | 0.39743 | 49.2288 | 3.2708 | 73.2961 | 13.975 | 61.2132 | 3246.3744 | 3058.4849 | 4.4223 | 886.5371 | 2.1578 | 9.2125 | 7.6717 | 253.1657 | 1017.3725 | 0.69769 | 160.054 | 208.3776 | 102.3335 | 136.2211 | 87.6853 | 0.16733 | 610.5898 | 286.7705
1f37113 | MBS_a | 9 | 00m_051004_345x211x716.dat | 0.0663;0.0663;0.0663 | 345;211;716 | (1.1750;68.1881;12.8580) | 80 | 2.9 | 44 | 78.0611 | 60 | Varibar | [5,133,110] | [30,30,100] | 0 | 15 | 125 | abnormal | tracheal aspiration | 4.0118 | 1.6809 | 6.7434 | 15.6583 | 6.5606 | 102.7276 | 2.8575e-15 | 3.344 | 23.953 | 10.8787 | 1.3117 | 403.393 | 2.9687 | 0.02991 | 28.6046 | 1.6802 | 41.6796 | 7.5888 | 36.5038 | 1722.7228 | 1879.6075 | 2.3816 | 700.6446 | 1.1322 | 4.7485 | 4.0185 | 166.9845 | 719.2972 | 0.31234 | 101.838 | 129.6725 | 72.1957 | 101.6809 | 76.3658 | 0.067069 | 368.3864 | 170.058
1f37113 | MBS_a | 9 | 00m_051004_345x211x716.dat | 0.0663;0.0663;0.0663 | 345;211;716 | (1.1750;68.1881;12.8580) | 80 | 7.702 | 57 | 78.0611 | 60 | Varibar | [5,133,110] | [30,30,100] | 0 | 15 | 125 | abnormal | tracheal aspiration | 4.0118 | 1.6809 | 6.7434 | 15.6583 | 6.5606 | 102.7276 | 1.9101e-15 | 7.4901 | 47.3465 | 20.2316 | 2.9436 | 562.5267 | 7.2142 | 0.12697 | 52.5775 | 4.1601 | 72.8379 | 15.5565 | 64.0322 | 3755.2385 | 3192.7642 | 5.5912 | 902.3985 | 2.7535 | 10.8343 | 9.0062 | 261.605 | 1014.6421 | 0.97334 | 172.0543 | 223.2966 | 106.6208 | 139.0204 | 87.708 | 0.42339 | 665.9814 | 316.184
1f37113 | MBS_a | 9 | 00m_051004_345x211x716.dat | 0.0663;0.0663;0.0663 | 345;211;716 | (1.1750;68.1881;12.8580) | 80 | 8.502 | 60 | 78.0611 | 60 | Varibar | [5,133,110] | [30,30,100] | 0 | 15 | 125 | abnormal | tracheal aspiration | 4.0118 | 1.6809 | 6.7434 | 15.6583 | 6.5606 | 102.7276 | 1.8628e-15 | 8.0925 | 49.7211 | 20.8596 | 3.1649 | 566.3955 | 8.056 | 0.18675 | 54.6963 | 4.4714 | 72.014 | 16.3203 | 66.4901 | 4012.0084 | 3301.7997 | 5.9903 | 913.9844 | 2.9693 | 11.2753 | 9.7024 | 268.5802 | 1033.6409 | 0.99231 | 178.6743 | 231.9329 | 109.3432 | 141.3108 | 88.0636 | 0.48812 | 695.9714 | 332.354
1f37113 | MBS_a | 10 | 01f_076010_393x248x546.dat | 0.0663;0.0663;0.1400 | 393;248;546 | (0.1677;69.1162;23.7382) | 110 | 3.9 | 52 | 81.5087 | 60 | Varibar | [5,133] | [30,30] | 0 | 10 | 185 | abnormal | tracheal aspiration | 5.7221 | 2.4744 | 14.1591 | 23.3202 | 10.0844 | 235.1704 | 1.2626e-15 | 7.6536 | 61.1636 | 7.0473 | 0.88788 | 427.1388 | 3.7226 | 0.23243 | 24.6926 | 3.2518 | 64.5013 | 6.577 | 35.8398 | 252.3595 | 1084.6976 | 2.3654 | 657.0836 | 0.99377 | 6.2039 | 5.4025 | 86.5699 | 603.2646 | 0.29829 | 91.9953 | 78.8051 | 64.3666 | 166.3627 | 67.4732 | 0.27094 | 196.1993 | 83.6485
1f37113 | MBS_a | 10 | 01f_076010_393x248x546.dat | 0.0663;0.0663;0.1400 | 393;248;546 | (0.1677;69.1162;23.7382) | 110 | 7.85 | 62 | 81.5087 | 60 | Varibar | [5,133] | [30,30] | 0 | 10 | 185 | abnormal | tracheal aspiration | 5.7221 | 2.4744 | 14.1591 | 23.3202 | 10.0844 | 235.1704 | 1.0084e-15 | 12.1817 | 92.4042 | 11.5709 | 1.5998 | 572.2556 | 5.1014 | 0.8146 | 37.0351 | 5.2704 | 81.1983 | 10.4245 | 50.3721 | 327.1633 | 1486.9165 | 3.8275 | 826.6498 | 1.719 | 9.9723 | 8.4275 | 118.8918 | 756.6078 | 0.52622 | 132.426 | 113.5942 | 83.5777 | 206.7988 | 74.0752 | 0.48998 | 263.9819 | 111.1267
1f37113 | MBS_a | 10 | 01f_076010_393x248x546.dat | 0.0663;0.0663;0.1400 | 393;248;546 | (0.1677;69.1162;23.7382) | 110 | 9.9905 | 69 | 81.5087 | 60 | Varibar | [5,133] | [30,30] | 0 | 10 | 185 | abnormal | tracheal aspiration | 5.7221 | 2.4744 | 14.1591 | 23.3202 | 10.0844 | 235.1704 | 9.7506e-16 | 14.156 | 103.5833 | 13.0177 | 1.9543 | 614.1055 | 6.3202 | 1.0015 | 41.0251 | 6.2464 | 77.2157 | 11.868 | 54.1084 | 345.6914 | 1590.9783 | 4.4293 | 867.5257 | 2.1781 | 11.388 | 10.0318 | 125.7358 | 779.0184 | 0.70391 | 146.3161 | 124.923 | 89.2834 | 216.0082 | 75.4966 | 0.74707 | 282.2179 | 118.2042
1f37113 | MBS_a | 10 | 01f_076010_393x248x546.dat | 0.0663;0.0663;0.1400 | 393;248;546 | (0.1677;69.1162;23.7382) | 60 | 2.5 | 38 | 81.5087 | 60 | Varibar | [5,133] | [30,30] | 0 | 10 | 185 | abnormal | tracheal aspiration | 5.7221 | 2.4744 | 14.1591 | 23.3202 | 10.0844 | 235.1704 | 1.5772e-15 | 3.6953 | 34.8641 | 4.6249 | 0.3475 | 313.8452 | 1.3111 | 0.13588 | 14.8693 | 1.336 | 40.1557 | 3.2756 | 24.0317 | 198.1917 | 752.341 | 0.86127 | 525.3389 | 0.35449 | 2.9039 | 2.3545 | 60.5854 | 489.643 | 0.06066 | 58.2533 | 49.7789 | 47.8329 | 134.8902 | 62.3549 | 0.070682 | 141.8212 | 62.153
1f37113 | MBS_a | 10 | 01f_076010_393x248x546.dat | 0.0663;0.0663;0.1400 | 393;248;546 | (0.1677;69.1162;23.7382) | 60 | 5.7448 | 47 | 81.5087 | 60 | Varibar | [5,133] | [30,30] | 0 | 10 | 185 | abnormal | tracheal aspiration | 5.7221 | 2.4744 | 14.1591 | 23.3202 | 10.0844 | 235.1704 | 1.0242e-15 | 8.454 | 76.2894 | 8.9144 | 0.9051 | 520.2284 | 3.9038 | 0.32026 | 32.1061 | 3.6913 | 73.9392 | 8.0606 | 46.5228 | 313.6895 | 1355.9331 | 2.4467 | 788.3393 | 1.092 | 7.2519 | 6.5891 | 112.2182 | 756.9382 | 0.30944 | 112.775 | 98.1697 | 78.0512 | 198.2616 | 73.3392 | 0.22513 | 242.2644 | 103.7034
1f37113 | MBS_a | 10 | 01f_076010_393x248x546.dat | 0.0663;0.0663;0.1400 | 393;248;546 | (0.1677;69.1162;23.7382) | 60 | 6.3535 | 49 | 81.5087 | 60 | Varibar | [5,133] | [30,30] | 0 | 10 | 185 | abnormal | tracheal aspiration | 5.7221 | 2.4744 | 14.1591 | 23.3202 | 10.0844 | 235.1704 | 9.7789e-16 | 9.7728 | 83.2202 | 9.9434 | 1.0694 | 550.9426 | 4.9522 | 0.33985 | 35.1063 | 4.1453 | 73.4266 | 8.9583 | 49.7828 | 329.1176 | 1458.6543 | 2.9224 | 819.1738 | 1.2416 | 8.3647 | 6.912 | 119.7684 | 782.5234 | 0.34689 | 121.2702 | 105.794 | 81.7305 | 205.6432 | 74.5324 | 0.24274 | 257.9955 | 109.329
1f37113 | MBS_a | 10 | 01f_076010_393x248x546.dat | 0.0663;0.0663;0.1400 | 393;248;546 | (0.1677;69.1162;23.7382) | 80 | 2.9 | 44 | 81.5087 | 60 | Varibar | [5,133] | [30,30] | 0 | 10 | 185 | abnormal | tracheal aspiration | 5.7221 | 2.4744 | 14.1591 | 23.3202 | 10.0844 | 235.1704 | 1.4122e-15 | 5.5025 | 46.1464 | 5.47 | 0.54809 | 366.1802 | 1.8342 | 0.29457 | 19.1857 | 2.0705 | 52.0223 | 4.7321 | 29.3294 | 220.8113 | 905.8201 | 1.4405 | 579.8325 | 0.61777 | 4.2379 | 3.7934 | 72.0082 | 546.2254 | 0.19891 | 72.576 | 62.3796 | 54.5771 | 147.9047 | 64.5519 | 0.04823 | 166.4279 | 71.8088
1f37113 | MBS_a | 10 | 01f_076010_393x248x546.dat | 0.0663;0.0663;0.1400 | 393;248;546 | (0.1677;69.1162;23.7382) | 80 | 7.702 | 57 | 81.5087 | 60 | Varibar | [5,133] | [30,30] | 0 | 10 | 185 | abnormal | tracheal aspiration | 5.7221 | 2.4744 | 14.1591 | 23.3202 | 10.0844 | 235.1704 | 9.4403e-16 | 12.6607 | 94.9963 | 12.0473 | 1.5537 | 584.2849 | 6.1245 | 0.55584 | 39.0614 | 5.2545 | 85.2826 | 10.6872 | 53.4668 | 337.7556 | 1577.817 | 3.9407 | 849.8708 | 1.6682 | 10.0566 | 8.8911 | 125.4203 | 794.9783 | 0.45536 | 135.7467 | 117.8705 | 85.6815 | 212.8735 | 75.4249 | 0.337 | 275.0382 | 115.5904
1f37113 | MBS_a | 10 | 01f_076010_393x248x546.dat | 0.0663;0.0663;0.1400 | 393;248;546 | (0.1677;69.1162;23.7382) | 80 | 8.502 | 60 | 81.5087 | 60 | Varibar | [5,133] | [30,30] | 0 | 10 | 185 | abnormal | tracheal aspiration | 5.7221 | 2.4744 | 14.1591 | 23.3202 | 10.0844 | 235.1704 | 9.207e-16 | 13.3692 | 100.8451 | 12.3276 | 1.7569 | 600.7828 | 5.7209 | 0.59127 | 40.8592 | 5.7601 | 91.3111 | 11.5228 | 55.4785 | 346.8779 | 1642.6654 | 4.1379 | 871.2405 | 1.8319 | 11.0481 | 9.4504 | 129.1628 | 806.2355 | 0.6001 | 142.9202 | 124.0525 | 88.9973 | 217.6115 | 76.0236 | 0.39864 | 284.3943 | 119.1377
1f37113 | MBS_a | 11 | 01f_076010_393x248x546.dat | 0.0663;0.0663;0.1400 | 393;248;546 | (0.1677;69.1162;23.7382) | 110 | 3.9 | 52 | 81.5087 | 60 | Varibar | [5,133,110] | [30,30,100] | 0 | 20 | 185 | abnormal | tracheal aspiration | 5.7221 | 2.4744 | 14.1591 | 23.3202 | 10.0844 | 235.1704 | 1.2626e-15 | 7.0875 | 60.9221 | 6.9369 | 0.84732 | 426.418 | 3.5012 | 0.21901 | 23.7057 | 3.0204 | 63.8304 | 6.3316 | 34.4189 | 3173.1465 | 1083.5888 | 2.2502 | 655.1273 | 0.9548 | 5.7935 | 4.9288 | 83.9245 | 597.4272 | 0.27948 | 91.1416 | 77.9668 | 63.9184 | 165.4615 | 67.2702 | 0.26905 | 420.2084 | 226.7356
1f37113 | MBS_a | 11 | 01f_076010_393x248x546.dat | 0.0663;0.0663;0.1400 | 393;248;546 | (0.1677;69.1162;23.7382) | 110 | 7.85 | 62 | 81.5087 | 60 | Varibar | [5,133,110] | [30,30,100] | 0 | 20 | 185 | abnormal | tracheal aspiration | 5.7221 | 2.4744 | 14.1591 | 23.3202 | 10.0844 | 235.1704 | 1.0084e-15 | 11.3527 | 92.0313 | 11.1801 | 1.5358 | 571.5713 | 4.9422 | 0.80043 | 35.2778 | 4.9056 | 81.2826 | 10.0209 | 48.476 | 4819.0413 | 1485.3298 | 3.6589 | 824.1012 | 1.6324 | 9.3296 | 7.8898 | 115.0541 | 749.3884 | 0.50907 | 131.2227 | 112.399 | 82.9579 | 205.7303 | 73.807 | 0.48885 | 608.6063 | 331.3151
1f37113 | MBS_a | 11 | 01f_076010_393x248x546.dat | 0.0663;0.0663;0.1400 | 393;248;546 | (0.1677;69.1162;23.7382) | 110 | 9.9905 | 69 | 81.5087 | 60 | Varibar | [5,133,110] | [30,30,100] | 0 | 20 | 185 | abnormal | tracheal aspiration | 5.7221 | 2.4744 | 14.1591 | 23.3202 | 10.0844 | 235.1704 | 9.7506e-16 | 12.6413 | 103.1526 | 12.8341 | 1.8427 | 612.6594 | 5.8399 | 1.004 | 39.1155 | 5.823 | 76.8886 | 11.4178 | 52.086 | 5387.7684 | 1588.9271 | 4.2086 | 864.9925 | 2.0755 | 10.6681 | 9.318 | 121.9719 | 778.0748 | 0.69188 | 145.035 | 123.6471 | 88.7491 | 214.965 | 75.1879 | 0.69982 | 668.9253 | 365.6732
1f37113 | MBS_a | 11 | 01f_076010_393x248x546.dat | 0.0663;0.0663;0.1400 | 393;248;546 | (0.1677;69.1162;23.7382) | 60 | 2.5 | 38 | 81.5087 | 60 | Varibar | [5,133,110] | [30,30,100] | 0 | 20 | 185 | abnormal | tracheal aspiration | 5.7221 | 2.4744 | 14.1591 | 23.3202 | 10.0844 | 235.1704 | 1.5772e-15 | 3.4366 | 34.7512 | 4.4754 | 0.33785 | 313.5282 | 1.2991 | 0.13588 | 14.1554 | 1.2419 | 40.1361 | 3.1676 | 22.9627 | 1744.4724 | 751.8971 | 0.80737 | 523.5256 | 0.34129 | 2.6799 | 2.1269 | 58.1292 | 480.7031 | 0.063758 | 57.691 | 49.2365 | 47.4129 | 134.0923 | 62.2134 | 0.070682 | 260.3132 | 137.5932
1f37113 | MBS_a | 11 | 01f_076010_393x248x546.dat | 0.0663;0.0663;0.1400 | 393;248;546 | (0.1677;69.1162;23.7382) | 60 | 5.7448 | 47 | 81.5087 | 60 | Varibar | [5,133,110] | [30,30,100] | 0 | 20 | 185 | abnormal | tracheal aspiration | 5.7221 | 2.4744 | 14.1591 | 23.3202 | 10.0844 | 235.1704 | 1.0242e-15 | 7.654 | 75.9828 | 8.6282 | 0.87273 | 519.789 | 3.8427 | 0.32026 | 30.455 | 3.4079 | 73.8631 | 7.7756 | 44.5592 | 3954.6341 | 1354.6638 | 2.2668 | 785.2832 | 1.0357 | 6.7674 | 5.989 | 108.5957 | 746.598 | 0.30297 | 111.6578 | 97.0584 | 77.3632 | 197.0075 | 73.0622 | 0.2248 | 521.5149 | 281.8985
1f37113 | MBS_a | 11 | 01f_076010_393x248x546.dat | 0.0663;0.0663;0.1400 | 393;248;546 | (0.1677;69.1162;23.7382) | 60 | 6.3535 | 49 | 81.5087 | 60 | Varibar | [5,133,110] | [30,30,100] | 0 | 20 | 185 | abnormal | tracheal aspiration | 5.7221 | 2.4744 | 14.1591 | 23.3202 | 10.0844 | 235.1704 | 9.7789e-16 | 8.8581 | 82.8684 | 9.7053 | 1.0251 | 550.2677 | 4.7333 | 0.33985 | 33.2625 | 3.8489 | 73.5146 | 8.6254 | 47.6312 | 4389.0522 | 1456.609 | 2.7192 | 815.8504 | 1.1845 | 7.8297 | 6.3434 | 115.7597 | 774.2607 | 0.33412 | 120.0555 | 104.5797 | 81.1777 | 204.3563 | 74.2305 | 0.24169 | 569.3195 | 308.183
1f37113 | MBS_a | 11 | 01f_076010_393x248x546.dat | 0.0663;0.0663;0.1400 | 393;248;546 | (0.1677;69.1162;23.7382) | 80 | 2.9 | 44 | 81.5087 | 60 | Varibar | [5,133,110] | [30,30,100] | 0 | 20 | 185 | abnormal | tracheal aspiration | 5.7221 | 2.4744 | 14.1591 | 23.3202 | 10.0844 | 235.1704 | 1.4122e-15 | 4.9775 | 45.9665 | 5.3462 | 0.53581 | 365.3446 | 1.7905 | 0.29305 | 18.3196 | 1.9242 | 51.9154 | 4.5654 | 28.0966 | 2407.1644 | 905.0411 | 1.3657 | 577.9276 | 0.58542 | 3.9131 | 3.4508 | 69.221 | 537.6572 | 0.19446 | 71.8766 | 61.6964 | 54.1133 | 147.0563 | 64.382 | 0.046141 | 333.9776 | 178.7005
1f37113 | MBS_a | 11 | 01f_076010_393x248x546.dat | 0.0663;0.0663;0.1400 | 393;248;546 | (0.1677;69.1162;23.7382) | 80 | 7.702 | 57 | 81.5087 | 60 | Varibar | [5,133,110] | [30,30,100] | 0 | 20 | 185 | abnormal | tracheal aspiration | 5.7221 | 2.4744 | 14.1591 | 23.3202 | 10.0844 | 235.1704 | 9.4403e-16 | 11.6766 | 94.5832 | 11.8545 | 1.4863 | 583.0773 | 5.8312 | 0.54393 | 37.0827 | 4.8672 | 85.0623 | 10.2598 | 51.2941 | 5151.766 | 1575.3807 | 3.7164 | 846.7883 | 1.6002 | 9.359 | 8.2037 | 121.8929 | 787.3831 | 0.44854 | 134.4313 | 116.5508 | 85.09 | 211.6682 | 75.1025 | 0.33737 | 644.2664 | 351.5524
1f37113 | MBS_a | 11 | 01f_076010_393x248x546.dat | 0.0663;0.0663;0.1400 | 393;248;546 | (0.1677;69.1162;23.7382) | 80 | 8.502 | 60 | 81.5087 | 60 | Varibar | [5,133,110] | [30,30,100] | 0 | 20 | 185 | abnormal | tracheal aspiration | 5.7221 | 2.4744 | 14.1591 | 23.3202 | 10.0844 | 235.1704 | 9.207e-16 | 12.5133 | 100.3977 | 11.6792 | 1.6549 | 600.1637 | 5.4704 | 0.58231 | 38.6956 | 5.3483 | 91.1503 | 11.0644 | 53.1879 | 5518.8519 | 1640.1673 | 3.9356 | 868.0255 | 1.7445 | 10.271 | 8.7376 | 125.3396 | 799.9142 | 0.55944 | 141.5511 | 122.6824 | 88.462 | 216.4038 | 75.7227 | 0.40136 | 681.2244 | 372.6947
1f37113 | MBS_a | 12 | 01f_076010_393x248x546.dat | 0.0663;0.0663;0.1400 | 393;248;546 | (0.1677;69.1162;23.7382) | 110 | 3.9 | 52 | 81.5087 | 60 | Varibar | [5,133,110] | [30,30,100] | 0 | 15 | 185 | abnormal | tracheal aspiration | 5.7221 | 2.4744 | 14.1591 | 23.3202 | 10.0844 | 235.1704 | 1.2626e-15 | 7.0875 | 60.9221 | 6.9369 | 0.84732 | 426.418 | 3.5012 | 0.21901 | 23.7057 | 3.0204 | 63.8304 | 6.3316 | 34.4189 | 3173.1465 | 1083.5888 | 2.2502 | 655.1273 | 0.9548 | 5.7935 | 4.9288 | 83.9245 | 597.4272 | 0.27948 | 91.1416 | 77.9668 | 63.9184 | 165.4615 | 67.2702 | 0.26905 | 420.2084 | 226.7356
1f37113 | MBS_a | 12 | 01f_076010_393x248x546.dat | 0.0663;0.0663;0.1400 | 393;248;546 | (0.1677;69.1162;23.7382) | 110 | 7.85 | 62 | 81.5087 | 60 | Varibar | [5,133,110] | [30,30,100] | 0 | 15 | 185 | abnormal | tracheal aspiration | 5.7221 | 2.4744 | 14.1591 | 23.3202 | 10.0844 | 235.1704 | 1.0084e-15 | 11.3527 | 92.0313 | 11.1801 | 1.5358 | 571.5713 | 4.9422 | 0.80043 | 35.2778 | 4.9056 | 81.2826 | 10.0209 | 48.476 | 4819.0413 | 1485.3298 | 3.6589 | 824.1012 | 1.6324 | 9.3296 | 7.8898 | 115.0541 | 749.3884 | 0.50907 | 131.2227 | 112.399 | 82.9579 | 205.7303 | 73.807 | 0.48885 | 608.6063 | 331.3151
1f37113 | MBS_a | 12 | 01f_076010_393x248x546.dat | 0.0663;0.0663;0.1400 | 393;248;546 | (0.1677;69.1162;23.7382) | 110 | 9.9905 | 69 | 81.5087 | 60 | Varibar | [5,133,110] | [30,30,100] | 0 | 15 | 185 | abnormal | tracheal aspiration | 5.7221 | 2.4744 | 14.1591 | 23.3202 | 10.0844 | 235.1704 | 9.7506e-16 | 12.6413 | 103.1526 | 12.8341 | 1.8427 | 612.6594 | 5.8399 | 1.004 | 39.1155 | 5.823 | 76.8886 | 11.4178 | 52.086 | 5387.7684 | 1588.9271 | 4.2086 | 864.9925 | 2.0755 | 10.6681 | 9.318 | 121.9719 | 778.0748 | 0.69188 | 145.035 | 123.6471 | 88.7491 | 214.965 | 75.1879 | 0.69982 | 668.9253 | 365.6732
1f37113 | MBS_a | 12 | 01f_076010_393x248x546.dat | 0.0663;0.0663;0.1400 | 393;248;546 | (0.1677;69.1162;23.7382) | 60 | 2.5 | 38 | 81.5087 | 60 | Varibar | [5,133,110] | [30,30,100] | 0 | 15 | 185 | abnormal | tracheal aspiration | 5.7221 | 2.4744 | 14.1591 | 23.3202 | 10.0844 | 235.1704 | 1.5772e-15 | 3.4366 | 34.7512 | 4.4754 | 0.33785 | 313.5282 | 1.2991 | 0.13588 | 14.1554 | 1.2419 | 40.1361 | 3.1676 | 22.9627 | 1744.4724 | 751.8971 | 0.80737 | 523.5256 | 0.34129 | 2.6799 | 2.1269 | 58.1292 | 480.7031 | 0.063758 | 57.691 | 49.2365 | 47.4129 | 134.0923 | 62.2134 | 0.070682 | 260.3132 | 137.5932
1f37113 | MBS_a | 12 | 01f_076010_393x248x546.dat | 0.0663;0.0663;0.1400 | 393;248;546 | (0.1677;69.1162;23.7382) | 60 | 5.7448 | 47 | 81.5087 | 60 | Varibar | [5,133,110] | [30,30,100] | 0 | 15 | 185 | abnormal | tracheal aspiration | 5.7221 | 2.4744 | 14.1591 | 23.3202 | 10.0844 | 235.1704 | 1.0242e-15 | 7.654 | 75.9828 | 8.6282 | 0.87273 | 519.789 | 3.8427 | 0.32026 | 30.455 | 3.4079 | 73.8631 | 7.7756 | 44.5592 | 3954.6341 | 1354.6638 | 2.2668 | 785.2832 | 1.0357 | 6.7674 | 5.989 | 108.5957 | 746.598 | 0.30297 | 111.6578 | 97.0584 | 77.3632 | 197.0075 | 73.0622 | 0.2248 | 521.5149 | 281.8985
1f37113 | MBS_a | 12 | 01f_076010_393x248x546.dat | 0.0663;0.0663;0.1400 | 393;248;546 | (0.1677;69.1162;23.7382) | 60 | 6.3535 | 49 | 81.5087 | 60 | Varibar | [5,133,110] | [30,30,100] | 0 | 15 | 185 | abnormal | tracheal aspiration | 5.7221 | 2.4744 | 14.1591 | 23.3202 | 10.0844 | 235.1704 | 9.7789e-16 | 8.8581 | 82.8684 | 9.7053 | 1.0251 | 550.2677 | 4.7333 | 0.33985 | 33.2625 | 3.8489 | 73.5146 | 8.6254 | 47.6312 | 4389.0522 | 1456.609 | 2.7192 | 815.8504 | 1.1845 | 7.8297 | 6.3434 | 115.7597 | 774.2607 | 0.33412 | 120.0555 | 104.5797 | 81.1777 | 204.3563 | 74.2305 | 0.24169 | 569.3195 | 308.183
1f37113 | MBS_a | 12 | 01f_076010_393x248x546.dat | 0.0663;0.0663;0.1400 | 393;248;546 | (0.1677;69.1162;23.7382) | 80 | 2.9 | 44 | 81.5087 | 60 | Varibar | [5,133,110] | [30,30,100] | 0 | 15 | 185 | abnormal | tracheal aspiration | 5.7221 | 2.4744 | 14.1591 | 23.3202 | 10.0844 | 235.1704 | 1.4122e-15 | 4.9775 | 45.9665 | 5.3462 | 0.53581 | 365.3446 | 1.7905 | 0.29305 | 18.3196 | 1.9242 | 51.9154 | 4.5654 | 28.0966 | 2407.1644 | 905.0411 | 1.3657 | 577.9276 | 0.58542 | 3.9131 | 3.4508 | 69.221 | 537.6572 | 0.19446 | 71.8766 | 61.6964 | 54.1133 | 147.0563 | 64.382 | 0.046141 | 333.9776 | 178.7005
1f37113 | MBS_a | 12 | 01f_076010_393x248x546.dat | 0.0663;0.0663;0.1400 | 393;248;546 | (0.1677;69.1162;23.7382) | 80 | 7.702 | 57 | 81.5087 | 60 | Varibar | [5,133,110] | [30,30,100] | 0 | 15 | 185 | abnormal | tracheal aspiration | 5.7221 | 2.4744 | 14.1591 | 23.3202 | 10.0844 | 235.1704 | 9.4403e-16 | 11.6766 | 94.5832 | 11.8545 | 1.4863 | 583.0773 | 5.8312 | 0.54393 | 37.0848 | 4.8672 | 85.0623 | 10.2598 | 51.2941 | 5151.766 | 1575.3807 | 3.7164 | 846.7883 | 1.6002 | 9.359 | 8.2037 | 121.8929 | 787.3831 | 0.44854 | 134.4313 | 116.5509 | 85.09 | 211.6682 | 75.1025 | 0.33737 | 644.2666 | 351.5525
1f37113 | MBS_a | 12 | 01f_076010_393x248x546.dat | 0.0663;0.0663;0.1400 | 393;248;546 | (0.1677;69.1162;23.7382) | 80 | 8.502 | 60 | 81.5087 | 60 | Varibar | [5,133,110] | [30,30,100] | 0 | 15 | 185 | abnormal | tracheal aspiration | 5.7221 | 2.4744 | 14.1591 | 23.3202 | 10.0844 | 235.1704 | 9.207e-16 | 12.5133 | 100.3977 | 11.6792 | 1.6549 | 600.1637 | 5.4704 | 0.58231 | 38.6956 | 5.3483 | 91.1503 | 11.0644 | 53.1879 | 5518.8519 | 1640.1673 | 3.9356 | 868.0255 | 1.7445 | 10.271 | 8.7377 | 125.3396 | 799.9142 | 0.55944 | 141.551 | 122.6822 | 88.462 | 216.4038 | 75.7227 | 0.40136 | 681.2244 | 372.6947
1f37113 | MBS_a | 13 | 01f_076010_393x248x546.dat | 0.0663;0.0663;0.1400 | 393;248;546 | (0.1677;69.1162;23.7382) | 110 | 3.9 | 52 | 81.5087 | 60 | Varibar | [5,133,110] | [30,30,100] | 0 | 30 | 185 | abnormal | tracheal aspiration | 5.7221 | 2.4744 | 14.1591 | 23.3202 | 10.0844 | 235.1704 | 1.2626e-15 | 7.0875 | 60.9221 | 6.9369 | 0.84732 | 426.418 | 3.5012 | 0.21901 | 23.7057 | 3.0204 | 63.8304 | 6.3316 | 34.4189 | 3173.1465 | 1083.5888 | 2.2502 | 655.1273 | 0.9548 | 5.7935 | 4.9288 | 83.9245 | 597.4272 | 0.27948 | 91.1416 | 77.9668 | 63.9184 | 165.4615 | 67.2702 | 0.26905 | 420.2084 | 226.7356
1f37113 | MBS_a | 13 | 01f_076010_393x248x546.dat | 0.0663;0.0663;0.1400 | 393;248;546 | (0.1677;69.1162;23.7382) | 110 | 7.85 | 62 | 81.5087 | 60 | Varibar | [5,133,110] | [30,30,100] | 0 | 30 | 185 | abnormal | tracheal aspiration | 5.7221 | 2.4744 | 14.1591 | 23.3202 | 10.0844 | 235.1704 | 1.0084e-15 | 11.3527 | 92.0313 | 11.1801 | 1.5358 | 571.5713 | 4.9422 | 0.80043 | 35.2778 | 4.9056 | 81.2826 | 10.0209 | 48.476 | 4819.0413 | 1485.3298 | 3.6589 | 824.1012 | 1.6324 | 9.3296 | 7.8898 | 115.0541 | 749.3884 | 0.50907 | 131.2227 | 112.399 | 82.9579 | 205.7303 | 73.807 | 0.48885 | 608.6063 | 331.3151
1f37113 | MBS_a | 13 | 01f_076010_393x248x546.dat | 0.0663;0.0663;0.1400 | 393;248;546 | (0.1677;69.1162;23.7382) | 110 | 9.9905 | 69 | 81.5087 | 60 | Varibar | [5,133,110] | [30,30,100] | 0 | 30 | 185 | abnormal | tracheal aspiration | 5.7221 | 2.4744 | 14.1591 | 23.3202 | 10.0844 | 235.1704 | 9.7506e-16 | 12.6413 | 103.1526 | 12.8341 | 1.8427 | 612.6594 | 5.8399 | 1.004 | 39.1155 | 5.823 | 76.8886 | 11.4178 | 52.086 | 5387.7684 | 1588.9271 | 4.2086 | 864.9925 | 2.0755 | 10.6681 | 9.318 | 121.9719 | 778.0748 | 0.69188 | 145.035 | 123.6471 | 88.7491 | 214.965 | 75.1879 | 0.69982 | 668.9253 | 365.6732
1f37113 | MBS_a | 13 | 01f_076010_393x248x546.dat | 0.0663;0.0663;0.1400 | 393;248;546 | (0.1677;69.1162;23.7382) | 60 | 2.5 | 38 | 81.5087 | 60 | Varibar | [5,133,110] | [30,30,100] | 0 | 30 | 185 | abnormal | tracheal aspiration | 5.7221 | 2.4744 | 14.1591 | 23.3202 | 10.0844 | 235.1704 | 1.5772e-15 | 3.4366 | 34.7512 | 4.4754 | 0.33785 | 313.5282 | 1.2991 | 0.13588 | 14.1554 | 1.2419 | 40.1361 | 3.1676 | 22.9627 | 1744.4724 | 751.8971 | 0.80737 | 523.5256 | 0.34129 | 2.6799 | 2.1269 | 58.1292 | 480.7031 | 0.063758 | 57.691 | 49.2365 | 47.4129 | 134.0923 | 62.2134 | 0.070682 | 260.3132 | 137.5932
1f37113 | MBS_a | 13 | 01f_076010_393x248x546.dat | 0.0663;0.0663;0.1400 | 393;248;546 | (0.1677;69.1162;23.7382) | 60 | 5.7448 | 47 | 81.5087 | 60 | Varibar | [5,133,110] | [30,30,100] | 0 | 30 | 185 | abnormal | tracheal aspiration | 5.7221 | 2.4744 | 14.1591 | 23.3202 | 10.0844 | 235.1704 | 1.0242e-15 | 7.654 | 75.9828 | 8.6282 | 0.87273 | 519.789 | 3.8427 | 0.32026 | 30.455 | 3.4079 | 73.8631 | 7.7756 | 44.5592 | 3954.6341 | 1354.6638 | 2.2668 | 785.2832 | 1.0357 | 6.7674 | 5.989 | 108.5957 | 746.598 | 0.30297 | 111.6578 | 97.0584 | 77.3632 | 197.0075 | 73.0622 | 0.2248 | 521.5149 | 281.8985
1f37113 | MBS_a | 13 | 01f_076010_393x248x546.dat | 0.0663;0.0663;0.1400 | 393;248;546 | (0.1677;69.1162;23.7382) | 60 | 6.3535 | 49 | 81.5087 | 60 | Varibar | [5,133,110] | [30,30,100] | 0 | 30 | 185 | abnormal | tracheal aspiration | 5.7221 | 2.4744 | 14.1591 | 23.3202 | 10.0844 | 235.1704 | 9.7789e-16 | 8.8581 | 82.8684 | 9.7053 | 1.0251 | 550.2677 | 4.7333 | 0.33985 | 33.2625 | 3.8489 | 73.5146 | 8.6254 | 47.6312 | 4389.0522 | 1456.609 | 2.7192 | 815.8504 | 1.1845 | 7.8297 | 6.3434 | 115.7597 | 774.2607 | 0.33412 | 120.0556 | 104.5798 | 81.1777 | 204.3563 | 74.2305 | 0.24169 | 569.3195 | 308.183
1f37113 | MBS_a | 13 | 01f_076010_393x248x546.dat | 0.0663;0.0663;0.1400 | 393;248;546 | (0.1677;69.1162;23.7382) | 80 | 2.9 | 44 | 81.5087 | 60 | Varibar | [5,133,110] | [30,30,100] | 0 | 30 | 185 | abnormal | tracheal aspiration | 5.7221 | 2.4744 | 14.1591 | 23.3202 | 10.0844 | 235.1704 | 1.4122e-15 | 4.9775 | 45.9665 | 5.3462 | 0.53581 | 365.3446 | 1.7905 | 0.29305 | 18.3196 | 1.9242 | 51.9154 | 4.5654 | 28.0966 | 2407.1644 | 905.0411 | 1.3657 | 577.9276 | 0.58542 | 3.9131 | 3.4508 | 69.221 | 537.6572 | 0.19446 | 71.8766 | 61.6964 | 54.1133 | 147.0563 | 64.382 | 0.046141 | 333.9776 | 178.7005
1f37113 | MBS_a | 13 | 01f_076010_393x248x546.dat | 0.0663;0.0663;0.1400 | 393;248;546 | (0.1677;69.1162;23.7382) | 80 | 7.702 | 57 | 81.5087 | 60 | Varibar | [5,133,110] | [30,30,100] | 0 | 30 | 185 | abnormal | tracheal aspiration | 5.7221 | 2.4744 | 14.1591 | 23.3202 | 10.0844 | 235.1704 | 9.4403e-16 | 11.6766 | 94.5832 | 11.8545 | 1.4863 | 583.0773 | 5.8312 | 0.54393 | 37.0848 | 4.8672 | 85.0623 | 10.2598 | 51.2941 | 5151.766 | 1575.3807 | 3.7164 | 846.7883 | 1.6002 | 9.359 | 8.2037 | 121.8929 | 787.3831 | 0.44854 | 134.4313 | 116.5509 | 85.09 | 211.6682 | 75.1025 | 0.33737 | 644.2666 | 351.5525
1f37113 | MBS_a | 13 | 01f_076010_393x248x546.dat | 0.0663;0.0663;0.1400 | 393;248;546 | (0.1677;69.1162;23.7382) | 80 | 8.502 | 60 | 81.5087 | 60 | Varibar | [5,133,110] | [30,30,100] | 0 | 30 | 185 | abnormal | tracheal aspiration | 5.7221 | 2.4744 | 14.1591 | 23.3202 | 10.0844 | 235.1704 | 9.207e-16 | 12.5133 | 100.3977 | 11.6792 | 1.6549 | 600.1637 | 5.4704 | 0.58231 | 38.6956 | 5.3483 | 91.1503 | 11.0644 | 53.1879 | 5518.8519 | 1640.1673 | 3.9356 | 868.0255 | 1.7445 | 10.271 | 8.7377 | 125.3396 | 799.9142 | 0.55944 | 141.551 | 122.6822 | 88.462 | 216.4038 | 75.7227 | 0.40136 | 681.2244 | 372.6947
1f37113 | MBS_a | 1 | 01f_076010_393x248x546.dat | 0.0663;0.0663;0.1400 | 393;248;546 | (0.1677;69.1162;23.7226) | 110 | 3.9 | 52 | 81.5087 | 60 | Varibar | [5] | [0] | 0 | 10 | 185 | abnormal | tracheal aspiration | 5.7221 | 8.6242 | 49.3488 | 23.3202 | 35.1474 | 819.6433 | 4.7037e-16 | 226.1633 | 586.8807 | 540.9805 | 13.5942 | 617.3674 | 64.1901 | 4.4735 | 595.491 | 53.9428 | 722.838 | 189.2751 | 721.5412 | 736.6782 | 672.2394 | 37.6025 | 766.3996 | 15.0508 | 125.8503 | 141.6167 | 639.2227 | 849.6536 | 3.7003 | 394.2822 | 381.1355 | 162.4124 | 298.66 | 235.0006 | 4.1319 | 363.4976 | 352.2858
1f37113 | MBS_a | 1 | 01f_076010_393x248x546.dat | 0.0663;0.0663;0.1400 | 393;248;546 | (0.1677;69.1162;23.7226) | 110 | 7.85 | 62 | 81.5087 | 60 | Varibar | [5] | [0] | 0 | 10 | 185 | abnormal | tracheal aspiration | 5.7221 | 8.6242 | 49.3488 | 23.3202 | 35.1474 | 819.6433 | 3.7567e-16 | 324.6971 | 814.8838 | 633.5293 | 22.4988 | 851.6444 | 94.6461 | 8.1382 | 792.6038 | 83.4582 | 842.3811 | 258.4001 | 896.3375 | 958.8121 | 849.5416 | 59.9856 | 983.2482 | 24.6315 | 193.3808 | 207.1135 | 851.0322 | 1091.6403 | 6.1234 | 545.9654 | 524.8244 | 209.6216 | 380.7343 | 259.3227 | 5.7257 | 485.7036 | 454.0107
1f37113 | MBS_a | 1 | 01f_076010_393x248x546.dat | 0.0663;0.0663;0.1400 | 393;248;546 | (0.1677;69.1162;23.7226) | 110 | 9.9905 | 69 | 81.5087 | 60 | Varibar | [5] | [0] | 0 | 10 | 185 | abnormal | tracheal aspiration | 5.7221 | 8.6242 | 49.3488 | 23.3202 | 35.1474 | 819.6433 | 3.6326e-16 | 354.9001 | 879.5421 | 668.2593 | 25.9491 | 912.4665 | 109.5312 | 10.4083 | 835.0282 | 94.5501 | 897.2156 | 274.9154 | 927.9926 | 1009.0372 | 892.5357 | 67.8445 | 1037.1164 | 29.2272 | 215.8553 | 231.1888 | 900.1061 | 1139.7159 | 7.3334 | 594.6524 | 567.0441 | 221.3133 | 401.4361 | 264.5665 | 8.8565 | 516.9286 | 481.3519
1f37113 | MBS_a | 1 | 01f_076010_393x248x546.dat | 0.0663;0.0663;0.1400 | 393;248;546 | (0.1677;69.1162;23.7226) | 60 | 2.5 | 38 | 81.5087 | 60 | Varibar | [5] | [0] | 0 | 10 | 185 | abnormal | tracheal aspiration | 5.7221 | 8.6242 | 49.3488 | 23.3202 | 35.1474 | 819.6433 | 5.8768e-16 | 150.9306 | 403.059 | 455.094 | 6.1134 | 443.6422 | 33.7088 | 1.4911 | 442.0938 | 28.7622 | 615.9807 | 133.2237 | 590.4396 | 566.0216 | 538.4897 | 17.889 | 595.3403 | 6.6802 | 70.2882 | 87.1017 | 474.2201 | 664.3403 | 1.4355 | 268.8175 | 262.7672 | 125.5003 | 233.6145 | 216.0656 | 0.97609 | 269.1916 | 270.7034
1f37113 | MBS_a | 1 | 01f_076010_393x248x546.dat | 0.0663;0.0663;0.1400 | 393;248;546 | (0.1677;69.1162;23.7226) | 60 | 5.7448 | 47 | 81.5087 | 60 | Varibar | [5] | [0] | 0 | 10 | 185 | abnormal | tracheal aspiration | 5.7221 | 8.6242 | 49.3488 | 23.3202 | 35.1474 | 819.6433 | 3.8159e-16 | 287.7467 | 740.3843 | 581.6781 | 16.4878 | 760.3012 | 82.9329 | 4.1569 | 751.6269 | 68.4486 | 804.0398 | 241.5081 | 882.0039 | 909.049 | 801.1833 | 45.9635 | 923.2529 | 17.9556 | 157.4955 | 177.9784 | 804.1184 | 1067.7028 | 3.9703 | 480.1864 | 471.9702 | 192.4581 | 358.5929 | 255.2614 | 2.9315 | 448.1272 | 423.5059
1f37113 | MBS_a | 1 | 01f_076010_393x248x546.dat | 0.0663;0.0663;0.1400 | 393;248;546 | (0.1677;69.1162;23.7226) | 60 | 6.3535 | 49 | 81.5087 | 60 | Varibar | [5] | [0] | 0 | 10 | 185 | abnormal | tracheal aspiration | 5.7221 | 8.6242 | 49.3488 | 23.3202 | 35.1474 | 819.6433 | 3.6433e-16 | 310.5133 | 786.4801 | 600.5234 | 18.3742 | 803.4975 | 82.4961 | 5.1088 | 789.1974 | 75.2829 | 802.3722 | 255.956 | 912.3542 | 950.5611 | 831.9331 | 51.3158 | 965.1357 | 20.3806 | 171.8761 | 190.9905 | 844.0924 | 1119.1436 | 4.7212 | 511.8491 | 503.1077 | 201.5439 | 374.2732 | 259.8589 | 4.6485 | 470.9887 | 443.3794
1f37113 | MBS_a | 1 | 01f_076010_393x248x546.dat | 0.0663;0.0663;0.1400 | 393;248;546 | (0.1677;69.1162;23.7226) | 80 | 2.9 | 44 | 81.5087 | 60 | Varibar | [5] | [0] | 0 | 10 | 185 | abnormal | tracheal aspiration | 5.7221 | 8.6242 | 49.3488 | 23.3202 | 35.1474 | 819.6433 | 5.2616e-16 | 182.1196 | 481.0897 | 486.2403 | 9.462 | 516.4972 | 46.5163 | 2.2193 | 507.5076 | 39.756 | 664.9883 | 157.8475 | 646.0207 | 636.1948 | 591.2084 | 26.4577 | 666.5658 | 10.6188 | 93.4374 | 111.1146 | 544.8917 | 748.119 | 2.2187 | 322.2736 | 314.4474 | 139.6704 | 261.1919 | 224.1339 | 2.0986 | 308.5083 | 304.8494
1f37113 | MBS_a | 1 | 01f_076010_393x248x546.dat | 0.0663;0.0663;0.1400 | 393;248;546 | (0.1677;69.1162;23.7226) | 80 | 7.702 | 57 | 81.5087 | 60 | Varibar | [5] | [0] | 0 | 10 | 185 | abnormal | tracheal aspiration | 5.7221 | 8.6242 | 49.3488 | 23.3202 | 35.1474 | 819.6433 | 3.5168e-16 | 335.2767 | 842.8125 | 634.2704 | 22.7918 | 865.7026 | 93.0705 | 6.3549 | 825.9221 | 87.5001 | 821.145 | 271.3549 | 931.8708 | 999.7166 | 868.802 | 61.6243 | 1013.1095 | 25.5889 | 196.7529 | 213.3504 | 882.2518 | 1150.166 | 5.7433 | 562.0703 | 547.2929 | 214.145 | 392.1996 | 263.8699 | 6.8608 | 499.9057 | 467.9696
1f37113 | MBS_a | 1 | 01f_076010_393x248x546.dat | 0.0663;0.0663;0.1400 | 393;248;546 | (0.1677;69.1162;23.7226) | 80 | 8.502 | 60 | 81.5087 | 60 | Varibar | [5] | [0] | 0 | 10 | 185 | abnormal | tracheal aspiration | 5.7221 | 8.6242 | 49.3488 | 23.3202 | 35.1474 | 819.6433 | 3.4297e-16 | 353.5854 | 875.6975 | 650.1108 | 24.9434 | 900.6266 | 103.4428 | 9.5923 | 846.4531 | 92.8063 | 840.0095 | 281.2472 | 948.5897 | 1031.2494 | 894.7078 | 65.9616 | 1044.1659 | 27.6629 | 208.39 | 225.2514 | 908.9946 | 1173.4183 | 6.2253 | 587.4476 | 570.7198 | 220.6335 | 403.1118 | 266.7109 | 7.1746 | 517.6442 | 482.5044
1f37113 | MBS_a | 2 | 01f_076010_393x248x546.dat | 0.0663;0.0663;0.1400 | 393;248;546 | (0.1677;69.1162;23.7382) | 110 | 3.9 | 52 | 81.5087 | 60 | Varibar | [5] | [0] | 0 | 10 | 185 | abnormal | tracheal aspiration | 5.7221 | 2.4744 | 14.1591 | 23.3202 | 10.0844 | 235.1704 | 1.2626e-15 | 7.7617 | 61.7664 | 7.3816 | 0.91005 | 430.3703 | 3.6663 | 0.28178 | 25.1322 | 3.3222 | 66.6374 | 6.6905 | 36.2603 | 253.1674 | 613.466 | 2.4296 | 674.6114 | 1.003 | 6.3267 | 5.4764 | 87.4015 | 604.9278 | 0.30896 | 93.1068 | 79.6701 | 64.9173 | 168.3563 | 67.7811 | 0.26291 | 160.8172 | 79.9389
1f37113 | MBS_a | 2 | 01f_076010_393x248x546.dat | 0.0663;0.0663;0.1400 | 393;248;546 | (0.1677;69.1162;23.7382) | 110 | 7.85 | 62 | 81.5087 | 60 | Varibar | [5] | [0] | 0 | 10 | 185 | abnormal | tracheal aspiration | 5.7221 | 2.4744 | 14.1591 | 23.3202 | 10.0844 | 235.1704 | 1.0084e-15 | 12.393 | 93.379 | 11.6383 | 1.6382 | 576.1429 | 5.2345 | 0.87466 | 37.7848 | 5.3521 | 79.4311 | 10.6119 | 50.983 | 328.6508 | 758.0061 | 3.9202 | 847.822 | 1.759 | 10.1964 | 8.6507 | 120.4686 | 758.373 | 0.52272 | 134.1072 | 114.9187 | 83.7784 | 209.2265 | 74.4894 | 0.53528 | 209.0489 | 105.2304
1f37113 | MBS_a | 2 | 01f_076010_393x248x546.dat | 0.0663;0.0663;0.1400 | 393;248;546 | (0.1677;69.1162;23.7382) | 110 | 9.9905 | 69 | 81.5087 | 60 | Varibar | [5] | [0] | 0 | 10 | 185 | abnormal | tracheal aspiration | 5.7221 | 2.4744 | 14.1591 | 23.3202 | 10.0844 | 235.1704 | 9.7506e-16 | 14.4165 | 104.6704 | 13.4053 | 1.9796 | 617.9412 | 6.23 | 0.98525 | 41.7451 | 6.3803 | 81.9426 | 12.0864 | 54.8233 | 347.2092 | 786.3615 | 4.5519 | 886.7142 | 2.2256 | 11.6659 | 10.3091 | 127.3254 | 781.2541 | 0.70102 | 148.1385 | 126.3651 | 89.7859 | 218.3333 | 75.9724 | 0.79759 | 221.463 | 111.6803
1f37113 | MBS_a | 2 | 01f_076010_393x248x546.dat | 0.0663;0.0663;0.1400 | 393;248;546 | (0.1677;69.1162;23.7382) | 60 | 2.5 | 38 | 81.5087 | 60 | Varibar | [5] | [0] | 0 | 10 | 185 | abnormal | tracheal aspiration | 5.7221 | 2.4744 | 14.1591 | 23.3202 | 10.0844 | 235.1704 | 1.5772e-15 | 3.7512 | 35.1316 | 4.5906 | 0.35648 | 316.4131 | 1.3579 | 0.13588 | 15.0925 | 1.3524 | 40.6458 | 3.3099 | 24.246 | 198.6799 | 498.773 | 0.87959 | 541.6969 | 0.36272 | 2.9855 | 2.3851 | 61.1117 | 491.4626 | 0.060826 | 58.8853 | 50.2508 | 48.4775 | 136.5735 | 62.5437 | 0.070682 | 122.9958 | 60.2627
1f37113 | MBS_a | 2 | 01f_076010_393x248x546.dat | 0.0663;0.0663;0.1400 | 393;248;546 | (0.1677;69.1162;23.7382) | 60 | 5.7448 | 47 | 81.5087 | 60 | Varibar | [5] | [0] | 0 | 10 | 185 | abnormal | tracheal aspiration | 5.7221 | 2.4744 | 14.1591 | 23.3202 | 10.0844 | 235.1704 | 1.0242e-15 | 8.4857 | 77.052 | 9.1202 | 0.93393 | 524.3976 | 3.8903 | 0.32026 | 32.5943 | 3.7559 | 76.5325 | 8.18 | 47.0451 | 314.6659 | 727.1774 | 2.5379 | 814.1164 | 1.1067 | 7.4264 | 6.7562 | 113.2922 | 758.3637 | 0.32999 | 114.2976 | 99.3434 | 78.7758 | 201.0896 | 73.7599 | 0.18903 | 195.0192 | 98.7106
1f37113 | MBS_a | 2 | 01f_076010_393x248x546.dat | 0.0663;0.0663;0.1400 | 393;248;546 | (0.1677;69.1162;23.7382) | 60 | 6.3535 | 49 | 81.5087 | 60 | Varibar | [5] | [0] | 0 | 10 | 185 | abnormal | tracheal aspiration | 5.7221 | 2.4744 | 14.1591 | 23.3202 | 10.0844 | 235.1704 | 9.7789e-16 | 9.925 | 84.1129 | 10.2031 | 1.1008 | 555.391 | 4.8778 | 0.34152 | 35.6687 | 4.2101 | 76.9731 | 9.107 | 50.3555 | 330.3447 | 752.5813 | 3.008 | 845.5777 | 1.2589 | 8.5694 | 7.0911 | 120.9341 | 784.3846 | 0.35603 | 122.9609 | 107.106 | 82.4166 | 208.5786 | 74.9823 | 0.33898 | 204.8974 | 103.7059
1f37113 | MBS_a | 2 | 01f_076010_393x248x546.dat | 0.0663;0.0663;0.1400 | 393;248;546 | (0.1677;69.1162;23.7382) | 80 | 2.9 | 44 | 81.5087 | 60 | Varibar | [5] | [0] | 0 | 10 | 185 | abnormal | tracheal aspiration | 5.7221 | 2.4744 | 14.1591 | 23.3202 | 10.0844 | 235.1704 | 1.4122e-15 | 5.5861 | 46.5677 | 5.6464 | 0.56307 | 369.0976 | 1.8941 | 0.29457 | 19.5064 | 2.1058 | 52.9422 | 4.7995 | 29.6218 | 221.6965 | 546.5794 | 1.4703 | 597.8257 | 0.62534 | 4.3504 | 3.8394 | 72.8225 | 548.1373 | 0.19706 | 73.442 | 63.0446 | 55.2366 | 149.7542 | 64.792 | 0.04823 | 139.6073 | 69.0655
1f37113 | MBS_a | 2 | 01f_076010_393x248x546.dat | 0.0663;0.0663;0.1400 | 393;248;546 | (0.1677;69.1162;23.7382) | 80 | 7.702 | 57 | 81.5087 | 60 | Varibar | [5] | [0] | 0 | 10 | 185 | abnormal | tracheal aspiration | 5.7221 | 2.4744 | 14.1591 | 23.3202 | 10.0844 | 235.1704 | 9.4403e-16 | 12.916 | 96.0768 | 12.4181 | 1.578 | 587.1556 | 6.2828 | 0.55584 | 39.714 | 5.395 | 88.7772 | 10.9033 | 54.1373 | 339.3445 | 775.7521 | 4.0286 | 874.2134 | 1.703 | 10.2732 | 9.1198 | 127.0092 | 796.9909 | 0.48765 | 137.628 | 119.3561 | 86.2413 | 215.6311 | 75.8752 | 0.34993 | 214.3827 | 109.1204
1f37113 | MBS_a | 2 | 01f_076010_393x248x546.dat | 0.0663;0.0663;0.1400 | 393;248;546 | (0.1677;69.1162;23.7382) | 80 | 8.502 | 60 | 81.5087 | 60 | Varibar | [5] | [0] | 0 | 10 | 185 | abnormal | tracheal aspiration | 5.7221 | 2.4744 | 14.1591 | 23.3202 | 10.0844 | 235.1704 | 9.207e-16 | 13.6646 | 102.0355 | 12.597 | 1.7894 | 605.1165 | 6.0293 | 0.58686 | 41.7694 | 5.8903 | 94.2035 | 11.7487 | 56.2258 | 348.6591 | 792.3547 | 4.2346 | 894.1578 | 1.8813 | 11.2458 | 9.6404 | 131.0309 | 807.6909 | 0.63692 | 144.9206 | 125.6356 | 89.2762 | 220.3641 | 76.5203 | 0.39965 | 220.3005 | 112.2367
1f37113 | MBS_a | 3 | 01f_076010_393x248x546.dat | 0.0663;0.0663;0.1400 | 393;248;546 | (0.1677;69.1162;23.7226) | 110 | 3.9 | 52 | 81.5087 | 60 | Varibar | [5] | [0] | 0 | 10 | 185 | abnormal | tracheal aspiration | 5.7221 | 8.6242 | 49.3488 | 23.3202 | 35.1474 | 819.6433 | 4.7037e-16 | 226.1633 | 586.8807 | 540.9805 | 13.5942 | 617.3674 | 64.1901 | 4.4735 | 595.491 | 53.9428 | 722.838 | 189.2751 | 721.5412 | 736.6782 | 672.2394 | 37.6025 | 766.3996 | 15.0508 | 125.8503 | 141.6167 | 639.2227 | 849.6536 | 3.7003 | 394.2822 | 381.1355 | 162.4124 | 298.66 | 235.0006 | 4.1319 | 363.4976 | 352.2858
1f37113 | MBS_a | 3 | 01f_076010_393x248x546.dat | 0.0663;0.0663;0.1400 | 393;248;546 | (0.1677;69.1162;23.7226) | 110 | 7.85 | 62 | 81.5087 | 60 | Varibar | [5] | [0] | 0 | 10 | 185 | abnormal | tracheal aspiration | 5.7221 | 8.6242 | 49.3488 | 23.3202 | 35.1474 | 819.6433 | 3.7567e-16 | 324.6971 | 814.8838 | 633.5293 | 22.4988 | 851.6444 | 94.6461 | 8.1382 | 792.6038 | 83.4582 | 842.3811 | 258.4001 | 896.3375 | 958.8121 | 849.5416 | 59.9856 | 983.2482 | 24.6315 | 193.3808 | 207.1135 | 851.0322 | 1091.6403 | 6.1234 | 545.9654 | 524.8244 | 209.6216 | 380.7343 | 259.3227 | 5.7257 | 485.7036 | 454.0107
1f37113 | MBS_a | 3 | 01f_076010_393x248x546.dat | 0.0663;0.0663;0.1400 | 393;248;546 | (0.1677;69.1162;23.7226) | 110 | 9.9905 | 69 | 81.5087 | 60 | Varibar | [5] | [0] | 0 | 10 | 185 | abnormal | tracheal aspiration | 5.7221 | 8.6242 | 49.3488 | 23.3202 | 35.1474 | 819.6433 | 3.6326e-16 | 354.9001 | 879.5421 | 668.2593 | 25.9491 | 912.4665 | 109.5312 | 10.4083 | 835.0282 | 94.5501 | 897.2156 | 274.9154 | 927.9926 | 1009.0372 | 892.5357 | 67.8445 | 1037.1164 | 29.2272 | 215.8553 | 231.1888 | 900.1061 | 1139.7159 | 7.3334 | 594.6524 | 567.0441 | 221.3133 | 401.4361 | 264.5665 | 8.8565 | 516.9286 | 481.3519
1f37113 | MBS_a | 3 | 01f_076010_393x248x546.dat | 0.0663;0.0663;0.1400 | 393;248;546 | (0.1677;69.1162;23.7226) | 60 | 2.5 | 38 | 81.5087 | 60 | Varibar | [5] | [0] | 0 | 10 | 185 | abnormal | tracheal aspiration | 5.7221 | 8.6242 | 49.3488 | 23.3202 | 35.1474 | 819.6433 | 5.8768e-16 | 150.9306 | 403.059 | 455.094 | 6.1134 | 443.6422 | 33.7088 | 1.4911 | 442.0938 | 28.7622 | 615.9807 | 133.2237 | 590.4396 | 566.0216 | 538.4897 | 17.889 | 595.3403 | 6.6802 | 70.2882 | 87.1017 | 474.2201 | 664.3403 | 1.4355 | 268.8175 | 262.7672 | 125.5003 | 233.6145 | 216.0656 | 0.97609 | 269.1916 | 270.7034
1f37113 | MBS_a | 3 | 01f_076010_393x248x546.dat | 0.0663;0.0663;0.1400 | 393;248;546 | (0.1677;69.1162;23.7226) | 60 | 5.7448 | 47 | 81.5087 | 60 | Varibar | [5] | [0] | 0 | 10 | 185 | abnormal | tracheal aspiration | 5.7221 | 8.6242 | 49.3488 | 23.3202 | 35.1474 | 819.6433 | 3.8159e-16 | 287.7467 | 740.3843 | 581.6781 | 16.4878 | 760.3012 | 82.9329 | 4.1569 | 751.6269 | 68.4486 | 804.0398 | 241.5081 | 882.0039 | 909.049 | 801.1833 | 45.9635 | 923.2529 | 17.9556 | 157.4955 | 177.9784 | 804.1184 | 1067.7028 | 3.9703 | 480.1864 | 471.9702 | 192.4581 | 358.5929 | 255.2614 | 2.9315 | 448.1272 | 423.5059
1f37113 | MBS_a | 3 | 01f_076010_393x248x546.dat | 0.0663;0.0663;0.1400 | 393;248;546 | (0.1677;69.1162;23.7226) | 60 | 6.3535 | 49 | 81.5087 | 60 | Varibar | [5] | [0] | 0 | 10 | 185 | abnormal | tracheal aspiration | 5.7221 | 8.6242 | 49.3488 | 23.3202 | 35.1474 | 819.6433 | 3.6433e-16 | 310.5133 | 786.4801 | 600.5234 | 18.3742 | 803.4975 | 82.4961 | 5.1088 | 789.1974 | 75.2829 | 802.3722 | 255.956 | 912.3542 | 950.5611 | 831.9331 | 51.3158 | 965.1357 | 20.3806 | 171.8761 | 190.9905 | 844.0924 | 1119.1436 | 4.7212 | 511.8491 | 503.1077 | 201.5439 | 374.2732 | 259.8589 | 4.6485 | 470.9887 | 443.3794
1f37113 | MBS_a | 3 | 01f_076010_393x248x546.dat | 0.0663;0.0663;0.1400 | 393;248;546 | (0.1677;69.1162;23.7226) | 80 | 2.9 | 44 | 81.5087 | 60 | Varibar | [5] | [0] | 0 | 10 | 185 | abnormal | tracheal aspiration | 5.7221 | 8.6242 | 49.3488 | 23.3202 | 35.1474 | 819.6433 | 5.2616e-16 | 182.1196 | 481.0897 | 486.2403 | 9.462 | 516.4972 | 46.5163 | 2.2193 | 507.5076 | 39.756 | 664.9883 | 157.8475 | 646.0207 | 636.1948 | 591.2084 | 26.4577 | 666.5658 | 10.6188 | 93.4374 | 111.1146 | 544.8917 | 748.119 | 2.2187 | 322.2736 | 314.4474 | 139.6704 | 261.1919 | 224.1339 | 2.0986 | 308.5083 | 304.8494
1f37113 | MBS_a | 3 | 01f_076010_393x248x546.dat | 0.0663;0.0663;0.1400 | 393;248;546 | (0.1677;69.1162;23.7226) | 80 | 7.702 | 57 | 81.5087 | 60 | Varibar | [5] | [0] | 0 | 10 | 185 | abnormal | tracheal aspiration | 5.7221 | 8.6242 | 49.3488 | 23.3202 | 35.1474 | 819.6433 | 3.5168e-16 | 335.2767 | 842.8125 | 634.2704 | 22.7918 | 865.7026 | 93.0705 | 6.3549 | 825.9221 | 87.5001 | 821.145 | 271.3549 | 931.8708 | 999.7166 | 868.802 | 61.6243 | 1013.1095 | 25.5889 | 196.7529 | 213.3504 | 882.2518 | 1150.166 | 5.7433 | 562.0703 | 547.2929 | 214.145 | 392.1996 | 263.8699 | 6.8608 | 499.9057 | 467.9696
1f37113 | MBS_a | 3 | 01f_076010_393x248x546.dat | 0.0663;0.0663;0.1400 | 393;248;546 | (0.1677;69.1162;23.7226) | 80 | 8.502 | 60 | 81.5087 | 60 | Varibar | [5] | [0] | 0 | 10 | 185 | abnormal | tracheal aspiration | 5.7221 | 8.6242 | 49.3488 | 23.3202 | 35.1474 | 819.6433 | 3.4297e-16 | 353.5854 | 875.6975 | 650.1108 | 24.9434 | 900.6266 | 103.4428 | 9.5923 | 846.4531 | 92.8063 | 840.0095 | 281.2472 | 948.5897 | 1031.2494 | 894.7078 | 65.9616 | 1044.1659 | 27.6629 | 208.39 | 225.2514 | 908.9946 | 1173.4183 | 6.2253 | 587.4476 | 570.7198 | 220.6335 | 403.1118 | 266.7109 | 7.1746 | 517.6442 | 482.5044
1f37113 | MBS_a | 4 | 01f_076010_393x248x546.dat | 0.0663;0.0663;0.1400 | 393;248;546 | (0.1677;69.1162;23.7382) | 110 | 3.9 | 52 | 81.5087 | 60 | Varibar | [5,133] | [30,30] | 0 | 10 | 185 | abnormal | tracheal aspiration | 5.7221 | 2.4744 | 14.1591 | 23.3202 | 10.0844 | 235.1704 | 1.2626e-15 | 7.6536 | 61.1636 | 7.0473 | 0.88788 | 427.1388 | 3.7226 | 0.23243 | 24.6926 | 3.2518 | 64.5013 | 6.577 | 35.8398 | 252.3595 | 1084.6976 | 2.3654 | 657.0836 | 0.99377 | 6.2039 | 5.4025 | 86.5699 | 603.2646 | 0.29829 | 91.9953 | 78.8051 | 64.3666 | 166.3627 | 67.4732 | 0.27094 | 196.1993 | 83.6485
1f37113 | MBS_a | 4 | 01f_076010_393x248x546.dat | 0.0663;0.0663;0.1400 | 393;248;546 | (0.1677;69.1162;23.7382) | 110 | 7.85 | 62 | 81.5087 | 60 | Varibar | [5,133] | [30,30] | 0 | 10 | 185 | abnormal | tracheal aspiration | 5.7221 | 2.4744 | 14.1591 | 23.3202 | 10.0844 | 235.1704 | 1.0084e-15 | 12.1817 | 92.4042 | 11.5709 | 1.5998 | 572.2556 | 5.1014 | 0.8146 | 37.0351 | 5.2704 | 81.1983 | 10.4245 | 50.3721 | 327.1633 | 1486.9165 | 3.8275 | 826.6498 | 1.719 | 9.9723 | 8.4275 | 118.8918 | 756.6078 | 0.52622 | 132.426 | 113.5942 | 83.5777 | 206.7988 | 74.0752 | 0.48998 | 263.9819 | 111.1267
1f37113 | MBS_a | 4 | 01f_076010_393x248x546.dat | 0.0663;0.0663;0.1400 | 393;248;546 | (0.1677;69.1162;23.7382) | 110 | 9.9905 | 69 | 81.5087 | 60 | Varibar | [5,133] | [30,30] | 0 | 10 | 185 | abnormal | tracheal aspiration | 5.7221 | 2.4744 | 14.1591 | 23.3202 | 10.0844 | 235.1704 | 9.7506e-16 | 14.156 | 103.5833 | 13.0177 | 1.9543 | 614.1055 | 6.3202 | 1.0015 | 41.0251 | 6.2464 | 77.2157 | 11.868 | 54.1084 | 345.6914 | 1590.9783 | 4.4293 | 867.5359 | 2.1781 | 11.388 | 10.0318 | 125.7358 | 779.0184 | 0.70391 | 146.316 | 124.923 | 89.2834 | 216.0082 | 75.4966 | 0.74707 | 282.2179 | 118.2043
1f37113 | MBS_a | 4 | 01f_076010_393x248x546.dat | 0.0663;0.0663;0.1400 | 393;248;546 | (0.1677;69.1162;23.7382) | 60 | 2.5 | 38 | 81.5087 | 60 | Varibar | [5,133] | [30,30] | 0 | 10 | 185 | abnormal | tracheal aspiration | 5.7221 | 2.4744 | 14.1591 | 23.3202 | 10.0844 | 235.1704 | 1.5772e-15 | 3.6953 | 34.8641 | 4.6249 | 0.3475 | 313.8452 | 1.3111 | 0.13588 | 14.8693 | 1.336 | 40.1557 | 3.2756 | 24.0317 | 198.1917 | 752.341 | 0.86127 | 525.3389 | 0.35449 | 2.9039 | 2.3545 | 60.5854 | 489.643 | 0.06066 | 58.2533 | 49.7789 | 47.8329 | 134.8902 | 62.3549 | 0.070682 | 141.8212 | 62.153
1f37113 | MBS_a | 4 | 01f_076010_393x248x546.dat | 0.0663;0.0663;0.1400 | 393;248;546 | (0.1677;69.1162;23.7382) | 60 | 5.7448 | 47 | 81.5087 | 60 | Varibar | [5,133] | [30,30] | 0 | 10 | 185 | abnormal | tracheal aspiration | 5.7221 | 2.4744 | 14.1591 | 23.3202 | 10.0844 | 235.1704 | 1.0242e-15 | 8.454 | 76.2894 | 8.9144 | 0.9051 | 520.2284 | 3.9038 | 0.32026 | 32.1061 | 3.6913 | 73.9392 | 8.0606 | 46.5228 | 313.6895 | 1355.9331 | 2.4467 | 788.3393 | 1.092 | 7.2519 | 6.5891 | 112.2182 | 756.9382 | 0.30944 | 112.775 | 98.1697 | 78.0512 | 198.2616 | 73.3392 | 0.22513 | 242.2644 | 103.7034
1f37113 | MBS_a | 4 | 01f_076010_393x248x546.dat | 0.0663;0.0663;0.1400 | 393;248;546 | (0.1677;69.1162;23.7382) | 60 | 6.3535 | 49 | 81.5087 | 60 | Varibar | [5,133] | [30,30] | 0 | 10 | 185 | abnormal | tracheal aspiration | 5.7221 | 2.4744 | 14.1591 | 23.3202 | 10.0844 | 235.1704 | 9.7789e-16 | 9.7728 | 83.2202 | 9.9434 | 1.0694 | 550.9426 | 4.9522 | 0.33985 | 35.1063 | 4.1453 | 73.4266 | 8.9583 | 49.7828 | 329.1176 | 1458.6543 | 2.9224 | 819.1738 | 1.2416 | 8.3647 | 6.912 | 119.7684 | 782.5234 | 0.34689 | 121.2702 | 105.794 | 81.7305 | 205.6432 | 74.5324 | 0.24274 | 257.9955 | 109.329
1f37113 | MBS_a | 4 | 01f_076010_393x248x546.dat | 0.0663;0.0663;0.1400 | 393;248;546 | (0.1677;69.1162;23.7382) | 80 | 2.9 | 44 | 81.5087 | 60 | Varibar | [5,133] | [30,30] | 0 | 10 | 185 | abnormal | tracheal aspiration | 5.7221 | 2.4744 | 14.1591 | 23.3202 | 10.0844 | 235.1704 | 1.4122e-15 | 5.5025 | 46.1464 | 5.47 | 0.54809 | 366.1802 | 1.8342 | 0.29457 | 19.1857 | 2.0705 | 52.0223 | 4.7321 | 29.3294 | 220.8113 | 905.8201 | 1.4405 | 579.8325 | 0.61777 | 4.2379 | 3.7934 | 72.0082 | 546.2254 | 0.19891 | 72.576 | 62.3796 | 54.5771 | 147.9047 | 64.5519 | 0.04823 | 166.4279 | 71.8088
1f37113 | MBS_a | 4 | 01f_076010_393x248x546.dat | 0.0663;0.0663;0.1400 | 393;248;546 | (0.1677;69.1162;23.7382) | 80 | 7.702 | 57 | 81.5087 | 60 | Varibar | [5,133] | [30,30] | 0 | 10 | 185 | abnormal | tracheal aspiration | 5.7221 | 2.4744 | 14.1591 | 23.3202 | 10.0844 | 235.1704 | 9.4403e-16 | 12.6607 | 94.9963 | 12.0473 | 1.5537 | 584.2849 | 6.1245 | 0.55584 | 39.0614 | 5.2545 | 85.2826 | 10.6872 | 53.4668 | 337.7556 | 1577.817 | 3.9407 | 849.8708 | 1.6682 | 10.0566 | 8.8911 | 125.4203 | 794.9783 | 0.45536 | 135.7467 | 117.8705 | 85.6815 | 212.8735 | 75.4249 | 0.337 | 275.0382 | 115.5904
1f37113 | MBS_a | 4 | 01f_076010_393x248x546.dat | 0.0663;0.0663;0.1400 | 393;248;546 | (0.1677;69.1162;23.7382) | 80 | 8.502 | 60 | 81.5087 | 60 | Varibar | [5,133] | [30,30] | 0 | 10 | 185 | abnormal | tracheal aspiration | 5.7221 | 2.4744 | 14.1591 | 23.3202 | 10.0844 | 235.1704 | 9.207e-16 | 13.3692 | 100.8451 | 12.3276 | 1.7569 | 600.7828 | 5.7209 | 0.59127 | 40.8592 | 5.7601 | 91.3111 | 11.5228 | 55.4785 | 346.8779 | 1642.6654 | 4.1379 | 871.2405 | 1.8319 | 11.0481 | 9.4504 | 129.1628 | 806.2355 | 0.6001 | 142.9202 | 124.0525 | 88.9973 | 217.6115 | 76.0236 | 0.39864 | 284.3943 | 119.1377
1f37113 | MBS_a | 5 | 01f_076010_393x248x546.dat | 0.0663;0.0663;0.1400 | 393;248;546 | (0.1677;69.1162;23.7382) | 110 | 3.9 | 52 | 81.5087 | 60 | Varibar | [5,133,110] | [30,30,100] | 0 | 20 | 185 | abnormal | tracheal aspiration | 5.7221 | 2.4744 | 14.1591 | 23.3202 | 10.0844 | 235.1704 | 1.2626e-15 | 7.0875 | 60.9221 | 6.9369 | 0.84732 | 426.418 | 3.5012 | 0.21901 | 23.7057 | 3.0204 | 63.8304 | 6.3316 | 34.4189 | 3173.1465 | 1083.5888 | 2.2502 | 655.1273 | 0.9548 | 5.7935 | 4.9288 | 83.9245 | 597.4272 | 0.27948 | 91.1416 | 77.9668 | 63.9184 | 165.4615 | 67.2702 | 0.26905 | 420.2084 | 226.7356
1f37113 | MBS_a | 5 | 01f_076010_393x248x546.dat | 0.0663;0.0663;0.1400 | 393;248;546 | (0.1677;69.1162;23.7382) | 110 | 7.85 | 62 | 81.5087 | 60 | Varibar | [5,133,110] | [30,30,100] | 0 | 20 | 185 | abnormal | tracheal aspiration | 5.7221 | 2.4744 | 14.1591 | 23.3202 | 10.0844 | 235.1704 | 1.0084e-15 | 11.3527 | 92.0313 | 11.1801 | 1.5358 | 571.5713 | 4.9422 | 0.80043 | 35.2778 | 4.9056 | 81.2826 | 10.0209 | 48.476 | 4819.0413 | 1485.3298 | 3.6589 | 824.1012 | 1.6324 | 9.3296 | 7.8898 | 115.0541 | 749.3884 | 0.50907 | 131.2227 | 112.399 | 82.9579 | 205.7303 | 73.807 | 0.48885 | 608.6063 | 331.3151
1f37113 | MBS_a | 5 | 01f_076010_393x248x546.dat | 0.0663;0.0663;0.1400 | 393;248;546 | (0.1677;69.1162;23.7382) | 110 | 9.9905 | 69 | 81.5087 | 60 | Varibar | [5,133,110] | [30,30,100] | 0 | 20 | 185 | abnormal | tracheal aspiration | 5.7221 | 2.4744 | 14.1591 | 23.3202 | 10.0844 | 235.1704 | 9.7506e-16 | 12.6413 | 103.1526 | 12.8341 | 1.8427 | 612.6594 | 5.8399 | 1.004 | 39.1155 | 5.823 | 76.8886 | 11.4178 | 52.086 | 5387.7684 | 1588.9271 | 4.2086 | 864.9925 | 2.0755 | 10.6681 | 9.318 | 121.9719 | 778.0748 | 0.69188 | 145.035 | 123.6471 | 88.7491 | 214.965 | 75.1879 | 0.69982 | 668.9253 | 365.6732
1f37113 | MBS_a | 5 | 01f_076010_393x248x546.dat | 0.0663;0.0663;0.1400 | 393;248;546 | (0.1677;69.1162;23.7382) | 60 | 2.5 | 38 | 81.5087 | 60 | Varibar | [5,133,110] | [30,30,100] | 0 | 20 | 185 | abnormal | tracheal aspiration | 5.7221 | 2.4744 | 14.1591 | 23.3202 | 10.0844 | 235.1704 | 1.5772e-15 | 3.4366 | 34.7512 | 4.4754 | 0.33785 | 313.5282 | 1.2991 | 0.13588 | 14.1554 | 1.2419 | 40.1361 | 3.1676 | 22.9627 | 1744.4724 | 751.8971 | 0.80737 | 523.5256 | 0.34129 | 2.6799 | 2.1269 | 58.1292 | 480.7031 | 0.063758 | 57.691 | 49.2365 | 47.4129 | 134.0923 | 62.2134 | 0.070682 | 260.3132 | 137.5932
1f37113 | MBS_a | 5 | 01f_076010_393x248x546.dat | 0.0663;0.0663;0.1400 | 393;248;546 | (0.1677;69.1162;23.7382) | 60 | 5.7448 | 47 | 81.5087 | 60 | Varibar | [5,133,110] | [30,30,100] | 0 | 20 | 185 | abnormal | tracheal aspiration | 5.7221 | 2.4744 | 14.1591 | 23.3202 | 10.0844 | 235.1704 | 1.0242e-15 | 7.654 | 75.9828 | 8.6282 | 0.87273 | 519.789 | 3.8427 | 0.32026 | 30.455 | 3.4079 | 73.8631 | 7.7756 | 44.5592 | 3954.6341 | 1354.6638 | 2.2668 | 785.2832 | 1.0357 | 6.7674 | 5.989 | 108.5957 | 746.598 | 0.30297 | 111.6578 | 97.0584 | 77.3632 | 197.0075 | 73.0622 | 0.2248 | 521.5149 | 281.8985
1f37113 | MBS_a | 5 | 01f_076010_393x248x546.dat | 0.0663;0.0663;0.1400 | 393;248;546 | (0.1677;69.1162;23.7382) | 60 | 6.3535 | 49 | 81.5087 | 60 | Varibar | [5,133,110] | [30,30,100] | 0 | 20 | 185 | abnormal | tracheal aspiration | 5.7221 | 2.4744 | 14.1591 | 23.3202 | 10.0844 | 235.1704 | 9.7789e-16 | 8.8581 | 82.8684 | 9.7053 | 1.0251 | 550.2677 | 4.7333 | 0.33985 | 33.2625 | 3.8489 | 73.5146 | 8.6254 | 47.6312 | 4389.0522 | 1456.609 | 2.7192 | 815.8504 | 1.1845 | 7.8297 | 6.3434 | 115.7597 | 774.2607 | 0.33412 | 120.0555 | 104.5797 | 81.1777 | 204.3563 | 74.2305 | 0.24169 | 569.3195 | 308.183
1f37113 | MBS_a | 5 | 01f_076010_393x248x546.dat | 0.0663;0.0663;0.1400 | 393;248;546 | (0.1677;69.1162;23.7382) | 80 | 2.9 | 44 | 81.5087 | 60 | Varibar | [5,133,110] | [30,30,100] | 0 | 20 | 185 | abnormal | tracheal aspiration | 5.7221 | 2.4744 | 14.1591 | 23.3202 | 10.0844 | 235.1704 | 1.4122e-15 | 4.9775 | 45.9665 | 5.3462 | 0.53581 | 365.3446 | 1.7905 | 0.29305 | 18.3196 | 1.9242 | 51.9154 | 4.5654 | 28.0966 | 2407.1644 | 905.0411 | 1.3657 | 577.9276 | 0.58542 | 3.9131 | 3.4508 | 69.221 | 537.6572 | 0.19446 | 71.8766 | 61.6964 | 54.1133 | 147.0563 | 64.382 | 0.046141 | 333.9776 | 178.7005
1f37113 | MBS_a | 5 | 01f_076010_393x248x546.dat | 0.0663;0.0663;0.1400 | 393;248;546 | (0.1677;69.1162;23.7382) | 80 | 7.702 | 57 | 81.5087 | 60 | Varibar | [5,133,110] | [30,30,100] | 0 | 20 | 185 | abnormal | tracheal aspiration | 5.7221 | 2.4744 | 14.1591 | 23.3202 | 10.0844 | 235.1704 | 9.4403e-16 | 11.6766 | 94.5832 | 11.8545 | 1.4863 | 583.0773 | 5.8312 | 0.54393 | 37.0848 | 4.8672 | 85.0623 | 10.2598 | 51.2941 | 5151.766 | 1575.3807 | 3.7164 | 846.7883 | 1.6002 | 9.359 | 8.2037 | 121.8929 | 787.3831 | 0.44854 | 134.4313 | 116.5509 | 85.09 | 211.6682 | 75.1025 | 0.33737 | 644.2666 | 351.5525
1f37113 | MBS_a | 5 | 01f_076010_393x248x546.dat | 0.0663;0.0663;0.1400 | 393;248;546 | (0.1677;69.1162;23.7382) | 80 | 8.502 | 60 | 81.5087 | 60 | Varibar | [5,133,110] | [30,30,100] | 0 | 20 | 185 | abnormal | tracheal aspiration | 5.7221 | 2.4744 | 14.1591 | 23.3202 | 10.0844 | 235.1704 | 9.207e-16 | 12.5133 | 100.3977 | 11.6792 | 1.6549 | 600.1637 | 5.4704 | 0.58231 | 38.6956 | 5.3483 | 91.1503 | 11.0644 | 53.1879 | 5518.8519 | 1640.1673 | 3.9356 | 868.0255 | 1.7445 | 10.271 | 8.7377 | 125.3396 | 799.9142 | 0.55944 | 141.551 | 122.6822 | 88.462 | 216.4038 | 75.7227 | 0.40136 | 681.2244 | 372.6947
1f37113 | MBS_a | 6 | 01f_076010_393x248x546.dat | 0.0663;0.0663;0.1400 | 393;248;546 | (0.1677;69.1162;23.7226) | 110 | 3.9 | 52 | 81.5087 | 60 | Varibar | [5] | [0] | 0 | 10 | 185 | abnormal | tracheal aspiration | 5.7221 | 8.6242 | 49.3488 | 23.3202 | 35.1474 | 819.6433 | 4.7037e-16 | 226.1633 | 586.8807 | 540.9805 | 13.5942 | 617.3674 | 64.1901 | 4.4735 | 595.491 | 53.9428 | 722.838 | 189.2751 | 721.5412 | 736.6782 | 672.2394 | 37.6025 | 766.3996 | 15.0508 | 125.8503 | 141.6167 | 639.2227 | 849.6536 | 3.7003 | 394.2822 | 381.1355 | 162.4124 | 298.66 | 235.0006 | 4.1319 | 363.4976 | 352.2858
1f37113 | MBS_a | 6 | 01f_076010_393x248x546.dat | 0.0663;0.0663;0.1400 | 393;248;546 | (0.1677;69.1162;23.7226) | 110 | 7.85 | 62 | 81.5087 | 60 | Varibar | [5] | [0] | 0 | 10 | 185 | abnormal | tracheal aspiration | 5.7221 | 8.6242 | 49.3488 | 23.3202 | 35.1474 | 819.6433 | 3.7567e-16 | 324.6971 | 814.8838 | 633.5293 | 22.4988 | 851.6444 | 94.6461 | 8.1382 | 792.6038 | 83.4582 | 842.3811 | 258.4001 | 896.3375 | 958.8121 | 849.5416 | 59.9856 | 983.2482 | 24.6315 | 193.3808 | 207.1135 | 851.0322 | 1091.6403 | 6.1234 | 545.9654 | 524.8244 | 209.6216 | 380.7343 | 259.3227 | 5.7257 | 485.7036 | 454.0107
1f37113 | MBS_a | 6 | 01f_076010_393x248x546.dat | 0.0663;0.0663;0.1400 | 393;248;546 | (0.1677;69.1162;23.7226) | 110 | 9.9905 | 69 | 81.5087 | 60 | Varibar | [5] | [0] | 0 | 10 | 185 | abnormal | tracheal aspiration | 5.7221 | 8.6242 | 49.3488 | 23.3202 | 35.1474 | 819.6433 | 3.6326e-16 | 354.9001 | 879.5421 | 668.2593 | 25.9491 | 912.4665 | 109.5312 | 10.4083 | 835.0282 | 94.5501 | 897.2156 | 274.9154 | 927.9926 | 1009.0372 | 892.5357 | 67.8445 | 1037.1164 | 29.2272 | 215.8553 | 231.1888 | 900.1061 | 1139.7159 | 7.3334 | 594.6524 | 567.0441 | 221.3133 | 401.4361 | 264.5665 | 8.8565 | 516.9286 | 481.3519
1f37113 | MBS_a | 6 | 01f_076010_393x248x546.dat | 0.0663;0.0663;0.1400 | 393;248;546 | (0.1677;69.1162;23.7226) | 60 | 2.5 | 38 | 81.5087 | 60 | Varibar | [5] | [0] | 0 | 10 | 185 | abnormal | tracheal aspiration | 5.7221 | 8.6242 | 49.3488 | 23.3202 | 35.1474 | 819.6433 | 5.8768e-16 | 150.9306 | 403.059 | 455.094 | 6.1134 | 443.6422 | 33.7088 | 1.4911 | 442.0938 | 28.7622 | 615.9807 | 133.2237 | 590.4396 | 566.0216 | 538.4897 | 17.889 | 595.3403 | 6.6802 | 70.2882 | 87.1017 | 474.2201 | 664.3403 | 1.4355 | 268.8175 | 262.7672 | 125.5003 | 233.6145 | 216.0656 | 0.97609 | 269.1916 | 270.7034
1f37113 | MBS_a | 6 | 01f_076010_393x248x546.dat | 0.0663;0.0663;0.1400 | 393;248;546 | (0.1677;69.1162;23.7226) | 60 | 5.7448 | 47 | 81.5087 | 60 | Varibar | [5] | [0] | 0 | 10 | 185 | abnormal | tracheal aspiration | 5.7221 | 8.6242 | 49.3488 | 23.3202 | 35.1474 | 819.6433 | 3.8159e-16 | 287.7467 | 740.3843 | 581.6781 | 16.4878 | 760.3012 | 82.9329 | 4.1569 | 751.6269 | 68.4486 | 804.0398 | 241.5081 | 882.0039 | 909.049 | 801.1833 | 45.9635 | 923.2529 | 17.9556 | 157.4955 | 177.9784 | 804.1184 | 1067.7028 | 3.9703 | 480.1864 | 471.9702 | 192.4581 | 358.5929 | 255.2614 | 2.9315 | 448.1272 | 423.5059
1f37113 | MBS_a | 6 | 01f_076010_393x248x546.dat | 0.0663;0.0663;0.1400 | 393;248;546 | (0.1677;69.1162;23.7226) | 60 | 6.3535 | 49 | 81.5087 | 60 | Varibar | [5] | [0] | 0 | 10 | 185 | abnormal | tracheal aspiration | 5.7221 | 8.6242 | 49.3488 | 23.3202 | 35.1474 | 819.6433 | 3.6433e-16 | 310.5133 | 786.4801 | 600.5234 | 18.3742 | 803.4975 | 82.4961 | 5.1088 | 789.1974 | 75.2829 | 802.3722 | 255.956 | 912.3542 | 950.5611 | 831.9331 | 51.3158 | 965.1357 | 20.3806 | 171.8761 | 190.9905 | 844.0924 | 1119.1436 | 4.7212 | 511.8491 | 503.1077 | 201.5439 | 374.2732 | 259.8589 | 4.6485 | 470.9887 | 443.3794
1f37113 | MBS_a | 6 | 01f_076010_393x248x546.dat | 0.0663;0.0663;0.1400 | 393;248;546 | (0.1677;69.1162;23.7226) | 80 | 2.9 | 44 | 81.5087 | 60 | Varibar | [5] | [0] | 0 | 10 | 185 | abnormal | tracheal aspiration | 5.7221 | 8.6242 | 49.3488 | 23.3202 | 35.1474 | 819.6433 | 5.2616e-16 | 182.1196 | 481.0897 | 486.2403 | 9.462 | 516.4972 | 46.5163 | 2.2193 | 507.5076 | 39.756 | 664.9883 | 157.8475 | 646.0207 | 636.1948 | 591.2084 | 26.4577 | 666.5658 | 10.6188 | 93.4374 | 111.1146 | 544.8917 | 748.119 | 2.2187 | 322.2736 | 314.4474 | 139.6704 | 261.1919 | 224.1339 | 2.0986 | 308.5083 | 304.8494
1f37113 | MBS_a | 6 | 01f_076010_393x248x546.dat | 0.0663;0.0663;0.1400 | 393;248;546 | (0.1677;69.1162;23.7226) | 80 | 7.702 | 57 | 81.5087 | 60 | Varibar | [5] | [0] | 0 | 10 | 185 | abnormal | tracheal aspiration | 5.7221 | 8.6242 | 49.3488 | 23.3202 | 35.1474 | 819.6433 | 3.5168e-16 | 335.2767 | 842.8125 | 634.2704 | 22.7918 | 865.7026 | 93.0705 | 6.3549 | 825.9221 | 87.5001 | 821.145 | 271.3549 | 931.8708 | 999.7166 | 868.802 | 61.6243 | 1013.1095 | 25.5889 | 196.7529 | 213.3504 | 882.2518 | 1150.166 | 5.7433 | 562.0703 | 547.2929 | 214.145 | 392.1996 | 263.8699 | 6.8608 | 499.9057 | 467.9696
1f37113 | MBS_a | 6 | 01f_076010_393x248x546.dat | 0.0663;0.0663;0.1400 | 393;248;546 | (0.1677;69.1162;23.7226) | 80 | 8.502 | 60 | 81.5087 | 60 | Varibar | [5] | [0] | 0 | 10 | 185 | abnormal | tracheal aspiration | 5.7221 | 8.6242 | 49.3488 | 23.3202 | 35.1474 | 819.6433 | 3.4297e-16 | 353.5854 | 875.6975 | 650.1108 | 24.9434 | 900.6266 | 103.4428 | 9.5923 | 846.4531 | 92.8063 | 840.0095 | 281.2443 | 948.5897 | 1031.2494 | 894.7078 | 65.9616 | 1044.1659 | 27.6626 | 208.39 | 225.2514 | 908.9946 | 1173.4183 | 6.2253 | 587.4476 | 570.7198 | 220.6253 | 403.1118 | 266.7109 | 7.1746 | 517.6435 | 482.5042
1f37113 | MBS_a | 7 | 01f_076010_393x248x546.dat | 0.0663;0.0663;0.1400 | 393;248;546 | (0.1677;69.1162;23.7382) | 110 | 3.9 | 52 | 81.5087 | 60 | Varibar | [5,133] | [30,30] | 0 | 10 | 185 | abnormal | tracheal aspiration | 5.7221 | 2.4744 | 14.1591 | 23.3202 | 10.0844 | 235.1704 | 1.2626e-15 | 7.6536 | 61.1636 | 7.0473 | 0.88788 | 427.1388 | 3.7226 | 0.23243 | 24.6926 | 3.2518 | 64.5013 | 6.577 | 35.8398 | 252.3595 | 1084.6976 | 2.3654 | 657.0836 | 0.99377 | 6.2039 | 5.4025 | 86.5699 | 603.2646 | 0.29829 | 91.9953 | 78.8049 | 64.3666 | 166.3627 | 67.4732 | 0.27094 | 196.1993 | 83.6485
1f37113 | MBS_a | 7 | 01f_076010_393x248x546.dat | 0.0663;0.0663;0.1400 | 393;248;546 | (0.1677;69.1162;23.7382) | 110 | 7.85 | 62 | 81.5087 | 60 | Varibar | [5,133] | [30,30] | 0 | 10 | 185 | abnormal | tracheal aspiration | 5.7221 | 2.4744 | 14.1591 | 23.3202 | 10.0844 | 235.1704 | 1.0084e-15 | 12.1817 | 92.4042 | 11.5709 | 1.5998 | 572.2556 | 5.1014 | 0.8146 | 37.0351 | 5.2703 | 81.1983 | 10.4245 | 50.3721 | 327.1633 | 1486.9165 | 3.8275 | 826.6498 | 1.7184 | 9.9723 | 8.4275 | 118.8918 | 756.6078 | 0.52622 | 132.4257 | 113.594 | 83.5777 | 206.7988 | 74.0752 | 0.48998 | 263.9819 | 111.1266
1f37113 | MBS_a | 7 | 01f_076010_393x248x546.dat | 0.0663;0.0663;0.1400 | 393;248;546 | (0.1677;69.1162;23.7382) | 110 | 9.9905 | 69 | 81.5087 | 60 | Varibar | [5,133] | [30,30] | 0 | 10 | 185 | abnormal | tracheal aspiration | 5.7221 | 2.4744 | 14.1591 | 23.3202 | 10.0844 | 235.1704 | 9.7506e-16 | 14.156 | 103.5833 | 13.0177 | 1.9543 | 614.1055 | 6.3202 | 1.0015 | 41.0251 | 6.2464 | 77.2157 | 11.868 | 54.1084 | 345.6914 | 1590.9783 | 4.4293 | 867.5257 | 2.1781 | 11.388 | 10.0318 | 125.7358 | 779.0184 | 0.70391 | 146.3161 | 124.923 | 89.2834 | 216.0082 | 75.4966 | 0.74707 | 282.2179 | 118.2042
1f37113 | MBS_a | 7 | 01f_076010_393x248x546.dat | 0.0663;0.0663;0.1400 | 393;248;546 | (0.1677;69.1162;23.7382) | 60 | 2.5 | 38 | 81.5087 | 60 | Varibar | [5,133] | [30,30] | 0 | 10 | 185 | abnormal | tracheal aspiration | 5.7221 | 2.4744 | 14.1591 | 23.3202 | 10.0844 | 235.1704 | 1.5772e-15 | 3.6953 | 34.8635 | 4.6249 | 0.3475 | 313.8452 | 1.3111 | 0.13588 | 14.8693 | 1.336 | 40.1557 | 3.2756 | 24.0317 | 198.1917 | 752.341 | 0.86127 | 525.3389 | 0.35449 | 2.9039 | 2.3545 | 60.5854 | 489.643 | 0.06066 | 58.2533 | 49.7788 | 47.8329 | 134.8902 | 62.3549 | 0.070682 | 141.8212 | 62.153
1f37113 | MBS_a | 7 | 01f_076010_393x248x546.dat | 0.0663;0.0663;0.1400 | 393;248;546 | (0.1677;69.1162;23.7382) | 60 | 5.7448 | 47 | 81.5087 | 60 | Varibar | [5,133] | [30,30] | 0 | 10 | 185 | abnormal | tracheal aspiration | 5.7221 | 2.4744 | 14.1591 | 23.3202 | 10.0844 | 235.1704 | 1.0242e-15 | 8.454 | 76.2894 | 8.9144 | 0.9051 | 520.2284 | 3.9038 | 0.32026 | 32.1061 | 3.6913 | 73.9392 | 8.0604 | 46.5218 | 313.6895 | 1355.9331 | 2.4467 | 788.3393 | 1.092 | 7.2521 | 6.5891 | 112.2182 | 756.9382 | 0.30944 | 112.7749 | 98.1697 | 78.0512 | 198.2616 | 73.3392 | 0.22513 | 242.2644 | 103.7033
1f37113 | MBS_a | 7 | 01f_076010_393x248x546.dat | 0.0663;0.0663;0.1400 | 393;248;546 | (0.1677;69.1162;23.7382) | 60 | 6.3535 | 49 | 81.5087 | 60 | Varibar | [5,133] | [30,30] | 0 | 10 | 185 | abnormal | tracheal aspiration | 5.7221 | 2.4744 | 14.1591 | 23.3202 | 10.0844 | 235.1704 | 9.7789e-16 | 9.7728 | 83.2202 | 9.9434 | 1.0694 | 550.9426 | 4.9522 | 0.33985 | 35.1063 | 4.1453 | 73.4266 | 8.9583 | 49.7828 | 329.1176 | 1458.6543 | 2.9224 | 819.1738 | 1.2416 | 8.3647 | 6.912 | 119.7684 | 782.5234 | 0.34689 | 121.2703 | 105.794 | 81.7305 | 205.6432 | 74.5324 | 0.24274 | 257.9955 | 109.3291
1f37113 | MBS_a | 7 | 01f_076010_393x248x546.dat | 0.0663;0.0663;0.1400 | 393;248;546 | (0.1677;69.1162;23.7382) | 80 | 2.9 | 44 | 81.5087 | 60 | Varibar | [5,133] | [30,30] | 0 | 10 | 185 | abnormal | tracheal aspiration | 5.7221 | 2.4744 | 14.1591 | 23.3202 | 10.0844 | 235.1704 | 1.4122e-15 | 5.5025 | 46.1464 | 5.47 | 0.54809 | 366.1802 | 1.8342 | 0.29457 | 19.1857 | 2.0706 | 52.0223 | 4.7321 | 29.3294 | 220.8113 | 905.8201 | 1.4405 | 579.8325 | 0.61777 | 4.2381 | 3.7934 | 72.0082 | 546.2254 | 0.19891 | 72.576 | 62.3796 | 54.5771 | 147.9047 | 64.5519 | 0.04823 | 166.428 | 71.8088
1f37113 | MBS_a | 7 | 01f_076010_393x248x546.dat | 0.0663;0.0663;0.1400 | 393;248;546 | (0.1677;69.1162;23.7382) | 80 | 7.702 | 57 | 81.5087 | 60 | Varibar | [5,133] | [30,30] | 0 | 10 | 185 | abnormal | tracheal aspiration | 5.7221 | 2.4744 | 14.1591 | 23.3202 | 10.0844 | 235.1704 | 9.4403e-16 | 12.6607 | 94.9963 | 12.0473 | 1.5537 | 584.2849 | 6.1245 | 0.55584 | 39.0593 | 5.2545 | 85.2826 | 10.6872 | 53.4668 | 337.7556 | 1577.817 | 3.9407 | 849.8708 | 1.6682 | 10.0566 | 8.8911 | 125.4203 | 794.9783 | 0.45536 | 135.7467 | 117.8704 | 85.6815 | 212.8735 | 75.4249 | 0.337 | 275.038 | 115.5904
1f37113 | MBS_a | 7 | 01f_076010_393x248x546.dat | 0.0663;0.0663;0.1400 | 393;248;546 | (0.1677;69.1162;23.7382) | 80 | 8.502 | 60 | 81.5087 | 60 | Varibar | [5,133] | [30,30] | 0 | 10 | 185 | abnormal | tracheal aspiration | 5.7221 | 2.4744 | 14.1591 | 23.3202 | 10.0844 | 235.1704 | 9.207e-16 | 13.3692 | 100.8451 | 12.3276 | 1.7569 | 600.7828 | 5.7209 | 0.59127 | 40.8592 | 5.7601 | 91.3111 | 11.5228 | 55.4785 | 346.8779 | 1642.6654 | 4.1379 | 871.2405 | 1.8319 | 11.0481 | 9.4504 | 129.1628 | 806.2355 | 0.6001 | 142.9202 | 124.0525 | 88.9973 | 217.6115 | 76.0236 | 0.39864 | 284.3943 | 119.1377
1f37113 | MBS_a | 8 | 01f_076010_393x248x546.dat | 0.0663;0.0663;0.1400 | 393;248;546 | (0.1677;69.1162;23.7382) | 110 | 3.9 | 52 | 81.5087 | 60 | Varibar | [5,133,110] | [30,30,100] | 0 | 20 | 185 | abnormal | tracheal aspiration | 5.7221 | 2.4744 | 14.1591 | 23.3202 | 10.0844 | 235.1704 | 1.2626e-15 | 7.0875 | 60.9221 | 6.9369 | 0.84732 | 426.418 | 3.5012 | 0.21901 | 23.7057 | 3.0204 | 63.8304 | 6.3316 | 34.4189 | 3173.1465 | 1083.5888 | 2.2502 | 655.1273 | 0.9548 | 5.7935 | 4.9288 | 83.9245 | 597.4272 | 0.27948 | 91.1414 | 77.9668 | 63.9184 | 165.4615 | 67.2702 | 0.26905 | 420.2084 | 226.7356
1f37113 | MBS_a | 8 | 01f_076010_393x248x546.dat | 0.0663;0.0663;0.1400 | 393;248;546 | (0.1677;69.1162;23.7382) | 110 | 7.85 | 62 | 81.5087 | 60 | Varibar | [5,133,110] | [30,30,100] | 0 | 20 | 185 | abnormal | tracheal aspiration | 5.7221 | 2.4744 | 14.1591 | 23.3202 | 10.0844 | 235.1704 | 1.0084e-15 | 11.3527 | 92.0304 | 11.1801 | 1.5358 | 571.5713 | 4.9422 | 0.80043 | 35.2778 | 4.9056 | 81.2826 | 10.0209 | 48.476 | 4819.0413 | 1485.3298 | 3.6589 | 824.1012 | 1.6318 | 9.3296 | 7.8898 | 115.0541 | 749.3884 | 0.50907 | 131.2227 | 112.399 | 82.9579 | 205.7303 | 73.807 | 0.48885 | 608.6063 | 331.3151
1f37113 | MBS_a | 8 | 01f_076010_393x248x546.dat | 0.0663;0.0663;0.1400 | 393;248;546 | (0.1677;69.1162;23.7382) | 110 | 9.9905 | 69 | 81.5087 | 60 | Varibar | [5,133,110] | [30,30,100] | 0 | 20 | 185 | abnormal | tracheal aspiration | 5.7221 | 2.4744 | 14.1591 | 23.3202 | 10.0844 | 235.1704 | 9.7506e-16 | 12.6413 | 103.1526 | 12.8341 | 1.8427 | 612.6594 | 5.8399 | 1.004 | 39.1155 | 5.823 | 76.8886 | 11.4178 | 52.085 | 5387.7684 | 1588.9271 | 4.2086 | 864.9925 | 2.0755 | 10.6681 | 9.318 | 121.9719 | 778.0748 | 0.69188 | 145.035 | 123.6472 | 88.7491 | 214.965 | 75.1879 | 0.69982 | 668.9253 | 365.673
1f37113 | MBS_a | 8 | 01f_076010_393x248x546.dat | 0.0663;0.0663;0.1400 | 393;248;546 | (0.1677;69.1162;23.7382) | 60 | 2.5 | 38 | 81.5087 | 60 | Varibar | [5,133,110] | [30,30,100] | 0 | 20 | 185 | abnormal | tracheal aspiration | 5.7221 | 2.4744 | 14.1591 | 23.3202 | 10.0844 | 235.1704 | 1.5772e-15 | 3.4366 | 34.7512 | 4.4754 | 0.33785 | 313.5282 | 1.2991 | 0.13588 | 14.1554 | 1.2419 | 40.1361 | 3.1676 | 22.9627 | 1744.4724 | 751.8971 | 0.80737 | 523.5256 | 0.34129 | 2.6799 | 2.1269 | 58.1292 | 480.7031 | 0.063758 | 57.691 | 49.2365 | 47.4129 | 134.0923 | 62.2134 | 0.070682 | 260.3132 | 137.5932
1f37113 | MBS_a | 8 | 01f_076010_393x248x546.dat | 0.0663;0.0663;0.1400 | 393;248;546 | (0.1677;69.1162;23.7382) | 60 | 5.7448 | 47 | 81.5087 | 60 | Varibar | [5,133,110] | [30,30,100] | 0 | 20 | 185 | abnormal | tracheal aspiration | 5.7221 | 2.4744 | 14.1591 | 23.3202 | 10.0844 | 235.1704 | 1.0242e-15 | 7.654 | 75.9828 | 8.6282 | 0.87273 | 519.789 | 3.8427 | 0.32026 | 30.455 | 3.4079 | 73.8631 | 7.7754 | 44.5592 | 3954.6341 | 1354.6638 | 2.2668 | 785.2832 | 1.0357 | 6.7674 | 5.989 | 108.5957 | 746.598 | 0.30297 | 111.6579 | 97.0584 | 77.3632 | 197.0075 | 73.0622 | 0.2248 | 521.5149 | 281.8985
1f37113 | MBS_a | 8 | 01f_076010_393x248x546.dat | 0.0663;0.0663;0.1400 | 393;248;546 | (0.1677;69.1162;23.7382) | 60 | 6.3535 | 49 | 81.5087 | 60 | Varibar | [5,133,110] | [30,30,100] | 0 | 20 | 185 | abnormal | tracheal aspiration | 5.7221 | 2.4744 | 14.1591 | 23.3202 | 10.0844 | 235.1704 | 9.7789e-16 | 8.8581 | 82.8684 | 9.7053 | 1.0251 | 550.2677 | 4.7333 | 0.33985 | 33.2625 | 3.8489 | 73.5146 | 8.6254 | 47.6312 | 4389.0522 | 1456.609 | 2.7192 | 815.8504 | 1.1845 | 7.8297 | 6.3434 | 115.7597 | 774.2607 | 0.33412 | 120.0556 | 104.5798 | 81.1777 | 204.3563 | 74.2305 | 0.24169 | 569.3195 | 308.183
1f37113 | MBS_a | 8 | 01f_076010_393x248x546.dat | 0.0663;0.0663;0.1400 | 393;248;546 | (0.1677;69.1162;23.7382) | 80 | 2.9 | 44 | 81.5087 | 60 | Varibar | [5,133,110] | [30,30,100] | 0 | 20 | 185 | abnormal | tracheal aspiration | 5.7221 | 2.4744 | 14.1591 | 23.3202 | 10.0844 | 235.1704 | 1.4122e-15 | 4.9775 | 45.9665 | 5.3462 | 0.53581 | 365.3446 | 1.7905 | 0.29305 | 18.3196 | 1.9242 | 51.9154 | 4.5654 | 28.0966 | 2407.1644 | 905.0411 | 1.3657 | 577.9276 | 0.58542 | 3.9131 | 3.4508 | 69.221 | 537.6572 | 0.19446 | 71.8766 | 61.6964 | 54.1133 | 147.0563 | 64.382 | 0.046141 | 333.9776 | 178.7005
1f37113 | MBS_a | 8 | 01f_076010_393x248x546.dat | 0.0663;0.0663;0.1400 | 393;248;546 | (0.1677;69.1162;23.7382) | 80 | 7.702 | 57 | 81.5087 | 60 | Varibar | [5,133,110] | [30,30,100] | 0 | 20 | 185 | abnormal | tracheal aspiration | 5.7221 | 2.4744 | 14.1591 | 23.3202 | 10.0844 | 235.1704 | 9.4403e-16 | 11.6766 | 94.5832 | 11.8545 | 1.4863 | 583.0773 | 5.8312 | 0.54393 | 37.0827 | 4.8672 | 85.0623 | 10.2598 | 51.2941 | 5151.766 | 1575.3807 | 3.7164 | 846.7883 | 1.6002 | 9.359 | 8.2037 | 121.8929 | 787.3831 | 0.44854 | 134.4313 | 116.5508 | 85.09 | 211.6682 | 75.1025 | 0.33737 | 644.2664 | 351.5524
1f37113 | MBS_a | 8 | 01f_076010_393x248x546.dat | 0.0663;0.0663;0.1400 | 393;248;546 | (0.1677;69.1162;23.7382) | 80 | 8.502 | 60 | 81.5087 | 60 | Varibar | [5,133,110] | [30,30,100] | 0 | 20 | 185 | abnormal | tracheal aspiration | 5.7221 | 2.4744 | 14.1591 | 23.3202 | 10.0844 | 235.1704 | 9.207e-16 | 12.5133 | 100.3977 | 11.6792 | 1.6549 | 600.1637 | 5.4704 | 0.58231 | 38.6956 | 5.3483 | 91.1503 | 11.0644 | 53.1879 | 5518.8519 | 1640.1673 | 3.9356 | 868.0255 | 1.7445 | 10.271 | 8.7376 | 125.3396 | 799.9142 | 0.55944 | 141.5511 | 122.6824 | 88.462 | 216.4038 | 75.7227 | 0.40136 | 681.2244 | 372.6947
1f37113 | MBS_a | 9 | 01f_076010_393x248x546.dat | 0.0663;0.0663;0.1400 | 393;248;546 | (0.1677;69.1162;23.7226) | 110 | 3.9 | 52 | 81.5087 | 60 | Varibar | [5] | [0] | 0 | 10 | 185 | abnormal | tracheal aspiration | 5.7221 | 8.6242 | 49.3488 | 23.3202 | 35.1474 | 819.6433 | 4.7037e-16 | 226.1633 | 586.8807 | 540.9805 | 13.5942 | 617.3674 | 64.1901 | 4.4735 | 595.491 | 53.9428 | 722.838 | 189.2751 | 721.5412 | 736.6782 | 672.2394 | 37.6025 | 766.3996 | 15.0508 | 125.8503 | 141.6167 | 639.2014 | 849.6536 | 3.7003 | 394.2816 | 381.1355 | 162.4124 | 298.66 | 235.0006 | 4.1319 | 363.496 | 352.2856
1f37113 | MBS_a | 9 | 01f_076010_393x248x546.dat | 0.0663;0.0663;0.1400 | 393;248;546 | (0.1677;69.1162;23.7226) | 110 | 7.85 | 62 | 81.5087 | 60 | Varibar | [5] | [0] | 0 | 10 | 185 | abnormal | tracheal aspiration | 5.7221 | 8.6242 | 49.3488 | 23.3202 | 35.1474 | 819.6433 | 3.7567e-16 | 324.6971 | 814.8838 | 633.5293 | 22.4988 | 851.6444 | 94.6461 | 8.1382 | 792.6038 | 83.4582 | 842.3811 | 258.4001 | 896.3375 | 958.8121 | 849.5416 | 59.9856 | 983.2482 | 24.6315 | 193.3808 | 207.1135 | 851.0322 | 1091.6403 | 6.1234 | 545.9654 | 524.8244 | 209.6216 | 380.7343 | 259.3227 | 5.7257 | 485.7036 | 454.0107
1f37113 | MBS_a | 9 | 01f_076010_393x248x546.dat | 0.0663;0.0663;0.1400 | 393;248;546 | (0.1677;69.1162;23.7226) | 110 | 9.9905 | 69 | 81.5087 | 60 | Varibar | [5] | [0] | 0 | 10 | 185 | abnormal | tracheal aspiration | 5.7221 | 8.6242 | 49.3488 | 23.3202 | 35.1474 | 819.6433 | 3.6326e-16 | 354.9001 | 879.5421 | 668.2593 | 25.9491 | 912.4665 | 109.5312 | 10.4083 | 835.0282 | 94.5501 | 897.2156 | 274.9154 | 927.9926 | 1009.0372 | 892.5357 | 67.8445 | 1037.1164 | 29.2272 | 215.8553 | 231.1888 | 900.1061 | 1139.7159 | 7.3334 | 594.6524 | 567.0441 | 221.3133 | 401.4361 | 264.5665 | 8.8565 | 516.9286 | 481.3519
1f37113 | MBS_a | 9 | 01f_076010_393x248x546.dat | 0.0663;0.0663;0.1400 | 393;248;546 | (0.1677;69.1162;23.7226) | 60 | 2.5 | 38 | 81.5087 | 60 | Varibar | [5] | [0] | 0 | 10 | 185 | abnormal | tracheal aspiration | 5.7221 | 8.6242 | 49.3488 | 23.3202 | 35.1474 | 819.6433 | 5.8768e-16 | 150.9289 | 403.059 | 455.094 | 6.1134 | 443.6422 | 33.7088 | 1.4911 | 442.0938 | 28.7622 | 615.9807 | 133.2237 | 590.4396 | 566.0216 | 538.4897 | 17.889 | 595.3403 | 6.6802 | 70.2882 | 87.1017 | 474.2201 | 664.3403 | 1.4355 | 268.8175 | 262.7671 | 125.5003 | 233.6145 | 216.0656 | 0.97609 | 269.1915 | 270.7034
1f37113 | MBS_a | 9 | 01f_076010_393x248x546.dat | 0.0663;0.0663;0.1400 | 393;248;546 | (0.1677;69.1162;23.7226) | 60 | 5.7448 | 47 | 81.5087 | 60 | Varibar | [5] | [0] | 0 | 10 | 185 | abnormal | tracheal aspiration | 5.7221 | 8.6242 | 49.3488 | 23.3202 | 35.1474 | 819.6433 | 3.8159e-16 | 287.7467 | 740.3843 | 581.6781 | 16.4878 | 760.3012 | 82.9329 | 4.1569 | 751.6269 | 68.4486 | 804.0398 | 241.5054 | 882.0039 | 909.049 | 801.1833 | 45.9635 | 923.2529 | 17.9567 | 157.4955 | 177.9784 | 804.1184 | 1067.7028 | 3.9703 | 480.1864 | 471.97 | 192.4581 | 358.5929 | 255.2614 | 2.9315 | 448.1272 | 423.5058
1f37113 | MBS_a | 9 | 01f_076010_393x248x546.dat | 0.0663;0.0663;0.1400 | 393;248;546 | (0.1677;69.1162;23.7226) | 60 | 6.3535 | 49 | 81.5087 | 60 | Varibar | [5] | [0] | 0 | 10 | 185 | abnormal | tracheal aspiration | 5.7221 | 8.6242 | 49.3488 | 23.3202 | 35.1474 | 819.6433 | 3.6433e-16 | 310.5133 | 786.4801 | 600.5234 | 18.3742 | 803.4975 | 82.4961 | 5.1088 | 789.1974 | 75.2829 | 802.3722 | 255.9587 | 912.3542 | 950.5611 | 831.9331 | 51.3158 | 965.1357 | 20.3806 | 171.8761 | 190.9905 | 844.0924 | 1119.1436 | 4.7212 | 511.8491 | 503.1079 | 201.5439 | 374.2732 | 259.8589 | 4.6485 | 470.9887 | 443.3795
1f37113 | MBS_a | 9 | 01f_076010_393x248x546.dat | 0.0663;0.0663;0.1400 | 393;248;546 | (0.1677;69.1162;23.7226) | 80 | 2.9 | 44 | 81.5087 | 60 | Varibar | [5] | [0] | 0 | 10 | 185 | abnormal | tracheal aspiration | 5.7221 | 8.6242 | 49.3488 | 23.3202 | 35.1474 | 819.6433 | 5.2616e-16 | 182.1196 | 481.0897 | 486.2403 | 9.462 | 516.4972 | 46.5163 | 2.2193 | 507.5076 | 39.756 | 664.9883 | 157.8475 | 646.0017 | 636.1948 | 591.2084 | 26.4577 | 666.5658 | 10.6188 | 93.4374 | 111.1146 | 544.8917 | 748.119 | 2.2187 | 322.2736 | 314.4474 | 139.6704 | 261.1919 | 224.1339 | 2.0986 | 308.5083 | 304.8472
1f37113 | MBS_a | 9 | 01f_076010_393x248x546.dat | 0.0663;0.0663;0.1400 | 393;248;546 | (0.1677;69.1162;23.7226) | 80 | 7.702 | 57 | 81.5087 | 60 | Varibar | [5] | [0] | 0 | 10 | 185 | abnormal | tracheal aspiration | 5.7221 | 8.6242 | 49.3488 | 23.3202 | 35.1474 | 819.6433 | 3.5168e-16 | 335.2767 | 842.8125 | 634.2704 | 22.7918 | 865.7026 | 93.0705 | 6.3549 | 825.9221 | 87.5001 | 821.145 | 271.3549 | 931.8708 | 999.7166 | 868.802 | 61.6243 | 1013.1095 | 25.5889 | 196.7529 | 213.3504 | 882.2518 | 1150.166 | 5.7433 | 562.0703 | 547.2929 | 214.145 | 392.1996 | 263.8699 | 6.8608 | 499.9057 | 467.9696
1f37113 | MBS_a | 9 | 01f_076010_393x248x546.dat | 0.0663;0.0663;0.1400 | 393;248;546 | (0.1677;69.1162;23.7226) | 80 | 8.502 | 60 | 81.5087 | 60 | Varibar | [5] | [0] | 0 | 10 | 185 | abnormal | tracheal aspiration | 5.7221 | 8.6242 | 49.3488 | 23.3202 | 35.1474 | 819.6433 | 3.4297e-16 | 353.5854 | 875.6975 | 650.1108 | 24.9434 | 900.6266 | 103.4428 | 9.5923 | 846.4531 | 92.8063 | 840.0095 | 281.2472 | 948.5897 | 1031.2494 | 894.7078 | 65.9616 | 1044.1659 | 27.6629 | 208.39 | 225.2514 | 908.9946 | 1173.4183 | 6.2253 | 587.4476 | 570.7198 | 220.6335 | 403.1118 | 266.7109 | 7.1746 | 517.6442 | 482.5044
1f37113 | MBS_a | 10 | 01m_076010_393x248x546.dat | 0.0663;0.0663;0.1400 | 393;248;546 | (0.1677;69.1162;23.7382) | 110 | 3.9 | 52 | 81.5087 | 60 | Varibar | [5,133] | [30,30] | 0 | 10 | 185 | abnormal | tracheal aspiration | 5.7221 | 2.4744 | 14.1591 | 23.3202 | 10.0844 | 235.1704 | 1.2626e-15 | 7.7635 | 61.1636 | 7.088 | 0.89231 | 426.7269 | 3.7023 | 0.061233 | 24.7021 | 3.2638 | 65.3242 | 6.5792 | 35.8398 | 251.4724 | 1084.6976 | 2.3596 | 657.0282 | 0.98538 | 6.201 | 5.3898 | 86.6491 | 603.9378 | 0.27276 | 91.9976 | 78.8079 | 63.5985 | 166.2057 | 67.2072 | 0.21841 | 196.0067 | 83.6032
1f37113 | MBS_a | 10 | 01m_076010_393x248x546.dat | 0.0663;0.0663;0.1400 | 393;248;546 | (0.1677;69.1162;23.7382) | 110 | 7.85 | 62 | 81.5087 | 60 | Varibar | [5,133] | [30,30] | 0 | 10 | 185 | abnormal | tracheal aspiration | 5.7221 | 2.4744 | 14.1591 | 23.3202 | 10.0844 | 235.1704 | 1.0084e-15 | 12.0112 | 92.4032 | 11.5887 | 1.5988 | 572.6324 | 5.5803 | 0.16926 | 37.047 | 5.2843 | 82.1126 | 10.4235 | 50.3929 | 326.3997 | 1486.1231 | 3.8553 | 826.5804 | 1.7455 | 9.9475 | 8.4785 | 119.11 | 756.5483 | 0.56736 | 132.4343 | 113.602 | 83.8249 | 206.5766 | 73.7904 | 0.27317 | 263.95 | 111.048
1f37113 | MBS_a | 10 | 01m_076010_393x248x546.dat | 0.0663;0.0663;0.1400 | 393;248;546 | (0.1677;69.1162;23.7382) | 110 | 9.9905 | 69 | 81.5087 | 60 | Varibar | [5,133] | [30,30] | 0 | 10 | 185 | abnormal | tracheal aspiration | 5.7221 | 2.4744 | 14.1591 | 23.3202 | 10.0844 | 235.1704 | 9.7506e-16 | 14.1889 | 103.5833 | 12.792 | 1.9648 | 613.9209 | 6.5311 | 0.081092 | 41.0118 | 6.2536 | 78.9315 | 11.8577 | 54.1043 | 344.0197 | 1590.8757 | 4.4178 | 867.4026 | 2.1775 | 11.3962 | 9.9512 | 125.6948 | 777.7979 | 0.70899 | 146.3232 | 124.926 | 89.5774 | 215.7695 | 75.2126 | 0.40549 | 282.0452 | 117.9548
1f37113 | MBS_a | 10 | 01m_076010_393x248x546.dat | 0.0663;0.0663;0.1400 | 393;248;546 | (0.1677;69.1162;23.7382) | 60 | 2.5 | 38 | 81.5087 | 60 | Varibar | [5,133] | [30,30] | 0 | 10 | 185 | abnormal | tracheal aspiration | 5.7221 | 2.4744 | 14.1591 | 23.3202 | 10.0844 | 235.1704 | 1.5772e-15 | 3.6575 | 34.8685 | 4.6225 | 0.34578 | 313.9467 | 1.3256 | 0.029692 | 14.8515 | 1.3393 | 40.4987 | 3.2743 | 24.0304 | 197.5386 | 752.9116 | 0.85816 | 525.2501 | 0.36152 | 2.9041 | 2.3597 | 60.6571 | 489.2435 | 0.081555 | 58.262 | 49.7847 | 47.5477 | 134.77 | 62.1153 | 0.0070992 | 141.7967 | 62.0981
1f37113 | MBS_a | 10 | 01m_076010_393x248x546.dat | 0.0663;0.0663;0.1400 | 393;248;546 | (0.1677;69.1162;23.7382) | 60 | 5.7448 | 47 | 81.5087 | 60 | Varibar | [5,133] | [30,30] | 0 | 10 | 185 | abnormal | tracheal aspiration | 5.7221 | 2.4744 | 14.1591 | 23.3202 | 10.0844 | 235.1704 | 1.0242e-15 | 8.4898 | 76.2992 | 8.8428 | 0.89611 | 520.5799 | 4.0285 | 0.15412 | 32.1315 | 3.69 | 73.371 | 8.0635 | 46.5765 | 312.5178 | 1356.9095 | 2.4454 | 788.3784 | 1.0941 | 7.261 | 6.5814 | 112.1694 | 754.8487 | 0.25447 | 112.7814 | 98.1752 | 78.4126 | 198.0512 | 73.0729 | 0.090005 | 242.315 | 103.5581
1f37113 | MBS_a | 10 | 01m_076010_393x248x546.dat | 0.0663;0.0663;0.1400 | 393;248;546 | (0.1677;69.1162;23.7382) | 60 | 6.3535 | 49 | 81.5087 | 60 | Varibar | [5,133] | [30,30] | 0 | 10 | 185 | abnormal | tracheal aspiration | 5.7221 | 2.4744 | 14.1591 | 23.3202 | 10.0844 | 235.1704 | 9.7789e-16 | 9.7235 | 83.2325 | 9.9157 | 1.0817 | 550.8813 | 5.0575 | 0.22964 | 35.0572 | 4.1417 | 72.99 | 8.9595 | 49.7777 | 328.2074 | 1459.7791 | 2.9048 | 819.0818 | 1.2467 | 8.3741 | 6.9422 | 119.8093 | 782.9938 | 0.29798 | 121.2807 | 105.7998 | 82.6676 | 205.4229 | 74.2144 | 0.06553 | 258.0461 | 109.3053
1f37113 | MBS_a | 10 | 01m_076010_393x248x546.dat | 0.0663;0.0663;0.1400 | 393;248;546 | (0.1677;69.1162;23.7382) | 80 | 2.9 | 44 | 81.5087 | 60 | Varibar | [5,133] | [30,30] | 0 | 10 | 185 | abnormal | tracheal aspiration | 5.7221 | 2.4744 | 14.1591 | 23.3202 | 10.0844 | 235.1704 | 1.4122e-15 | 5.488 | 46.1514 | 5.4091 | 0.56289 | 365.904 | 1.8475 | 0.079592 | 19.2196 | 2.0872 | 51.783 | 4.725 | 29.328 | 220.344 | 905.8909 | 1.4201 | 579.9174 | 0.61151 | 4.221 | 3.7579 | 72.1073 | 545.7297 | 0.16067 | 72.5859 | 62.387 | 54.5984 | 147.7643 | 64.3016 | 0.0585 | 166.3564 | 71.7323
1f37113 | MBS_a | 10 | 01m_076010_393x248x546.dat | 0.0663;0.0663;0.1400 | 393;248;546 | (0.1677;69.1162;23.7382) | 80 | 7.702 | 57 | 81.5087 | 60 | Varibar | [5,133] | [30,30] | 0 | 10 | 185 | abnormal | tracheal aspiration | 5.7221 | 2.4744 | 14.1591 | 23.3202 | 10.0844 | 235.1704 | 9.4403e-16 | 12.6204 | 95.0101 | 11.9637 | 1.5606 | 583.8506 | 6.2758 | 0.32709 | 39.0678 | 5.2678 | 84.3049 | 10.6872 | 53.4784 | 336.1031 | 1577.923 | 3.8972 | 849.8708 | 1.6661 | 10.0534 | 8.863 | 125.5156 | 795.7516 | 0.51704 | 135.7483 | 117.8712 | 86.0071 | 212.6452 | 75.1775 | 0.63673 | 274.897 | 115.5091
1f37113 | MBS_a | 10 | 01m_076010_393x248x546.dat | 0.0663;0.0663;0.1400 | 393;248;546 | (0.1677;69.1162;23.7382) | 80 | 8.502 | 60 | 81.5087 | 60 | Varibar | [5,133] | [30,30] | 0 | 10 | 185 | abnormal | tracheal aspiration | 5.7221 | 2.4744 | 14.1591 | 23.3202 | 10.0844 | 235.1704 | 9.207e-16 | 13.6831 | 100.8473 | 12.2689 | 1.7382 | 600.9132 | 6.5143 | 0.20262 | 40.9015 | 5.7665 | 91.4251 | 11.5076 | 55.4926 | 345.2052 | 1641.6879 | 4.2075 | 871.1753 | 1.8448 | 10.9938 | 9.5835 | 129.1954 | 805.7793 | 0.54942 | 142.9289 | 124.0595 | 88.3165 | 217.3868 | 75.7576 | 0.14916 | 284.2185 | 119.004
1f37113 | MBS_a | 11 | 01m_076010_393x248x546.dat | 0.0663;0.0663;0.1400 | 393;248;546 | (0.1677;69.1162;23.7382) | 110 | 3.9 | 52 | 81.5087 | 60 | Varibar | [5,133,110] | [30,30,100] | 0 | 20 | 185 | abnormal | tracheal aspiration | 5.7221 | 2.4744 | 14.1591 | 23.3202 | 10.0844 | 235.1704 | 1.2626e-15 | 7.1651 | 60.9276 | 7.0254 | 0.85952 | 426.1567 | 3.6237 | 0.061233 | 23.6994 | 3.0277 | 64.4783 | 6.3359 | 34.4149 | 3161.3451 | 1083.5888 | 2.247 | 655.0718 | 0.94387 | 5.7889 | 4.9049 | 83.9324 | 598.4094 | 0.25697 | 91.1474 | 77.9752 | 63.1799 | 165.3181 | 67.0039 | 0.15558 | 419.1997 | 226.1748
1f37113 | MBS_a | 11 | 01m_076010_393x248x546.dat | 0.0663;0.0663;0.1400 | 393;248;546 | (0.1677;69.1162;23.7382) | 110 | 7.85 | 62 | 81.5087 | 60 | Varibar | [5,133,110] | [30,30,100] | 0 | 20 | 185 | abnormal | tracheal aspiration | 5.7221 | 2.4744 | 14.1591 | 23.3202 | 10.0844 | 235.1704 | 1.0084e-15 | 11.1107 | 92.0393 | 11.3071 | 1.5392 | 571.8986 | 5.2291 | 0.16926 | 35.3016 | 4.9103 | 82.4657 | 10.0238 | 48.5048 | 4802.282 | 1484.5364 | 3.6837 | 824.1111 | 1.6692 | 9.298 | 7.949 | 115.2524 | 748.6744 | 0.53885 | 131.2442 | 112.4203 | 83.3854 | 205.5166 | 73.5202 | 0.38914 | 607.338 | 330.4411
1f37113 | MBS_a | 11 | 01m_076010_393x248x546.dat | 0.0663;0.0663;0.1400 | 393;248;546 | (0.1677;69.1162;23.7382) | 110 | 9.9905 | 69 | 81.5087 | 60 | Varibar | [5,133,110] | [30,30,100] | 0 | 20 | 185 | abnormal | tracheal aspiration | 5.7221 | 2.4744 | 14.1591 | 23.3202 | 10.0844 | 235.1704 | 9.7506e-16 | 12.8433 | 103.1628 | 12.5685 | 1.8648 | 612.3928 | 6.0886 | 0.071517 | 39.1124 | 5.8282 | 78.5808 | 11.4075 | 52.0881 | 5367.5645 | 1588.8245 | 4.2185 | 864.9617 | 2.0832 | 10.6445 | 9.2261 | 122.0129 | 776.2185 | 0.68542 | 145.049 | 123.6617 | 89.1277 | 214.7352 | 74.9136 | 0.39972 | 667.3493 | 364.4852
1f37113 | MBS_a | 11 | 01m_076010_393x248x546.dat | 0.0663;0.0663;0.1400 | 393;248;546 | (0.1677;69.1162;23.7382) | 60 | 2.5 | 38 | 81.5087 | 60 | Varibar | [5,133,110] | [30,30,100] | 0 | 20 | 185 | abnormal | tracheal aspiration | 5.7221 | 2.4744 | 14.1591 | 23.3202 | 10.0844 | 235.1704 | 1.5772e-15 | 3.4359 | 34.7576 | 4.4408 | 0.33195 | 313.6107 | 1.3306 | 0.029692 | 14.1402 | 1.2445 | 40.4791 | 3.1663 | 22.9652 | 1739.2733 | 752.4678 | 0.80008 | 523.4432 | 0.34351 | 2.6922 | 2.1367 | 58.1546 | 480.1769 | 0.081549 | 57.6987 | 49.243 | 47.2174 | 133.9829 | 61.9683 | 0.0070992 | 259.9443 | 137.3066
1f37113 | MBS_a | 11 | 01m_076010_393x248x546.dat | 0.0663;0.0663;0.1400 | 393;248;546 | (0.1677;69.1162;23.7382) | 60 | 5.7448 | 47 | 81.5087 | 60 | Varibar | [5,133,110] | [30,30,100] | 0 | 20 | 185 | abnormal | tracheal aspiration | 5.7221 | 2.4744 | 14.1591 | 23.3202 | 10.0844 | 235.1704 | 1.0242e-15 | 7.6098 | 75.9975 | 8.5186 | 0.8743 | 520.0624 | 3.8774 | 0.15412 | 30.4843 | 3.398 | 73.1229 | 7.7816 | 44.6022 | 3941.7456 | 1355.5426 | 2.2653 | 785.2734 | 1.0348 | 6.7751 | 5.9664 | 108.4493 | 744.9089 | 0.24566 | 111.6718 | 97.0704 | 77.9021 | 196.8224 | 72.7851 | 0.090005 | 520.6393 | 281.1836
1f37113 | MBS_a | 11 | 01m_076010_393x248x546.dat | 0.0663;0.0663;0.1400 | 393;248;546 | (0.1677;69.1162;23.7382) | 60 | 6.3535 | 49 | 81.5087 | 60 | Varibar | [5,133,110] | [30,30,100] | 0 | 20 | 185 | abnormal | tracheal aspiration | 5.7221 | 2.4744 | 14.1591 | 23.3202 | 10.0844 | 235.1704 | 9.7789e-16 | 8.8107 | 82.8878 | 9.6747 | 1.0339 | 550.1348 | 4.8594 | 0.22964 | 33.2175 | 3.8357 | 73.3591 | 8.63 | 47.6312 | 4374.2243 | 1457.6316 | 2.6982 | 815.7685 | 1.1902 | 7.8252 | 6.4083 | 115.8211 | 774.2914 | 0.28529 | 120.0708 | 104.5876 | 82.2345 | 204.1535 | 73.9138 | 0.057896 | 568.2934 | 307.4607
1f37113 | MBS_a | 11 | 01m_076010_393x248x546.dat | 0.0663;0.0663;0.1400 | 393;248;546 | (0.1677;69.1162;23.7382) | 80 | 2.9 | 44 | 81.5087 | 60 | Varibar | [5,133,110] | [30,30,100] | 0 | 20 | 185 | abnormal | tracheal aspiration | 5.7221 | 2.4744 | 14.1591 | 23.3202 | 10.0844 | 235.1704 | 1.4122e-15 | 5.0166 | 45.9765 | 5.2837 | 0.54808 | 365.1534 | 1.817 | 0.079592 | 18.3749 | 1.941 | 51.6839 | 4.56 | 28.0973 | 2398.667 | 905.1119 | 1.3576 | 578.0622 | 0.57723 | 3.8972 | 3.4057 | 69.2295 | 537.4943 | 0.15768 | 71.888 | 61.7069 | 54.2381 | 146.9281 | 64.1257 | 0.0585 | 333.3113 | 178.2443
1f37113 | MBS_a | 11 | 01m_076010_393x248x546.dat | 0.0663;0.0663;0.1400 | 393;248;546 | (0.1677;69.1162;23.7382) | 80 | 7.702 | 57 | 81.5087 | 60 | Varibar | [5,133,110] | [30,30,100] | 0 | 20 | 185 | abnormal | tracheal aspiration | 5.7221 | 2.4744 | 14.1591 | 23.3202 | 10.0844 | 235.1704 | 9.4403e-16 | 11.7084 | 94.6033 | 11.7221 | 1.5004 | 582.8125 | 6.0103 | 0.26786 | 37.0911 | 4.8821 | 84.3208 | 10.2573 | 51.3132 | 5134.4995 | 1575.5925 | 3.6775 | 846.8942 | 1.5925 | 9.3438 | 8.1848 | 121.9458 | 787.8175 | 0.49895 | 134.4427 | 116.56 | 85.4443 | 211.449 | 74.8627 | 0.54462 | 642.9592 | 350.6883
1f37113 | MBS_a | 11 | 01m_076010_393x248x546.dat | 0.0663;0.0663;0.1400 | 393;248;546 | (0.1677;69.1162;23.7382) | 80 | 8.502 | 60 | 81.5087 | 60 | Varibar | [5,133,110] | [30,30,100] | 0 | 20 | 185 | abnormal | tracheal aspiration | 5.7221 | 2.4744 | 14.1591 | 23.3202 | 10.0844 | 235.1704 | 9.207e-16 | 12.6567 | 100.4096 | 11.6531 | 1.6409 | 600.2724 | 6.2842 | 0.19183 | 38.7825 | 5.3493 | 91.2372 | 11.0449 | 53.2215 | 5498.8671 | 1639.0812 | 3.9935 | 868.0364 | 1.7644 | 10.2044 | 8.8127 | 125.383 | 799.0019 | 0.52123 | 141.5691 | 122.6963 | 87.7445 | 216.1884 | 75.4536 | 0.14916 | 679.6173 | 371.6405
1f37113 | MBS_a | 12 | 01m_076010_393x248x546.dat | 0.0663;0.0663;0.1400 | 393;248;546 | (0.1677;69.1162;23.7382) | 110 | 3.9 | 52 | 81.5087 | 60 | Varibar | [5,133,110] | [30,30,100] | 0 | 15 | 185 | abnormal | tracheal aspiration | 5.7221 | 2.4744 | 14.1591 | 23.3202 | 10.0844 | 235.1704 | 1.2626e-15 | 7.1651 | 60.9276 | 7.0254 | 0.85952 | 426.1567 | 3.6237 | 0.061233 | 23.6994 | 3.0277 | 64.4783 | 6.3359 | 34.4149 | 3161.3451 | 1083.5888 | 2.247 | 655.0718 | 0.94387 | 5.7889 | 4.9049 | 83.9324 | 598.4094 | 0.25697 | 91.1474 | 77.9752 | 63.1799 | 165.3181 | 67.0039 | 0.15558 | 419.1997 | 226.1748
1f37113 | MBS_a | 12 | 01m_076010_393x248x546.dat | 0.0663;0.0663;0.1400 | 393;248;546 | (0.1677;69.1162;23.7382) | 110 | 7.85 | 62 | 81.5087 | 60 | Varibar | [5,133,110] | [30,30,100] | 0 | 15 | 185 | abnormal | tracheal aspiration | 5.7221 | 2.4744 | 14.1591 | 23.3202 | 10.0844 | 235.1704 | 1.0084e-15 | 11.1107 | 92.0393 | 11.3071 | 1.5392 | 571.8986 | 5.2291 | 0.16926 | 35.3016 | 4.9103 | 82.4657 | 10.0238 | 48.5048 | 4802.282 | 1484.5364 | 3.6837 | 824.1111 | 1.6687 | 9.298 | 7.949 | 115.2524 | 748.6744 | 0.53885 | 131.2442 | 112.4203 | 83.3854 | 205.5166 | 73.5202 | 0.38914 | 607.338 | 330.4411
1f37113 | MBS_a | 12 | 01m_076010_393x248x546.dat | 0.0663;0.0663;0.1400 | 393;248;546 | (0.1677;69.1162;23.7382) | 110 | 9.9905 | 69 | 81.5087 | 60 | Varibar | [5,133,110] | [30,30,100] | 0 | 15 | 185 | abnormal | tracheal aspiration | 5.7221 | 2.4744 | 14.1591 | 23.3202 | 10.0844 | 235.1704 | 9.7506e-16 | 12.8433 | 103.1628 | 12.5685 | 1.8648 | 612.3928 | 6.0886 | 0.071517 | 39.1124 | 5.8282 | 78.5808 | 11.4075 | 52.087 | 5367.5645 | 1588.8245 | 4.2185 | 864.9617 | 2.0832 | 10.6445 | 9.2261 | 122.0129 | 776.2185 | 0.68542 | 145.0489 | 123.6617 | 89.1277 | 214.7352 | 74.9136 | 0.39972 | 667.3493 | 364.4851
1f37113 | MBS_a | 12 | 01m_076010_393x248x546.dat | 0.0663;0.0663;0.1400 | 393;248;546 | (0.1677;69.1162;23.7382) | 60 | 2.5 | 38 | 81.5087 | 60 | Varibar | [5,133,110] | [30,30,100] | 0 | 15 | 185 | abnormal | tracheal aspiration | 5.7221 | 2.4744 | 14.1591 | 23.3202 | 10.0844 | 235.1704 | 1.5772e-15 | 3.4359 | 34.7576 | 4.4408 | 0.33195 | 313.6107 | 1.3306 | 0.029692 | 14.1402 | 1.2445 | 40.4791 | 3.1663 | 22.9652 | 1739.2733 | 752.4678 | 0.80008 | 523.4432 | 0.34351 | 2.6922 | 2.1367 | 58.1546 | 480.1769 | 0.081549 | 57.6987 | 49.243 | 47.2174 | 133.9829 | 61.9683 | 0.0070992 | 259.9443 | 137.3066
1f37113 | MBS_a | 12 | 01m_076010_393x248x546.dat | 0.0663;0.0663;0.1400 | 393;248;546 | (0.1677;69.1162;23.7382) | 60 | 5.7448 | 47 | 81.5087 | 60 | Varibar | [5,133,110] | [30,30,100] | 0 | 15 | 185 | abnormal | tracheal aspiration | 5.7221 | 2.4744 | 14.1591 | 23.3202 | 10.0844 | 235.1704 | 1.0242e-15 | 7.6098 | 75.9975 | 8.5186 | 0.8743 | 520.0624 | 3.8774 | 0.15412 | 30.4843 | 3.398 | 73.1229 | 7.7816 | 44.6022 | 3941.7456 | 1355.5426 | 2.2653 | 785.2734 | 1.0348 | 6.7751 | 5.9664 | 108.4493 | 744.9089 | 0.24566 | 111.6718 | 97.0704 | 77.9021 | 196.8224 | 72.7851 | 0.090005 | 520.6393 | 281.1836
1f37113 | MBS_a | 12 | 01m_076010_393x248x546.dat | 0.0663;0.0663;0.1400 | 393;248;546 | (0.1677;69.1162;23.7382) | 60 | 6.3535 | 49 | 81.5087 | 60 | Varibar | [5,133,110] | [30,30,100] | 0 | 15 | 185 | abnormal | tracheal aspiration | 5.7221 | 2.4744 | 14.1591 | 23.3202 | 10.0844 | 235.1704 | 9.7789e-16 | 8.8107 | 82.8878 | 9.6747 | 1.0339 | 550.1348 | 4.8594 | 0.22964 | 33.2175 | 3.8357 | 73.3591 | 8.63 | 47.6312 | 4374.2243 | 1457.6316 | 2.6982 | 815.7685 | 1.1902 | 7.8252 | 6.4083 | 115.8211 | 774.2914 | 0.28529 | 120.0708 | 104.5876 | 82.2345 | 204.1535 | 73.9138 | 0.057896 | 568.2934 | 307.4607
1f37113 | MBS_a | 12 | 01m_076010_393x248x546.dat | 0.0663;0.0663;0.1400 | 393;248;546 | (0.1677;69.1162;23.7382) | 80 | 2.9 | 44 | 81.5087 | 60 | Varibar | [5,133,110] | [30,30,100] | 0 | 15 | 185 | abnormal | tracheal aspiration | 5.7221 | 2.4744 | 14.1591 | 23.3202 | 10.0844 | 235.1704 | 1.4122e-15 | 5.0166 | 45.9765 | 5.2837 | 0.54808 | 365.1534 | 1.817 | 0.079592 | 18.3749 | 1.9409 | 51.6839 | 4.56 | 28.0973 | 2398.667 | 905.1119 | 1.3576 | 578.0622 | 0.57723 | 3.8972 | 3.4057 | 69.2295 | 537.4943 | 0.15768 | 71.888 | 61.7069 | 54.2381 | 146.9281 | 64.1315 | 0.0585 | 333.3113 | 178.2444
1f37113 | MBS_a | 12 | 01m_076010_393x248x546.dat | 0.0663;0.0663;0.1400 | 393;248;546 | (0.1677;69.1162;23.7382) | 80 | 7.702 | 57 | 81.5087 | 60 | Varibar | [5,133,110] | [30,30,100] | 0 | 15 | 185 | abnormal | tracheal aspiration | 5.7221 | 2.4744 | 14.1591 | 23.3202 | 10.0844 | 235.1704 | 9.4403e-16 | 11.7084 | 94.6033 | 11.7221 | 1.5004 | 582.8125 | 6.0103 | 0.26786 | 37.0922 | 4.8821 | 84.3208 | 10.2573 | 51.3132 | 5134.4995 | 1575.5925 | 3.6775 | 846.8942 | 1.5925 | 9.3438 | 8.1848 | 121.9458 | 787.8175 | 0.49895 | 134.4427 | 116.5601 | 85.4443 | 211.449 | 74.8627 | 0.54462 | 642.9593 | 350.6883
1f37113 | MBS_a | 12 | 01m_076010_393x248x546.dat | 0.0663;0.0663;0.1400 | 393;248;546 | (0.1677;69.1162;23.7382) | 80 | 8.502 | 60 | 81.5087 | 60 | Varibar | [5,133,110] | [30,30,100] | 0 | 15 | 185 | abnormal | tracheal aspiration | 5.7221 | 2.4744 | 14.1591 | 23.3202 | 10.0844 | 235.1704 | 9.207e-16 | 12.6567 | 100.4096 | 11.6531 | 1.6409 | 600.2724 | 6.2842 | 0.19183 | 38.7825 | 5.3493 | 91.2372 | 11.0438 | 53.2215 | 5498.8671 | 1639.0812 | 3.9935 | 868.0364 | 1.7644 | 10.2044 | 8.8128 | 125.383 | 799.0019 | 0.52123 | 141.569 | 122.6963 | 87.7445 | 216.1884 | 75.4536 | 0.14916 | 679.6173 | 371.6404
1f37113 | MBS_a | 13 | 01m_076010_393x248x546.dat | 0.0663;0.0663;0.1400 | 393;248;546 | (0.1677;69.1162;23.7382) | 110 | 3.9 | 52 | 81.5087 | 60 | Varibar | [5,133,110] | [30,30,100] | 0 | 30 | 185 | abnormal | tracheal aspiration | 5.7221 | 2.4744 | 14.1591 | 23.3202 | 10.0844 | 235.1704 | 1.2626e-15 | 7.1651 | 60.9276 | 7.0254 | 0.85952 | 426.1567 | 3.6237 | 0.061233 | 23.6994 | 3.0277 | 64.4783 | 6.3359 | 34.4149 | 3161.3451 | 1083.5888 | 2.247 | 655.0718 | 0.94387 | 5.7889 | 4.9049 | 83.9324 | 598.4094 | 0.25697 | 91.1474 | 77.9752 | 63.1799 | 165.3181 | 67.0039 | 0.15558 | 419.1997 | 226.1748
1f37113 | MBS_a | 13 | 01m_076010_393x248x546.dat | 0.0663;0.0663;0.1400 | 393;248;546 | (0.1677;69.1162;23.7382) | 110 | 7.85 | 62 | 81.5087 | 60 | Varibar | [5,133,110] | [30,30,100] | 0 | 30 | 185 | abnormal | tracheal aspiration | 5.7221 | 2.4744 | 14.1591 | 23.3202 | 10.0844 | 235.1704 | 1.0084e-15 | 11.1107 | 92.0393 | 11.3071 | 1.5392 | 571.8986 | 5.2291 | 0.16926 | 35.3016 | 4.9103 | 82.4657 | 10.0238 | 48.5048 | 4802.282 | 1484.5364 | 3.6837 | 824.1111 | 1.6687 | 9.298 | 7.949 | 115.2524 | 748.6744 | 0.53885 | 131.2442 | 112.4203 | 83.3854 | 205.5166 | 73.5202 | 0.38914 | 607.338 | 330.4411
1f37113 | MBS_a | 13 | 01m_076010_393x248x546.dat | 0.0663;0.0663;0.1400 | 393;248;546 | (0.1677;69.1162;23.7382) | 110 | 9.9905 | 69 | 81.5087 | 60 | Varibar | [5,133,110] | [30,30,100] | 0 | 30 | 185 | abnormal | tracheal aspiration | 5.7221 | 2.4744 | 14.1591 | 23.3202 | 10.0844 | 235.1704 | 9.7506e-16 | 12.8433 | 103.1628 | 12.5685 | 1.8648 | 612.3928 | 6.0886 | 0.071517 | 39.1124 | 5.8282 | 78.5808 | 11.4075 | 52.087 | 5367.5645 | 1588.8245 | 4.2185 | 864.9617 | 2.0832 | 10.6445 | 9.2261 | 122.0129 | 776.2185 | 0.68542 | 145.0489 | 123.6617 | 89.1277 | 214.7352 | 74.9136 | 0.39972 | 667.3493 | 364.4851
1f37113 | MBS_a | 13 | 01m_076010_393x248x546.dat | 0.0663;0.0663;0.1400 | 393;248;546 | (0.1677;69.1162;23.7382) | 60 | 2.5 | 38 | 81.5087 | 60 | Varibar | [5,133,110] | [30,30,100] | 0 | 30 | 185 | abnormal | tracheal aspiration | 5.7221 | 2.4744 | 14.1591 | 23.3202 | 10.0844 | 235.1704 | 1.5772e-15 | 3.4359 | 34.7576 | 4.4408 | 0.33195 | 313.6107 | 1.3306 | 0.029692 | 14.1402 | 1.2445 | 40.4791 | 3.1663 | 22.9652 | 1739.2733 | 752.4678 | 0.80008 | 523.4432 | 0.34351 | 2.6922 | 2.1367 | 58.1546 | 480.1769 | 0.081549 | 57.6987 | 49.243 | 47.2174 | 133.9829 | 61.9683 | 0.0070992 | 259.9443 | 137.3066
1f37113 | MBS_a | 13 | 01m_076010_393x248x546.dat | 0.0663;0.0663;0.1400 | 393;248;546 | (0.1677;69.1162;23.7382) | 60 | 5.7448 | 47 | 81.5087 | 60 | Varibar | [5,133,110] | [30,30,100] | 0 | 30 | 185 | abnormal | tracheal aspiration | 5.7221 | 2.4744 | 14.1591 | 23.3202 | 10.0844 | 235.1704 | 1.0242e-15 | 7.6098 | 75.9975 | 8.5186 | 0.8743 | 520.0624 | 3.8774 | 0.15412 | 30.4843 | 3.398 | 73.1229 | 7.7816 | 44.6022 | 3941.7456 | 1355.5426 | 2.2653 | 785.2734 | 1.0348 | 6.7751 | 5.9664 | 108.4493 | 744.9089 | 0.24566 | 111.6718 | 97.0704 | 77.9021 | 196.8224 | 72.7851 | 0.090005 | 520.6393 | 281.1836
1f37113 | MBS_a | 13 | 01m_076010_393x248x546.dat | 0.0663;0.0663;0.1400 | 393;248;546 | (0.1677;69.1162;23.7382) | 60 | 6.3535 | 49 | 81.5087 | 60 | Varibar | [5,133,110] | [30,30,100] | 0 | 30 | 185 | abnormal | tracheal aspiration | 5.7221 | 2.4744 | 14.1591 | 23.3202 | 10.0844 | 235.1704 | 9.7789e-16 | 8.8107 | 82.8878 | 9.6747 | 1.0339 | 550.1348 | 4.8594 | 0.22964 | 33.2175 | 3.8357 | 73.3591 | 8.63 | 47.6312 | 4374.2243 | 1457.6316 | 2.6982 | 815.7685 | 1.1902 | 7.8252 | 6.4083 | 115.8211 | 774.2914 | 0.28529 | 120.0708 | 104.5876 | 82.2345 | 204.1535 | 73.9138 | 0.057896 | 568.2934 | 307.4607
1f37113 | MBS_a | 13 | 01m_076010_393x248x546.dat | 0.0663;0.0663;0.1400 | 393;248;546 | (0.1677;69.1162;23.7382) | 80 | 2.9 | 44 | 81.5087 | 60 | Varibar | [5,133,110] | [30,30,100] | 0 | 30 | 185 | abnormal | tracheal aspiration | 5.7221 | 2.4744 | 14.1591 | 23.3202 | 10.0844 | 235.1704 | 1.4122e-15 | 5.0166 | 45.9765 | 5.2837 | 0.54808 | 365.1534 | 1.817 | 0.079592 | 18.3749 | 1.941 | 51.6839 | 4.56 | 28.0973 | 2398.667 | 905.1119 | 1.3576 | 578.0622 | 0.57723 | 3.8972 | 3.4057 | 69.2295 | 537.4943 | 0.15768 | 71.888 | 61.7069 | 54.2381 | 146.9281 | 64.1257 | 0.0585 | 333.3113 | 178.2443
1f37113 | MBS_a | 13 | 01m_076010_393x248x546.dat | 0.0663;0.0663;0.1400 | 393;248;546 | (0.1677;69.1162;23.7382) | 80 | 7.702 | 57 | 81.5087 | 60 | Varibar | [5,133,110] | [30,30,100] | 0 | 30 | 185 | abnormal | tracheal aspiration | 5.7221 | 2.4744 | 14.1591 | 23.3202 | 10.0844 | 235.1704 | 9.4403e-16 | 11.7084 | 94.6033 | 11.7221 | 1.5004 | 582.8125 | 6.0103 | 0.26786 | 37.0911 | 4.8821 | 84.3208 | 10.2573 | 51.3132 | 5134.4995 | 1575.5925 | 3.6775 | 846.8942 | 1.5925 | 9.3438 | 8.1848 | 121.9458 | 787.8175 | 0.49895 | 134.4427 | 116.56 | 85.4443 | 211.449 | 74.8627 | 0.54462 | 642.9592 | 350.6883
1f37113 | MBS_a | 13 | 01m_076010_393x248x546.dat | 0.0663;0.0663;0.1400 | 393;248;546 | (0.1677;69.1162;23.7382) | 80 | 8.502 | 60 | 81.5087 | 60 | Varibar | [5,133,110] | [30,30,100] | 0 | 30 | 185 | abnormal | tracheal aspiration | 5.7221 | 2.4744 | 14.1591 | 23.3202 | 10.0844 | 235.1704 | 9.207e-16 | 12.6567 | 100.4096 | 11.6531 | 1.6409 | 600.2724 | 6.2842 | 0.19183 | 38.7825 | 5.3493 | 91.2372 | 11.0449 | 53.2215 | 5498.8671 | 1639.0812 | 3.9935 | 868.0364 | 1.7644 | 10.2044 | 8.8127 | 125.383 | 799.0019 | 0.52123 | 141.5691 | 122.6963 | 87.7445 | 216.1884 | 75.4536 | 0.14916 | 679.6173 | 371.6405
1f37113 | MBS_a | 1 | 01m_076010_393x248x546.dat | 0.0663;0.0663;0.1400 | 393;248;546 | (0.1677;69.1162;23.7226) | 110 | 3.9 | 52 | 81.5087 | 60 | Varibar | [5] | [0] | 0 | 10 | 185 | abnormal | tracheal aspiration | 5.7221 | 8.6242 | 49.3488 | 23.3202 | 35.1474 | 819.6433 | 4.7037e-16 | 225.9507 | 586.9019 | 535.4954 | 13.5621 | 616.1981 | 63.2845 | 1.1539 | 595.4272 | 53.8918 | 722.1152 | 189.2666 | 721.6262 | 736.7845 | 672.1968 | 37.4706 | 766.6973 | 15.1558 | 125.7164 | 141.6529 | 639.499 | 848.7394 | 3.5145 | 394.3106 | 381.1627 | 161.3865 | 298.0002 | 234.035 | 1.6937 | 362.9217 | 351.2607
1f37113 | MBS_a | 1 | 01m_076010_393x248x546.dat | 0.0663;0.0663;0.1400 | 393;248;546 | (0.1677;69.1162;23.7226) | 110 | 7.85 | 62 | 81.5087 | 60 | Varibar | [5] | [0] | 0 | 10 | 185 | abnormal | tracheal aspiration | 5.7221 | 8.6242 | 49.3488 | 23.3202 | 35.1474 | 819.6433 | 3.7567e-16 | 325.0165 | 814.8838 | 628.7113 | 22.3859 | 851.5912 | 93.6851 | 2.3133 | 792.7369 | 83.5221 | 844.4573 | 258.3921 | 896.2843 | 959.0782 | 848.2638 | 59.9297 | 983.1417 | 24.8011 | 193.0188 | 207.0869 | 851.2185 | 1094.6216 | 6.0643 | 545.985 | 524.8465 | 209.7588 | 379.7935 | 258.2918 | 3.725 | 485.3778 | 453.0227
1f37113 | MBS_a | 1 | 01m_076010_393x248x546.dat | 0.0663;0.0663;0.1400 | 393;248;546 | (0.1677;69.1162;23.7226) | 110 | 9.9905 | 69 | 81.5087 | 60 | Varibar | [5] | [0] | 0 | 10 | 185 | abnormal | tracheal aspiration | 5.7221 | 8.6242 | 49.3488 | 23.3202 | 35.1474 | 819.6433 | 3.6326e-16 | 354.3495 | 879.5421 | 662.8912 | 25.9538 | 912.9344 | 109.4404 | 2.5219 | 834.863 | 94.4868 | 894.5177 | 274.8824 | 928.0202 | 1008.5967 | 892.0952 | 67.8362 | 1037.0338 | 29.1942 | 215.4754 | 231.7064 | 899.9409 | 1140.7069 | 7.2665 | 594.6728 | 567.0715 | 223.0803 | 400.4394 | 263.496 | 4.5728 | 516.5823 | 480.1105
1f37113 | MBS_a | 1 | 01m_076010_393x248x546.dat | 0.0663;0.0663;0.1400 | 393;248;546 | (0.1677;69.1162;23.7226) | 60 | 2.5 | 38 | 81.5087 | 60 | Varibar | [5] | [0] | 0 | 10 | 185 | abnormal | tracheal aspiration | 5.7221 | 8.6242 | 49.3488 | 23.3202 | 35.1474 | 819.6433 | 5.8768e-16 | 150.7604 | 403.093 | 449.9382 | 6.0968 | 442.8935 | 33.3787 | 0.3537 | 442.1448 | 28.7282 | 617.9205 | 133.2101 | 590.4907 | 566.5151 | 538.881 | 17.8447 | 595.4424 | 6.7264 | 70.2439 | 87.1681 | 474.2201 | 665.4634 | 1.415 | 268.8523 | 262.8018 | 125.2101 | 233.1158 | 215.2138 | 0.56572 | 269.0117 | 270.0449
1f37113 | MBS_a | 1 | 01m_076010_393x248x546.dat | 0.0663;0.0663;0.1400 | 393;248;546 | (0.1677;69.1162;23.7226) | 60 | 5.7448 | 47 | 81.5087 | 60 | Varibar | [5] | [0] | 0 | 10 | 185 | abnormal | tracheal aspiration | 5.7221 | 8.6242 | 49.3488 | 23.3202 | 35.1474 | 819.6433 | 3.8159e-16 | 287.5895 | 740.4105 | 576.1224 | 16.4411 | 759.0695 | 82.4324 | 1.1997 | 751.889 | 68.4853 | 806.9487 | 241.4688 | 882.0826 | 908.7345 | 801.4978 | 45.8324 | 922.9908 | 18.0596 | 157.2386 | 178.2405 | 804.7212 | 1068.6462 | 4.1356 | 480.2154 | 472.0015 | 194.4299 | 357.7796 | 254.3766 | 1.7588 | 447.9453 | 422.6389
1f37113 | MBS_a | 1 | 01m_076010_393x248x546.dat | 0.0663;0.0663;0.1400 | 393;248;546 | (0.1677;69.1162;23.7226) | 60 | 6.3535 | 49 | 81.5087 | 60 | Varibar | [5] | [0] | 0 | 10 | 185 | abnormal | tracheal aspiration | 5.7221 | 8.6242 | 49.3488 | 23.3202 | 35.1474 | 819.6433 | 3.6433e-16 | 311.0074 | 786.4801 | 593.5792 | 18.3368 | 804.7052 | 83.4156 | 1.4705 | 789.6091 | 75.2363 | 803.1407 | 255.956 | 912.4366 | 950.1769 | 832.6468 | 51.1923 | 965.3828 | 20.3773 | 171.7169 | 190.9576 | 843.5709 | 1116.9478 | 4.6054 | 511.8946 | 503.1492 | 202.547 | 373.3978 | 258.9459 | 2.4214 | 471.1255 | 442.1643
1f37113 | MBS_a | 1 | 01m_076010_393x248x546.dat | 0.0663;0.0663;0.1400 | 393;248;546 | (0.1677;69.1162;23.7226) | 80 | 2.9 | 44 | 81.5087 | 60 | Varibar | [5] | [0] | 0 | 10 | 185 | abnormal | tracheal aspiration | 5.7221 | 8.6242 | 49.3488 | 23.3202 | 35.1474 | 819.6433 | 5.2616e-16 | 181.8726 | 481.1087 | 481.1277 | 9.4602 | 515.9461 | 46.9477 | 0.70868 | 507.7166 | 39.756 | 664.3611 | 157.8665 | 646.0017 | 635.7196 | 592.0066 | 26.5072 | 666.6038 | 10.6099 | 93.3234 | 111.3122 | 545.3668 | 748.7271 | 2.264 | 322.291 | 314.4671 | 139.9215 | 260.5858 | 223.1617 | 0.89899 | 308.3993 | 304.1243
1f37113 | MBS_a | 1 | 01m_076010_393x248x546.dat | 0.0663;0.0663;0.1400 | 393;248;546 | (0.1677;69.1162;23.7226) | 80 | 7.702 | 57 | 81.5087 | 60 | Varibar | [5] | [0] | 0 | 10 | 185 | abnormal | tracheal aspiration | 5.7221 | 8.6242 | 49.3488 | 23.3202 | 35.1474 | 819.6433 | 3.5168e-16 | 335.7032 | 842.8409 | 631.825 | 22.8102 | 864.878 | 93.915 | 1.9811 | 825.979 | 87.3949 | 824.1023 | 271.3464 | 931.8139 | 1000.7687 | 869.0579 | 61.4963 | 1013.3654 | 25.654 | 196.6335 | 213.2452 | 882.2518 | 1152.7252 | 5.5337 | 562.0823 | 547.3072 | 213.8439 | 391.2682 | 263.0117 | 3.003 | 499.5722 | 467.4006
1f37113 | MBS_a | 1 | 01m_076010_393x248x546.dat | 0.0663;0.0663;0.1400 | 393;248;546 | (0.1677;69.1162;23.7226) | 80 | 8.502 | 60 | 81.5087 | 60 | Varibar | [5] | [0] | 0 | 10 | 185 | abnormal | tracheal aspiration | 5.7221 | 8.6242 | 49.3488 | 23.3202 | 35.1474 | 819.6433 | 3.4297e-16 | 353.7603 | 875.7266 | 646.7869 | 25.0539 | 899.1688 | 105.0551 | 1.4338 | 846.6864 | 92.6955 | 844.004 | 281.1976 | 948.5314 | 1031.0161 | 893.8622 | 65.8858 | 1044.2242 | 27.6387 | 208.1013 | 224.9919 | 908.878 | 1171.0566 | 6.6329 | 587.443 | 570.7045 | 223.4147 | 402.0813 | 265.7056 | 3.4046 | 517.3137 | 481.2889
1f37113 | MBS_a | 2 | 01m_076010_393x248x546.dat | 0.0663;0.0663;0.1400 | 393;248;546 | (0.1677;69.1162;23.7382) | 110 | 3.9 | 52 | 81.5087 | 60 | Varibar | [5] | [0] | 0 | 10 | 185 | abnormal | tracheal aspiration | 5.7221 | 2.4744 | 14.1591 | 23.3202 | 10.0844 | 235.1704 | 1.2626e-15 | 7.8603 | 61.7648 | 7.3756 | 0.90871 | 430.0931 | 3.6664 | 0.061233 | 25.1377 | 3.3315 | 66.7935 | 6.6935 | 36.2588 | 252.2645 | 613.5135 | 2.4203 | 674.5798 | 0.99654 | 6.3273 | 5.4598 | 87.4807 | 605.3555 | 0.27665 | 93.1087 | 79.6721 | 64.7815 | 168.1856 | 67.522 | 0.21841 | 160.6959 | 79.8808
1f37113 | MBS_a | 2 | 01m_076010_393x248x546.dat | 0.0663;0.0663;0.1400 | 393;248;546 | (0.1677;69.1162;23.7382) | 110 | 7.85 | 62 | 81.5087 | 60 | Varibar | [5] | [0] | 0 | 10 | 185 | abnormal | tracheal aspiration | 5.7221 | 2.4744 | 14.1591 | 23.3202 | 10.0844 | 235.1704 | 1.0084e-15 | 12.2412 | 93.379 | 11.794 | 1.6349 | 576.6685 | 5.6688 | 0.17411 | 37.7996 | 5.3654 | 80.3534 | 10.6119 | 51.0008 | 327.8971 | 757.0045 | 3.9463 | 847.7229 | 1.7786 | 10.1756 | 8.7238 | 120.6669 | 758.4127 | 0.5701 | 134.1188 | 114.9255 | 84.8424 | 208.9872 | 74.2075 | 0.27317 | 209.0792 | 105.1781
1f37113 | MBS_a | 2 | 01m_076010_393x248x546.dat | 0.0663;0.0663;0.1400 | 393;248;546 | (0.1677;69.1162;23.7382) | 110 | 9.9905 | 69 | 81.5087 | 60 | Varibar | [5] | [0] | 0 | 10 | 185 | abnormal | tracheal aspiration | 5.7221 | 2.4744 | 14.1591 | 23.3202 | 10.0844 | 235.1704 | 9.7506e-16 | 14.4401 | 104.6704 | 13.2823 | 1.9912 | 617.5207 | 6.6149 | 0.081092 | 41.7287 | 6.3863 | 82.9938 | 12.0741 | 54.8243 | 345.6709 | 785.582 | 4.5457 | 886.5604 | 2.2256 | 11.6793 | 10.2105 | 127.2536 | 780.0439 | 0.70741 | 148.1429 | 126.368 | 90.2116 | 218.0769 | 75.6906 | 0.40549 | 221.2275 | 111.4407
1f37113 | MBS_a | 2 | 01m_076010_393x248x546.dat | 0.0663;0.0663;0.1400 | 393;248;546 | (0.1677;69.1162;23.7382) | 60 | 2.5 | 38 | 81.5087 | 60 | Varibar | [5] | [0] | 0 | 10 | 185 | abnormal | tracheal aspiration | 5.7221 | 2.4744 | 14.1591 | 23.3202 | 10.0844 | 235.1704 | 1.5772e-15 | 3.7107 | 35.1361 | 4.6052 | 0.35671 | 316.5399 | 1.3687 | 0.029692 | 15.0817 | 1.3566 | 41.2019 | 3.3096 | 24.2409 | 198.0522 | 498.5828 | 0.88251 | 541.7223 | 0.36963 | 2.9841 | 2.385 | 61.1624 | 491.0695 | 0.081555 | 58.8924 | 50.2585 | 48.664 | 136.4478 | 62.3043 | 0.0070992 | 122.9536 | 60.2091
1f37113 | MBS_a | 2 | 01m_076010_393x248x546.dat | 0.0663;0.0663;0.1400 | 393;248;546 | (0.1677;69.1162;23.7382) | 60 | 5.7448 | 47 | 81.5087 | 60 | Varibar | [5] | [0] | 0 | 10 | 185 | abnormal | tracheal aspiration | 5.7221 | 2.4744 | 14.1591 | 23.3202 | 10.0844 | 235.1704 | 1.0242e-15 | 8.521 | 77.0598 | 9.1014 | 0.92905 | 524.505 | 4.0872 | 0.15412 | 32.6139 | 3.7519 | 76.0268 | 8.1873 | 47.0949 | 313.3087 | 727.4898 | 2.5409 | 814.1555 | 1.1113 | 7.4311 | 6.7237 | 113.2825 | 756.6257 | 0.26598 | 114.3027 | 99.3481 | 79.7236 | 200.8708 | 73.4885 | 0.090005 | 195.0223 | 98.5692
1f37113 | MBS_a | 2 | 01m_076010_393x248x546.dat | 0.0663;0.0663;0.1400 | 393;248;546 | (0.1677;69.1162;23.7382) | 60 | 6.3535 | 49 | 81.5087 | 60 | Varibar | [5] | [0] | 0 | 10 | 185 | abnormal | tracheal aspiration | 5.7221 | 2.4744 | 14.1591 | 23.3202 | 10.0844 | 235.1704 | 9.7789e-16 | 9.8743 | 84.1252 | 10.2323 | 1.1099 | 554.7058 | 4.9912 | 0.22964 | 35.6176 | 4.2055 | 75.9556 | 9.1098 | 50.3545 | 329.3834 | 752.9904 | 2.9883 | 845.4959 | 1.2652 | 8.5731 | 7.1433 | 120.9546 | 784.5789 | 0.32102 | 122.9719 | 107.1094 | 83.966 | 208.3406 | 74.6674 | 0.06553 | 204.8299 | 103.6651
1f37113 | MBS_a | 2 | 01m_076010_393x248x546.dat | 0.0663;0.0663;0.1400 | 393;248;546 | (0.1677;69.1162;23.7382) | 80 | 2.9 | 44 | 81.5087 | 60 | Varibar | [5] | [0] | 0 | 10 | 185 | abnormal | tracheal aspiration | 5.7221 | 2.4744 | 14.1591 | 23.3202 | 10.0844 | 235.1704 | 1.4122e-15 | 5.5642 | 46.5741 | 5.563 | 0.57619 | 368.8993 | 1.844 | 0.079592 | 19.5362 | 2.1214 | 52.7078 | 4.7913 | 29.6211 | 221.1866 | 546.8272 | 1.4507 | 597.9035 | 0.62006 | 4.3271 | 3.8008 | 72.8862 | 547.6274 | 0.16417 | 73.4504 | 63.0504 | 55.729 | 149.6016 | 64.5361 | 0.0585 | 139.5849 | 68.9894
1f37113 | MBS_a | 2 | 01m_076010_393x248x546.dat | 0.0663;0.0663;0.1400 | 393;248;546 | (0.1677;69.1162;23.7382) | 80 | 7.702 | 57 | 81.5087 | 60 | Varibar | [5] | [0] | 0 | 10 | 185 | abnormal | tracheal aspiration | 5.7221 | 2.4744 | 14.1591 | 23.3202 | 10.0844 | 235.1704 | 9.4403e-16 | 12.8927 | 96.0842 | 12.1798 | 1.5877 | 586.7318 | 6.5154 | 0.26608 | 39.7097 | 5.4001 | 87.147 | 10.9033 | 54.1574 | 337.8192 | 776.1652 | 3.9943 | 874.2134 | 1.6968 | 10.2579 | 9.0945 | 127.0834 | 797.9973 | 0.53083 | 137.6284 | 119.3573 | 86.7912 | 215.3937 | 75.6152 | 0.63673 | 214.2973 | 109.0374
1f37113 | MBS_a | 2 | 01m_076010_393x248x546.dat | 0.0663;0.0663;0.1400 | 393;248;546 | (0.1677;69.1162;23.7382) | 80 | 8.502 | 60 | 81.5087 | 60 | Varibar | [5] | [0] | 0 | 10 | 185 | abnormal | tracheal aspiration | 5.7221 | 2.4744 | 14.1591 | 23.3202 | 10.0844 | 235.1704 | 9.207e-16 | 13.9264 | 102.0345 | 12.5524 | 1.7699 | 605.5184 | 6.827 | 0.20292 | 41.8172 | 5.9015 | 94.3718 | 11.7357 | 56.2301 | 347.1059 | 791.6162 | 4.297 | 894.1687 | 1.8953 | 11.2143 | 9.8272 | 131.0526 | 807.2782 | 0.56867 | 144.9258 | 125.6433 | 89.2192 | 220.1207 | 76.2594 | 0.14916 | 220.2361 | 112.1298
1f37113 | MBS_a | 3 | 01m_076010_393x248x546.dat | 0.0663;0.0663;0.1400 | 393;248;546 | (0.1677;69.1162;23.7226) | 110 | 3.9 | 52 | 81.5087 | 60 | Varibar | [5] | [0] | 0 | 10 | 185 | abnormal | tracheal aspiration | 5.7221 | 8.6242 | 49.3488 | 23.3202 | 35.1474 | 819.6433 | 4.7037e-16 | 225.9507 | 586.9019 | 535.4954 | 13.5621 | 616.1981 | 63.2845 | 1.1539 | 595.4272 | 53.8918 | 722.1152 | 189.2666 | 721.6262 | 736.7845 | 672.1968 | 37.4706 | 766.6973 | 15.1558 | 125.7164 | 141.6529 | 639.499 | 848.7394 | 3.5145 | 394.3106 | 381.1627 | 161.3865 | 298.0002 | 234.035 | 1.6937 | 362.9217 | 351.2607
1f37113 | MBS_a | 3 | 01m_076010_393x248x546.dat | 0.0663;0.0663;0.1400 | 393;248;546 | (0.1677;69.1162;23.7226) | 110 | 7.85 | 62 | 81.5087 | 60 | Varibar | [5] | [0] | 0 | 10 | 185 | abnormal | tracheal aspiration | 5.7221 | 8.6242 | 49.3488 | 23.3202 | 35.1474 | 819.6433 | 3.7567e-16 | 325.0165 | 814.8838 | 628.7113 | 22.3859 | 851.5912 | 93.6851 | 2.3133 | 792.7369 | 83.5221 | 844.4573 | 258.3921 | 896.2843 | 959.0782 | 848.2638 | 59.9297 | 983.1417 | 24.8011 | 193.0188 | 207.0869 | 851.2185 | 1094.6216 | 6.0643 | 545.985 | 524.8465 | 209.7588 | 379.7935 | 258.2918 | 3.725 | 485.3778 | 453.0227
1f37113 | MBS_a | 3 | 01m_076010_393x248x546.dat | 0.0663;0.0663;0.1400 | 393;248;546 | (0.1677;69.1162;23.7226) | 110 | 9.9905 | 69 | 81.5087 | 60 | Varibar | [5] | [0] | 0 | 10 | 185 | abnormal | tracheal aspiration | 5.7221 | 8.6242 | 49.3488 | 23.3202 | 35.1474 | 819.6433 | 3.6326e-16 | 354.3495 | 879.5421 | 662.8912 | 25.9538 | 912.9344 | 109.4404 | 2.5219 | 834.863 | 94.4868 | 894.5177 | 274.8824 | 928.0202 | 1008.5967 | 892.0952 | 67.8362 | 1037.0338 | 29.1942 | 215.4754 | 231.7064 | 899.9409 | 1140.7069 | 7.2665 | 594.6728 | 567.0715 | 223.0803 | 400.4394 | 263.496 | 4.5728 | 516.5823 | 480.1105
1f37113 | MBS_a | 3 | 01m_076010_393x248x546.dat | 0.0663;0.0663;0.1400 | 393;248;546 | (0.1677;69.1162;23.7226) | 60 | 2.5 | 38 | 81.5087 | 60 | Varibar | [5] | [0] | 0 | 10 | 185 | abnormal | tracheal aspiration | 5.7221 | 8.6242 | 49.3488 | 23.3202 | 35.1474 | 819.6433 | 5.8768e-16 | 150.7638 | 403.093 | 449.9382 | 6.0968 | 442.8935 | 33.3787 | 0.3537 | 442.1448 | 28.7282 | 617.9205 | 133.2101 | 590.4907 | 566.5151 | 538.881 | 17.8447 | 595.4424 | 6.7264 | 70.2439 | 87.1681 | 474.2201 | 665.4634 | 1.415 | 268.8524 | 262.8019 | 125.2101 | 233.1158 | 215.2138 | 0.56572 | 269.0119 | 270.0449
1f37113 | MBS_a | 3 | 01m_076010_393x248x546.dat | 0.0663;0.0663;0.1400 | 393;248;546 | (0.1677;69.1162;23.7226) | 60 | 5.7448 | 47 | 81.5087 | 60 | Varibar | [5] | [0] | 0 | 10 | 185 | abnormal | tracheal aspiration | 5.7221 | 8.6242 | 49.3488 | 23.3202 | 35.1474 | 819.6433 | 3.8159e-16 | 287.5895 | 740.4105 | 576.1224 | 16.4411 | 759.0695 | 82.4324 | 1.1997 | 751.889 | 68.4853 | 806.9487 | 241.4688 | 882.0826 | 908.7345 | 801.4978 | 45.8324 | 922.9908 | 18.0596 | 157.2386 | 178.2405 | 804.7212 | 1068.6462 | 4.1356 | 480.2154 | 472.0015 | 194.4299 | 357.7796 | 254.3766 | 1.7588 | 447.9453 | 422.6389
1f37113 | MBS_a | 3 | 01m_076010_393x248x546.dat | 0.0663;0.0663;0.1400 | 393;248;546 | (0.1677;69.1162;23.7226) | 60 | 6.3535 | 49 | 81.5087 | 60 | Varibar | [5] | [0] | 0 | 10 | 185 | abnormal | tracheal aspiration | 5.7221 | 8.6242 | 49.3488 | 23.3202 | 35.1474 | 819.6433 | 3.6433e-16 | 311.0074 | 786.4801 | 593.5792 | 18.3368 | 804.7052 | 83.4156 | 1.4705 | 789.6091 | 75.2363 | 803.1407 | 255.956 | 912.4366 | 950.1769 | 832.6468 | 51.1923 | 965.3828 | 20.3773 | 171.7169 | 190.9576 | 843.5709 | 1116.9478 | 4.6054 | 511.8946 | 503.1492 | 202.547 | 373.3978 | 258.9459 | 2.4214 | 471.1255 | 442.1643
1f37113 | MBS_a | 3 | 01m_076010_393x248x546.dat | 0.0663;0.0663;0.1400 | 393;248;546 | (0.1677;69.1162;23.7226) | 80 | 2.9 | 44 | 81.5087 | 60 | Varibar | [5] | [0] | 0 | 10 | 185 | abnormal | tracheal aspiration | 5.7221 | 8.6242 | 49.3488 | 23.3202 | 35.1474 | 819.6433 | 5.2616e-16 | 181.8726 | 481.1087 | 481.1277 | 9.4602 | 515.9461 | 46.9477 | 0.70868 | 507.7166 | 39.756 | 664.3611 | 157.8665 | 646.0017 | 635.7196 | 592.0066 | 26.5072 | 666.6038 | 10.6099 | 93.3234 | 111.3122 | 545.3668 | 748.7271 | 2.264 | 322.291 | 314.4671 | 139.9215 | 260.5858 | 223.1617 | 0.89899 | 308.3993 | 304.1243
1f37113 | MBS_a | 3 | 01m_076010_393x248x546.dat | 0.0663;0.0663;0.1400 | 393;248;546 | (0.1677;69.1162;23.7226) | 80 | 7.702 | 57 | 81.5087 | 60 | Varibar | [5] | [0] | 0 | 10 | 185 | abnormal | tracheal aspiration | 5.7221 | 8.6242 | 49.3488 | 23.3202 | 35.1474 | 819.6433 | 3.5168e-16 | 335.7032 | 842.8409 | 631.825 | 22.8102 | 864.878 | 93.915 | 1.9811 | 825.979 | 87.3949 | 824.1023 | 271.3464 | 931.8139 | 1000.7687 | 869.0579 | 61.4963 | 1013.3654 | 25.654 | 196.6335 | 213.2452 | 882.2518 | 1152.7252 | 5.5337 | 562.0823 | 547.3072 | 213.8439 | 391.2682 | 263.0117 | 3.003 | 499.5722 | 467.4006
1f37113 | MBS_a | 3 | 01m_076010_393x248x546.dat | 0.0663;0.0663;0.1400 | 393;248;546 | (0.1677;69.1162;23.7226) | 80 | 8.502 | 60 | 81.5087 | 60 | Varibar | [5] | [0] | 0 | 10 | 185 | abnormal | tracheal aspiration | 5.7221 | 8.6242 | 49.3488 | 23.3202 | 35.1474 | 819.6433 | 3.4297e-16 | 353.7603 | 875.7266 | 646.7869 | 25.0539 | 899.1688 | 105.0551 | 1.4338 | 846.6864 | 92.6955 | 844.004 | 281.1976 | 948.5314 | 1031.0161 | 893.8622 | 65.8858 | 1044.2242 | 27.6387 | 208.1013 | 224.9919 | 908.878 | 1171.0566 | 6.6329 | 587.443 | 570.7045 | 223.4147 | 402.0813 | 265.7056 | 3.4046 | 517.3137 | 481.2889
1f37113 | MBS_a | 4 | 01m_076010_393x248x546.dat | 0.0663;0.0663;0.1400 | 393;248;546 | (0.1677;69.1162;23.7382) | 110 | 3.9 | 52 | 81.5087 | 60 | Varibar | [5,133] | [30,30] | 0 | 10 | 185 | abnormal | tracheal aspiration | 5.7221 | 2.4744 | 14.1591 | 23.3202 | 10.0844 | 235.1704 | 1.2626e-15 | 7.7635 | 61.1636 | 7.088 | 0.89231 | 426.7269 | 3.7023 | 0.061233 | 24.7021 | 3.2638 | 65.3242 | 6.5792 | 35.8398 | 251.4724 | 1084.6976 | 2.3596 | 657.0282 | 0.98538 | 6.201 | 5.3898 | 86.6491 | 603.9378 | 0.27276 | 91.9976 | 78.8079 | 63.5985 | 166.2057 | 67.2072 | 0.21841 | 196.0067 | 83.6032
1f37113 | MBS_a | 4 | 01m_076010_393x248x546.dat | 0.0663;0.0663;0.1400 | 393;248;546 | (0.1677;69.1162;23.7382) | 110 | 7.85 | 62 | 81.5087 | 60 | Varibar | [5,133] | [30,30] | 0 | 10 | 185 | abnormal | tracheal aspiration | 5.7221 | 2.4744 | 14.1591 | 23.3202 | 10.0844 | 235.1704 | 1.0084e-15 | 12.0112 | 92.4032 | 11.5887 | 1.5988 | 572.6324 | 5.5803 | 0.16926 | 37.047 | 5.2843 | 82.1126 | 10.4235 | 50.3929 | 326.3997 | 1486.1231 | 3.8553 | 826.5804 | 1.7455 | 9.9475 | 8.4785 | 119.11 | 756.5483 | 0.56736 | 132.4343 | 113.602 | 83.8249 | 206.5766 | 73.7904 | 0.27317 | 263.95 | 111.048
1f37113 | MBS_a | 4 | 01m_076010_393x248x546.dat | 0.0663;0.0663;0.1400 | 393;248;546 | (0.1677;69.1162;23.7382) | 110 | 9.9905 | 69 | 81.5087 | 60 | Varibar | [5,133] | [30,30] | 0 | 10 | 185 | abnormal | tracheal aspiration | 5.7221 | 2.4744 | 14.1591 | 23.3202 | 10.0844 | 235.1704 | 9.7506e-16 | 14.1889 | 103.5833 | 12.792 | 1.9648 | 613.9209 | 6.5311 | 0.081092 | 41.0118 | 6.2536 | 78.9315 | 11.8577 | 54.1043 | 344.0197 | 1590.8757 | 4.4178 | 867.4026 | 2.1775 | 11.3962 | 9.9512 | 125.6948 | 777.7979 | 0.70899 | 146.3232 | 124.926 | 89.5774 | 215.7695 | 75.2126 | 0.40549 | 282.0452 | 117.9548
1f37113 | MBS_a | 4 | 01m_076010_393x248x546.dat | 0.0663;0.0663;0.1400 | 393;248;546 | (0.1677;69.1162;23.7382) | 60 | 2.5 | 38 | 81.5087 | 60 | Varibar | [5,133] | [30,30] | 0 | 10 | 185 | abnormal | tracheal aspiration | 5.7221 | 2.4744 | 14.1591 | 23.3202 | 10.0844 | 235.1704 | 1.5772e-15 | 3.6575 | 34.8685 | 4.6225 | 0.34578 | 313.9467 | 1.3256 | 0.029692 | 14.8515 | 1.3393 | 40.4987 | 3.2743 | 24.0304 | 197.5386 | 752.9116 | 0.85816 | 525.2501 | 0.36152 | 2.9041 | 2.3597 | 60.6571 | 489.2435 | 0.081555 | 58.262 | 49.7847 | 47.5477 | 134.77 | 62.1153 | 0.0070992 | 141.7967 | 62.0981
1f37113 | MBS_a | 4 | 01m_076010_393x248x546.dat | 0.0663;0.0663;0.1400 | 393;248;546 | (0.1677;69.1162;23.7382) | 60 | 5.7448 | 47 | 81.5087 | 60 | Varibar | [5,133] | [30,30] | 0 | 10 | 185 | abnormal | tracheal aspiration | 5.7221 | 2.4744 | 14.1591 | 23.3202 | 10.0844 | 235.1704 | 1.0242e-15 | 8.4898 | 76.2992 | 8.8428 | 0.89611 | 520.5799 | 4.0285 | 0.15412 | 32.1315 | 3.69 | 73.371 | 8.0635 | 46.5765 | 312.5178 | 1356.9095 | 2.4454 | 788.3784 | 1.0941 | 7.261 | 6.5814 | 112.1694 | 754.8487 | 0.25447 | 112.7814 | 98.1752 | 78.4126 | 198.0512 | 73.0729 | 0.090005 | 242.315 | 103.5581
1f37113 | MBS_a | 4 | 01m_076010_393x248x546.dat | 0.0663;0.0663;0.1400 | 393;248;546 | (0.1677;69.1162;23.7382) | 60 | 6.3535 | 49 | 81.5087 | 60 | Varibar | [5,133] | [30,30] | 0 | 10 | 185 | abnormal | tracheal aspiration | 5.7221 | 2.4744 | 14.1591 | 23.3202 | 10.0844 | 235.1704 | 9.7789e-16 | 9.7235 | 83.2325 | 9.9157 | 1.0817 | 550.8813 | 5.0575 | 0.22964 | 35.0572 | 4.1417 | 72.99 | 8.9595 | 49.7777 | 328.2074 | 1459.7791 | 2.9048 | 819.0818 | 1.2467 | 8.3741 | 6.9422 | 119.8093 | 782.9938 | 0.29798 | 121.2807 | 105.7998 | 82.6676 | 205.4229 | 74.2144 | 0.06553 | 258.0461 | 109.3053
1f37113 | MBS_a | 4 | 01m_076010_393x248x546.dat | 0.0663;0.0663;0.1400 | 393;248;546 | (0.1677;69.1162;23.7382) | 80 | 2.9 | 44 | 81.5087 | 60 | Varibar | [5,133] | [30,30] | 0 | 10 | 185 | abnormal | tracheal aspiration | 5.7221 | 2.4744 | 14.1591 | 23.3202 | 10.0844 | 235.1704 | 1.4122e-15 | 5.488 | 46.1514 | 5.4091 | 0.56289 | 365.904 | 1.8475 | 0.079592 | 19.2196 | 2.0872 | 51.783 | 4.725 | 29.328 | 220.344 | 905.8909 | 1.4201 | 579.9174 | 0.61151 | 4.221 | 3.7579 | 72.1073 | 545.7297 | 0.16067 | 72.5859 | 62.387 | 54.5984 | 147.7643 | 64.3016 | 0.0585 | 166.3564 | 71.7323
1f37113 | MBS_a | 4 | 01m_076010_393x248x546.dat | 0.0663;0.0663;0.1400 | 393;248;546 | (0.1677;69.1162;23.7382) | 80 | 7.702 | 57 | 81.5087 | 60 | Varibar | [5,133] | [30,30] | 0 | 10 | 185 | abnormal | tracheal aspiration | 5.7221 | 2.4744 | 14.1591 | 23.3202 | 10.0844 | 235.1704 | 9.4403e-16 | 12.6204 | 95.0101 | 11.9637 | 1.5606 | 583.8506 | 6.2758 | 0.32709 | 39.0667 | 5.2678 | 84.3049 | 10.6872 | 53.4784 | 336.1031 | 1577.923 | 3.8972 | 849.8708 | 1.6661 | 10.0534 | 8.863 | 125.5156 | 795.7516 | 0.51704 | 135.7483 | 117.8711 | 86.0071 | 212.6452 | 75.1775 | 0.63673 | 274.8969 | 115.5091
1f37113 | MBS_a | 4 | 01m_076010_393x248x546.dat | 0.0663;0.0663;0.1400 | 393;248;546 | (0.1677;69.1162;23.7382) | 80 | 8.502 | 60 | 81.5087 | 60 | Varibar | [5,133] | [30,30] | 0 | 10 | 185 | abnormal | tracheal aspiration | 5.7221 | 2.4744 | 14.1591 | 23.3202 | 10.0844 | 235.1704 | 9.207e-16 | 13.6831 | 100.8473 | 12.2689 | 1.7382 | 600.9132 | 6.5143 | 0.20262 | 40.9015 | 5.7665 | 91.4251 | 11.5076 | 55.4926 | 345.1943 | 1641.6879 | 4.2075 | 871.1753 | 1.8448 | 10.9938 | 9.5834 | 129.1954 | 805.7793 | 0.54942 | 142.9289 | 124.0595 | 88.3165 | 217.3868 | 75.7576 | 0.14916 | 284.2176 | 119.0034
1f37113 | MBS_a | 5 | 01m_076010_393x248x546.dat | 0.0663;0.0663;0.1400 | 393;248;546 | (0.1677;69.1162;23.7382) | 110 | 3.9 | 52 | 81.5087 | 60 | Varibar | [5,133,110] | [30,30,100] | 0 | 20 | 185 | abnormal | tracheal aspiration | 5.7221 | 2.4744 | 14.1591 | 23.3202 | 10.0844 | 235.1704 | 1.2626e-15 | 7.1651 | 60.9276 | 7.0254 | 0.85952 | 426.1567 | 3.6237 | 0.061233 | 23.6994 | 3.0277 | 64.4783 | 6.3359 | 34.4149 | 3161.3451 | 1083.5888 | 2.247 | 655.0718 | 0.94387 | 5.7889 | 4.9049 | 83.9324 | 598.4094 | 0.25697 | 91.1474 | 77.9752 | 63.1799 | 165.3181 | 67.0039 | 0.15558 | 419.1997 | 226.1748
1f37113 | MBS_a | 5 | 01m_076010_393x248x546.dat | 0.0663;0.0663;0.1400 | 393;248;546 | (0.1677;69.1162;23.7382) | 110 | 7.85 | 62 | 81.5087 | 60 | Varibar | [5,133,110] | [30,30,100] | 0 | 20 | 185 | abnormal | tracheal aspiration | 5.7221 | 2.4744 | 14.1591 | 23.3202 | 10.0844 | 235.1704 | 1.0084e-15 | 11.1107 | 92.0393 | 11.3071 | 1.5392 | 571.8986 | 5.2291 | 0.16926 | 35.3016 | 4.9103 | 82.4657 | 10.0238 | 48.5048 | 4802.282 | 1484.5364 | 3.6837 | 824.1111 | 1.6687 | 9.298 | 7.949 | 115.2524 | 748.6744 | 0.53885 | 131.2442 | 112.4203 | 83.3854 | 205.5166 | 73.5202 | 0.38914 | 607.338 | 330.4411
1f37113 | MBS_a | 5 | 01m_076010_393x248x546.dat | 0.0663;0.0663;0.1400 | 393;248;546 | (0.1677;69.1162;23.7382) | 110 | 9.9905 | 69 | 81.5087 | 60 | Varibar | [5,133,110] | [30,30,100] | 0 | 20 | 185 | abnormal | tracheal aspiration | 5.7221 | 2.4744 | 14.1591 | 23.3202 | 10.0844 | 235.1704 | 9.7506e-16 | 12.8433 | 103.1628 | 12.5685 | 1.8648 | 612.3928 | 6.0886 | 0.071517 | 39.1124 | 5.8282 | 78.5808 | 11.4075 | 52.0881 | 5367.5645 | 1588.8245 | 4.2185 | 864.9617 | 2.0832 | 10.6445 | 9.2261 | 122.0129 | 776.2185 | 0.68542 | 145.049 | 123.6617 | 89.1277 | 214.7352 | 74.9136 | 0.39972 | 667.3493 | 364.4852
1f37113 | MBS_a | 5 | 01m_076010_393x248x546.dat | 0.0663;0.0663;0.1400 | 393;248;546 | (0.1677;69.1162;23.7382) | 60 | 2.5 | 38 | 81.5087 | 60 | Varibar | [5,133,110] | [30,30,100] | 0 | 20 | 185 | abnormal | tracheal aspiration | 5.7221 | 2.4744 | 14.1591 | 23.3202 | 10.0844 | 235.1704 | 1.5772e-15 | 3.4359 | 34.7576 | 4.4408 | 0.33195 | 313.6107 | 1.3306 | 0.029692 | 14.1402 | 1.2445 | 40.4791 | 3.1663 | 22.9652 | 1739.2733 | 752.4678 | 0.80008 | 523.4432 | 0.34351 | 2.6922 | 2.1367 | 58.1546 | 480.1769 | 0.081549 | 57.6988 | 49.2431 | 47.2174 | 133.9829 | 61.9683 | 0.0070992 | 259.9443 | 137.3066
1f37113 | MBS_a | 5 | 01m_076010_393x248x546.dat | 0.0663;0.0663;0.1400 | 393;248;546 | (0.1677;69.1162;23.7382) | 60 | 5.7448 | 47 | 81.5087 | 60 | Varibar | [5,133,110] | [30,30,100] | 0 | 20 | 185 | abnormal | tracheal aspiration | 5.7221 | 2.4744 | 14.1591 | 23.3202 | 10.0844 | 235.1704 | 1.0242e-15 | 7.6098 | 75.9975 | 8.5186 | 0.8743 | 520.0624 | 3.8774 | 0.15412 | 30.4843 | 3.398 | 73.1229 | 7.7817 | 44.6022 | 3941.7456 | 1355.5426 | 2.2653 | 785.2734 | 1.0348 | 6.7751 | 5.9664 | 108.4493 | 744.9089 | 0.24566 | 111.6718 | 97.0704 | 77.9021 | 196.8224 | 72.7851 | 0.090005 | 520.6393 | 281.1836
1f37113 | MBS_a | 5 | 01m_076010_393x248x546.dat | 0.0663;0.0663;0.1400 | 393;248;546 | (0.1677;69.1162;23.7382) | 60 | 6.3535 | 49 | 81.5087 | 60 | Varibar | [5,133,110] | [30,30,100] | 0 | 20 | 185 | abnormal | tracheal aspiration | 5.7221 | 2.4744 | 14.1591 | 23.3202 | 10.0844 | 235.1704 | 9.7789e-16 | 8.8107 | 82.8878 | 9.6747 | 1.0339 | 550.1348 | 4.8594 | 0.22964 | 33.2175 | 3.8357 | 73.3591 | 8.63 | 47.6312 | 4374.2243 | 1457.6316 | 2.6982 | 815.7685 | 1.1902 | 7.8252 | 6.4083 | 115.8211 | 774.2914 | 0.28529 | 120.0708 | 104.5876 | 82.2345 | 204.1535 | 73.9138 | 0.057896 | 568.2934 | 307.4607
1f37113 | MBS_a | 5 | 01m_076010_393x248x546.dat | 0.0663;0.0663;0.1400 | 393;248;546 | (0.1677;69.1162;23.7382) | 80 | 2.9 | 44 | 81.5087 | 60 | Varibar | [5,133,110] | [30,30,100] | 0 | 20 | 185 | abnormal | tracheal aspiration | 5.7221 | 2.4744 | 14.1591 | 23.3202 | 10.0844 | 235.1704 | 1.4122e-15 | 5.0166 | 45.9765 | 5.2837 | 0.54808 | 365.1534 | 1.817 | 0.079592 | 18.3749 | 1.9409 | 51.6839 | 4.56 | 28.0973 | 2398.667 | 905.1119 | 1.3576 | 578.0622 | 0.57723 | 3.8972 | 3.4057 | 69.2295 | 537.4943 | 0.15768 | 71.888 | 61.7069 | 54.2381 | 146.9281 | 64.1315 | 0.0585 | 333.3113 | 178.2444
1f37113 | MBS_a | 5 | 01m_076010_393x248x546.dat | 0.0663;0.0663;0.1400 | 393;248;546 | (0.1677;69.1162;23.7382) | 80 | 7.702 | 57 | 81.5087 | 60 | Varibar | [5,133,110] | [30,30,100] | 0 | 20 | 185 | abnormal | tracheal aspiration | 5.7221 | 2.4744 | 14.1591 | 23.3202 | 10.0844 | 235.1704 | 9.4403e-16 | 11.7084 | 94.6033 | 11.7221 | 1.5004 | 582.8125 | 6.0103 | 0.26786 | 37.0922 | 4.8821 | 84.3208 | 10.2573 | 51.3132 | 5134.4995 | 1575.5925 | 3.6775 | 846.8942 | 1.5925 | 9.3438 | 8.1848 | 121.9458 | 787.8175 | 0.49895 | 134.4427 | 116.5601 | 85.4443 | 211.449 | 74.8627 | 0.54462 | 642.9593 | 350.6883
1f37113 | MBS_a | 5 | 01m_076010_393x248x546.dat | 0.0663;0.0663;0.1400 | 393;248;546 | (0.1677;69.1162;23.7382) | 80 | 8.502 | 60 | 81.5087 | 60 | Varibar | [5,133,110] | [30,30,100] | 0 | 20 | 185 | abnormal | tracheal aspiration | 5.7221 | 2.4744 | 14.1591 | 23.3202 | 10.0844 | 235.1704 | 9.207e-16 | 12.6567 | 100.4096 | 11.6531 | 1.6409 | 600.2724 | 6.2842 | 0.19183 | 38.7825 | 5.3493 | 91.2372 | 11.0438 | 53.2215 | 5498.8671 | 1639.0812 | 3.9935 | 868.0364 | 1.7644 | 10.2044 | 8.8128 | 125.383 | 799.0019 | 0.52123 | 141.569 | 122.6963 | 87.7445 | 216.1884 | 75.4536 | 0.14916 | 679.6173 | 371.6404
1f37113 | MBS_a | 6 | 01m_076010_393x248x546.dat | 0.0663;0.0663;0.1400 | 393;248;546 | (0.1677;69.1162;23.7226) | 110 | 3.9 | 52 | 81.5087 | 60 | Varibar | [5] | [0] | 0 | 10 | 185 | abnormal | tracheal aspiration | 5.7221 | 8.6242 | 49.3488 | 23.3202 | 35.1474 | 819.6433 | 4.7037e-16 | 225.9507 | 586.9019 | 535.4954 | 13.5621 | 616.1981 | 63.2845 | 1.1539 | 595.4272 | 53.8918 | 722.1152 | 189.2666 | 721.6262 | 736.7845 | 672.1968 | 37.4706 | 766.6973 | 15.1558 | 125.7164 | 141.6529 | 639.499 | 848.7394 | 3.5145 | 394.3106 | 381.1627 | 161.3865 | 298.0002 | 234.035 | 1.6937 | 362.9217 | 351.2607
1f37113 | MBS_a | 6 | 01m_076010_393x248x546.dat | 0.0663;0.0663;0.1400 | 393;248;546 | (0.1677;69.1162;23.7226) | 110 | 7.85 | 62 | 81.5087 | 60 | Varibar | [5] | [0] | 0 | 10 | 185 | abnormal | tracheal aspiration | 5.7221 | 8.6242 | 49.3488 | 23.3202 | 35.1474 | 819.6433 | 3.7567e-16 | 325.0165 | 814.8838 | 628.7113 | 22.3859 | 851.5912 | 93.6851 | 2.3133 | 792.7369 | 83.5221 | 844.4573 | 258.3921 | 896.2843 | 959.0782 | 848.2638 | 59.9297 | 983.1417 | 24.8011 | 193.0188 | 207.0869 | 851.2185 | 1094.6216 | 6.0643 | 545.985 | 524.8471 | 209.7588 | 379.7935 | 258.2918 | 3.725 | 485.3778 | 453.0227
1f37113 | MBS_a | 6 | 01m_076010_393x248x546.dat | 0.0663;0.0663;0.1400 | 393;248;546 | (0.1677;69.1162;23.7226) | 110 | 9.9905 | 69 | 81.5087 | 60 | Varibar | [5] | [0] | 0 | 10 | 185 | abnormal | tracheal aspiration | 5.7221 | 8.6242 | 49.3488 | 23.3202 | 35.1474 | 819.6433 | 3.6326e-16 | 354.3495 | 879.5421 | 662.8912 | 25.9538 | 912.9344 | 109.4404 | 2.5219 | 834.863 | 94.4868 | 894.5177 | 274.8824 | 928.0202 | 1008.5967 | 892.0952 | 67.8362 | 1037.0338 | 29.1942 | 215.4754 | 231.7064 | 899.9409 | 1140.7069 | 7.2665 | 594.6728 | 567.0715 | 223.0803 | 400.4394 | 263.496 | 4.5728 | 516.5823 | 480.1105
1f37113 | MBS_a | 6 | 01m_076010_393x248x546.dat | 0.0663;0.0663;0.1400 | 393;248;546 | (0.1677;69.1162;23.7226) | 60 | 2.5 | 38 | 81.5087 | 60 | Varibar | [5] | [0] | 0 | 10 | 185 | abnormal | tracheal aspiration | 5.7221 | 8.6242 | 49.3488 | 23.3202 | 35.1474 | 819.6433 | 5.8768e-16 | 150.7638 | 403.093 | 449.9382 | 6.0968 | 442.8935 | 33.3787 | 0.3537 | 442.1448 | 28.7282 | 617.9205 | 133.2101 | 590.4907 | 566.5151 | 538.881 | 17.8447 | 595.4424 | 6.7264 | 70.2439 | 87.1681 | 474.2201 | 665.4634 | 1.415 | 268.8524 | 262.8019 | 125.2101 | 233.1158 | 215.2138 | 0.56572 | 269.0119 | 270.0449
1f37113 | MBS_a | 6 | 01m_076010_393x248x546.dat | 0.0663;0.0663;0.1400 | 393;248;546 | (0.1677;69.1162;23.7226) | 60 | 5.7448 | 47 | 81.5087 | 60 | Varibar | [5] | [0] | 0 | 10 | 185 | abnormal | tracheal aspiration | 5.7221 | 8.6242 | 49.3488 | 23.3202 | 35.1474 | 819.6433 | 3.8159e-16 | 287.5895 | 740.4105 | 576.1224 | 16.4411 | 759.0695 | 82.4324 | 1.1997 | 751.889 | 68.4853 | 806.9487 | 241.4688 | 882.0826 | 908.7345 | 801.4978 | 45.8324 | 922.9908 | 18.0596 | 157.2386 | 178.2405 | 804.7212 | 1068.6462 | 4.1356 | 480.2154 | 472.0015 | 194.4299 | 357.7796 | 254.3766 | 1.7588 | 447.9453 | 422.6389
1f37113 | MBS_a | 6 | 01m_076010_393x248x546.dat | 0.0663;0.0663;0.1400 | 393;248;546 | (0.1677;69.1162;23.7226) | 60 | 6.3535 | 49 | 81.5087 | 60 | Varibar | [5] | [0] | 0 | 10 | 185 | abnormal | tracheal aspiration | 5.7221 | 8.6242 | 49.3488 | 23.3202 | 35.1474 | 819.6433 | 3.6433e-16 | 311.0074 | 786.4801 | 593.5792 | 18.3368 | 804.7052 | 83.4156 | 1.4705 | 789.6091 | 75.2363 | 803.1407 | 255.956 | 912.4366 | 950.1769 | 832.6468 | 51.1923 | 965.3828 | 20.3773 | 171.7169 | 190.9576 | 843.5709 | 1116.9478 | 4.6054 | 511.8953 | 503.1492 | 202.547 | 373.3978 | 258.9459 | 2.4214 | 471.1255 | 442.1644
1f37113 | MBS_a | 6 | 01m_076010_393x248x546.dat | 0.0663;0.0663;0.1400 | 393;248;546 | (0.1677;69.1162;23.7226) | 80 | 2.9 | 44 | 81.5087 | 60 | Varibar | [5] | [0] | 0 | 10 | 185 | abnormal | tracheal aspiration | 5.7221 | 8.6242 | 49.3488 | 23.3202 | 35.1474 | 819.6433 | 5.2616e-16 | 181.8726 | 481.1087 | 481.1277 | 9.4602 | 515.9461 | 46.9477 | 0.70868 | 507.7166 | 39.756 | 664.3611 | 157.8665 | 646.0017 | 635.7196 | 592.0066 | 26.5072 | 666.6038 | 10.6099 | 93.3234 | 111.3122 | 545.3668 | 748.7271 | 2.264 | 322.291 | 314.4671 | 139.9215 | 260.5858 | 223.1617 | 0.89899 | 308.3993 | 304.1243
1f37113 | MBS_a | 6 | 01m_076010_393x248x546.dat | 0.0663;0.0663;0.1400 | 393;248;546 | (0.1677;69.1162;23.7226) | 80 | 7.702 | 57 | 81.5087 | 60 | Varibar | [5] | [0] | 0 | 10 | 185 | abnormal | tracheal aspiration | 5.7221 | 8.6242 | 49.3488 | 23.3202 | 35.1474 | 819.6433 | 3.5168e-16 | 335.7032 | 842.8409 | 631.825 | 22.8102 | 864.878 | 93.915 | 1.9811 | 825.979 | 87.3949 | 824.1023 | 271.3464 | 931.8139 | 1000.7687 | 869.0579 | 61.4963 | 1013.3654 | 25.654 | 196.6335 | 213.2452 | 882.2518 | 1152.7252 | 5.5337 | 562.0823 | 547.3072 | 213.8439 | 391.2682 | 263.0117 | 3.003 | 499.5722 | 467.4006
1f37113 | MBS_a | 6 | 01m_076010_393x248x546.dat | 0.0663;0.0663;0.1400 | 393;248;546 | (0.1677;69.1162;23.7226) | 80 | 8.502 | 60 | 81.5087 | 60 | Varibar | [5] | [0] | 0 | 10 | 185 | abnormal | tracheal aspiration | 5.7221 | 8.6242 | 49.3488 | 23.3202 | 35.1474 | 819.6433 | 3.4297e-16 | 353.7603 | 875.7266 | 646.7869 | 25.0539 | 899.1688 | 105.0551 | 1.4338 | 846.6864 | 92.6955 | 844.004 | 281.1976 | 948.5314 | 1031.0161 | 893.8622 | 65.8858 | 1044.2242 | 27.6387 | 208.1013 | 224.9919 | 908.878 | 1171.0566 | 6.6329 | 587.443 | 570.7045 | 223.4147 | 402.0813 | 265.7056 | 3.4046 | 517.3137 | 481.2889
1f37113 | MBS_a | 7 | 01m_076010_393x248x546.dat | 0.0663;0.0663;0.1400 | 393;248;546 | (0.1677;69.1162;23.7382) | 110 | 3.9 | 52 | 81.5087 | 60 | Varibar | [5,133] | [30,30] | 0 | 10 | 185 | abnormal | tracheal aspiration | 5.7221 | 2.4744 | 14.1591 | 23.3202 | 10.0844 | 235.1704 | 1.2626e-15 | 7.7635 | 61.1636 | 7.088 | 0.89231 | 426.7269 | 3.7023 | 0.061233 | 24.7021 | 3.2638 | 65.3242 | 6.5792 | 35.8398 | 251.4724 | 1084.6976 | 2.3596 | 657.0282 | 0.98538 | 6.201 | 5.3898 | 86.6491 | 603.9378 | 0.27276 | 91.9976 | 78.8079 | 63.5985 | 166.2057 | 67.2072 | 0.21841 | 196.0067 | 83.6032
1f37113 | MBS_a | 7 | 01m_076010_393x248x546.dat | 0.0663;0.0663;0.1400 | 393;248;546 | (0.1677;69.1162;23.7382) | 110 | 7.85 | 62 | 81.5087 | 60 | Varibar | [5,133] | [30,30] | 0 | 10 | 185 | abnormal | tracheal aspiration | 5.7221 | 2.4744 | 14.1591 | 23.3202 | 10.0844 | 235.1704 | 1.0084e-15 | 12.0112 | 92.4032 | 11.5887 | 1.5988 | 572.6324 | 5.5803 | 0.16926 | 37.047 | 5.2843 | 82.1126 | 10.4235 | 50.3929 | 326.3997 | 1486.1231 | 3.8553 | 826.5804 | 1.7455 | 9.9475 | 8.4785 | 119.11 | 756.5483 | 0.56736 | 132.4343 | 113.602 | 83.8249 | 206.5766 | 73.7904 | 0.27317 | 263.95 | 111.048
1f37113 | MBS_a | 7 | 01m_076010_393x248x546.dat | 0.0663;0.0663;0.1400 | 393;248;546 | (0.1677;69.1162;23.7382) | 110 | 9.9905 | 69 | 81.5087 | 60 | Varibar | [5,133] | [30,30] | 0 | 10 | 185 | abnormal | tracheal aspiration | 5.7221 | 2.4744 | 14.1591 | 23.3202 | 10.0844 | 235.1704 | 9.7506e-16 | 14.1889 | 103.5833 | 12.792 | 1.9648 | 613.9209 | 6.5311 | 0.081092 | 41.0118 | 6.2536 | 78.9315 | 11.8577 | 54.1033 | 344.0197 | 1590.8757 | 4.4178 | 867.4026 | 2.1775 | 11.3962 | 9.9512 | 125.6948 | 777.7979 | 0.70899 | 146.3232 | 124.926 | 89.5774 | 215.7695 | 75.2126 | 0.40549 | 282.0452 | 117.9547
1f37113 | MBS_a | 7 | 01m_076010_393x248x546.dat | 0.0663;0.0663;0.1400 | 393;248;546 | (0.1677;69.1162;23.7382) | 60 | 2.5 | 38 | 81.5087 | 60 | Varibar | [5,133] | [30,30] | 0 | 10 | 185 | abnormal | tracheal aspiration | 5.7221 | 2.4744 | 14.1591 | 23.3202 | 10.0844 | 235.1704 | 1.5772e-15 | 3.6575 | 34.8685 | 4.6225 | 0.34578 | 313.9467 | 1.3256 | 0.029692 | 14.8515 | 1.3393 | 40.4987 | 3.2743 | 24.0304 | 197.5386 | 752.9116 | 0.85816 | 525.2501 | 0.36152 | 2.9041 | 2.3597 | 60.6571 | 489.2435 | 0.081555 | 58.262 | 49.7847 | 47.5477 | 134.77 | 62.1153 | 0.0070992 | 141.7967 | 62.0981
1f37113 | MBS_a | 7 | 01m_076010_393x248x546.dat | 0.0663;0.0663;0.1400 | 393;248;546 | (0.1677;69.1162;23.7382) | 60 | 5.7448 | 47 | 81.5087 | 60 | Varibar | [5,133] | [30,30] | 0 | 10 | 185 | abnormal | tracheal aspiration | 5.7221 | 2.4744 | 14.1591 | 23.3202 | 10.0844 | 235.1704 | 1.0242e-15 | 8.4898 | 76.2992 | 8.8428 | 0.89611 | 520.5799 | 4.0285 | 0.15412 | 32.1315 | 3.69 | 73.371 | 8.0635 | 46.5765 | 312.5178 | 1356.9095 | 2.4454 | 788.3784 | 1.0941 | 7.261 | 6.5814 | 112.1694 | 754.8487 | 0.25447 | 112.7814 | 98.1752 | 78.4126 | 198.0512 | 73.0729 | 0.090005 | 242.315 | 103.5581
1f37113 | MBS_a | 7 | 01m_076010_393x248x546.dat | 0.0663;0.0663;0.1400 | 393;248;546 | (0.1677;69.1162;23.7382) | 60 | 6.3535 | 49 | 81.5087 | 60 | Varibar | [5,133] | [30,30] | 0 | 10 | 185 | abnormal | tracheal aspiration | 5.7221 | 2.4744 | 14.1591 | 23.3202 | 10.0844 | 235.1704 | 9.7789e-16 | 9.7235 | 83.2325 | 9.9157 | 1.0817 | 550.8813 | 5.0575 | 0.22964 | 35.0572 | 4.1417 | 72.99 | 8.9595 | 49.7777 | 328.2074 | 1459.7791 | 2.9048 | 819.0818 | 1.2467 | 8.3741 | 6.9422 | 119.8093 | 782.9938 | 0.29798 | 121.2807 | 105.7998 | 82.6676 | 205.4229 | 74.2144 | 0.06553 | 258.0461 | 109.3053
1f37113 | MBS_a | 7 | 01m_076010_393x248x546.dat | 0.0663;0.0663;0.1400 | 393;248;546 | (0.1677;69.1162;23.7382) | 80 | 2.9 | 44 | 81.5087 | 60 | Varibar | [5,133] | [30,30] | 0 | 10 | 185 | abnormal | tracheal aspiration | 5.7221 | 2.4744 | 14.1591 | 23.3202 | 10.0844 | 235.1704 | 1.4122e-15 | 5.488 | 46.1514 | 5.4091 | 0.56289 | 365.904 | 1.8475 | 0.079592 | 19.2196 | 2.0872 | 51.783 | 4.725 | 29.328 | 220.344 | 905.8909 | 1.4201 | 579.9174 | 0.61151 | 4.221 | 3.7579 | 72.1073 | 545.7297 | 0.16067 | 72.5859 | 62.387 | 54.5984 | 147.7643 | 64.3016 | 0.0585 | 166.3564 | 71.7323
1f37113 | MBS_a | 7 | 01m_076010_393x248x546.dat | 0.0663;0.0663;0.1400 | 393;248;546 | (0.1677;69.1162;23.7382) | 80 | 7.702 | 57 | 81.5087 | 60 | Varibar | [5,133] | [30,30] | 0 | 10 | 185 | abnormal | tracheal aspiration | 5.7221 | 2.4744 | 14.1591 | 23.3202 | 10.0844 | 235.1704 | 9.4403e-16 | 12.6204 | 95.0101 | 11.9637 | 1.5606 | 583.8506 | 6.2758 | 0.32709 | 39.0678 | 5.2678 | 84.3049 | 10.6872 | 53.4784 | 336.1031 | 1577.923 | 3.8972 | 849.8708 | 1.6661 | 10.0534 | 8.863 | 125.5156 | 795.7516 | 0.51704 | 135.7483 | 117.8712 | 86.0071 | 212.6452 | 75.1775 | 0.63673 | 274.897 | 115.5091
1f37113 | MBS_a | 7 | 01m_076010_393x248x546.dat | 0.0663;0.0663;0.1400 | 393;248;546 | (0.1677;69.1162;23.7382) | 80 | 8.502 | 60 | 81.5087 | 60 | Varibar | [5,133] | [30,30] | 0 | 10 | 185 | abnormal | tracheal aspiration | 5.7221 | 2.4744 | 14.1591 | 23.3202 | 10.0844 | 235.1704 | 9.207e-16 | 13.6831 | 100.8473 | 12.2689 | 1.7382 | 600.9132 | 6.5143 | 0.20262 | 40.9015 | 5.7665 | 91.4251 | 11.5076 | 55.4926 | 345.2052 | 1641.6879 | 4.2075 | 871.1753 | 1.8448 | 10.9938 | 9.5835 | 129.1954 | 805.7793 | 0.54942 | 142.9289 | 124.0595 | 88.3165 | 217.3868 | 75.7576 | 0.14916 | 284.2185 | 119.004
1f37113 | MBS_a | 8 | 01m_076010_393x248x546.dat | 0.0663;0.0663;0.1400 | 393;248;546 | (0.1677;69.1162;23.7382) | 110 | 3.9 | 52 | 81.5087 | 60 | Varibar | [5,133,110] | [30,30,100] | 0 | 20 | 185 | abnormal | tracheal aspiration | 5.7221 | 2.4744 | 14.1591 | 23.3202 | 10.0844 | 235.1704 | 1.2626e-15 | 7.1651 | 60.9276 | 7.0254 | 0.85952 | 426.1567 | 3.6237 | 0.061233 | 23.6994 | 3.0277 | 64.4783 | 6.3359 | 34.4149 | 3161.3451 | 1083.5888 | 2.247 | 655.0718 | 0.94387 | 5.7889 | 4.9049 | 83.9324 | 598.4094 | 0.25697 | 91.1474 | 77.9752 | 63.1799 | 165.3181 | 67.0039 | 0.15558 | 419.1997 | 226.1748
1f37113 | MBS_a | 8 | 01m_076010_393x248x546.dat | 0.0663;0.0663;0.1400 | 393;248;546 | (0.1677;69.1162;23.7382) | 110 | 7.85 | 62 | 81.5087 | 60 | Varibar | [5,133,110] | [30,30,100] | 0 | 20 | 185 | abnormal | tracheal aspiration | 5.7221 | 2.4744 | 14.1591 | 23.3202 | 10.0844 | 235.1704 | 1.0084e-15 | 11.1107 | 92.0393 | 11.3071 | 1.5392 | 571.8986 | 5.2291 | 0.16926 | 35.3016 | 4.9103 | 82.4657 | 10.0238 | 48.5048 | 4802.282 | 1484.5364 | 3.6837 | 824.1111 | 1.6692 | 9.298 | 7.949 | 115.2524 | 748.6744 | 0.53885 | 131.2442 | 112.4203 | 83.3854 | 205.5166 | 73.5202 | 0.38914 | 607.338 | 330.4411
1f37113 | MBS_a | 8 | 01m_076010_393x248x546.dat | 0.0663;0.0663;0.1400 | 393;248;546 | (0.1677;69.1162;23.7382) | 110 | 9.9905 | 69 | 81.5087 | 60 | Varibar | [5,133,110] | [30,30,100] | 0 | 20 | 185 | abnormal | tracheal aspiration | 5.7221 | 2.4744 | 14.1591 | 23.3202 | 10.0844 | 235.1704 | 9.7506e-16 | 12.8433 | 103.1628 | 12.5685 | 1.8648 | 612.3928 | 6.0886 | 0.071517 | 39.1124 | 5.8282 | 78.5808 | 11.4075 | 52.087 | 5367.5645 | 1588.8245 | 4.2185 | 864.9617 | 2.0832 | 10.6445 | 9.2261 | 122.0129 | 776.2185 | 0.68542 | 145.0489 | 123.6617 | 89.1277 | 214.7352 | 74.9136 | 0.39972 | 667.3493 | 364.4851
1f37113 | MBS_a | 8 | 01m_076010_393x248x546.dat | 0.0663;0.0663;0.1400 | 393;248;546 | (0.1677;69.1162;23.7382) | 60 | 2.5 | 38 | 81.5087 | 60 | Varibar | [5,133,110] | [30,30,100] | 0 | 20 | 185 | abnormal | tracheal aspiration | 5.7221 | 2.4744 | 14.1591 | 23.3202 | 10.0844 | 235.1704 | 1.5772e-15 | 3.4359 | 34.7576 | 4.4408 | 0.33195 | 313.6107 | 1.3306 | 0.029692 | 14.1402 | 1.2445 | 40.4791 | 3.1663 | 22.9652 | 1739.2733 | 752.4678 | 0.80008 | 523.4432 | 0.34351 | 2.6922 | 2.1367 | 58.1546 | 480.1769 | 0.081549 | 57.6988 | 49.2431 | 47.2174 | 133.9829 | 61.9683 | 0.0070992 | 259.9443 | 137.3066
1f37113 | MBS_a | 8 | 01m_076010_393x248x546.dat | 0.0663;0.0663;0.1400 | 393;248;546 | (0.1677;69.1162;23.7382) | 60 | 5.7448 | 47 | 81.5087 | 60 | Varibar | [5,133,110] | [30,30,100] | 0 | 20 | 185 | abnormal | tracheal aspiration | 5.7221 | 2.4744 | 14.1591 | 23.3202 | 10.0844 | 235.1704 | 1.0242e-15 | 7.6098 | 75.9975 | 8.5186 | 0.8743 | 520.0624 | 3.8774 | 0.15412 | 30.4843 | 3.398 | 73.1229 | 7.7817 | 44.6022 | 3941.7456 | 1355.5426 | 2.2653 | 785.2734 | 1.0348 | 6.7751 | 5.9664 | 108.4493 | 744.9089 | 0.24566 | 111.6718 | 97.0704 | 77.9021 | 196.8224 | 72.7851 | 0.090005 | 520.6393 | 281.1836
1f37113 | MBS_a | 8 | 01m_076010_393x248x546.dat | 0.0663;0.0663;0.1400 | 393;248;546 | (0.1677;69.1162;23.7382) | 60 | 6.3535 | 49 | 81.5087 | 60 | Varibar | [5,133,110] | [30,30,100] | 0 | 20 | 185 | abnormal | tracheal aspiration | 5.7221 | 2.4744 | 14.1591 | 23.3202 | 10.0844 | 235.1704 | 9.7789e-16 | 8.8107 | 82.8878 | 9.6747 | 1.0339 | 550.1348 | 4.8594 | 0.22964 | 33.2175 | 3.8357 | 73.3591 | 8.63 | 47.6312 | 4374.2243 | 1457.6316 | 2.6982 | 815.7685 | 1.1902 | 7.8252 | 6.4083 | 115.8211 | 774.2914 | 0.28529 | 120.0708 | 104.5876 | 82.2345 | 204.1535 | 73.9138 | 0.057896 | 568.2934 | 307.4607
1f37113 | MBS_a | 8 | 01m_076010_393x248x546.dat | 0.0663;0.0663;0.1400 | 393;248;546 | (0.1677;69.1162;23.7382) | 80 | 2.9 | 44 | 81.5087 | 60 | Varibar | [5,133,110] | [30,30,100] | 0 | 20 | 185 | abnormal | tracheal aspiration | 5.7221 | 2.4744 | 14.1591 | 23.3202 | 10.0844 | 235.1704 | 1.4122e-15 | 5.0166 | 45.9765 | 5.2837 | 0.54808 | 365.1534 | 1.817 | 0.079592 | 18.3749 | 1.9409 | 51.6839 | 4.56 | 28.0973 | 2398.667 | 905.1119 | 1.3576 | 578.0622 | 0.57723 | 3.8972 | 3.4057 | 69.2295 | 537.4943 | 0.15768 | 71.888 | 61.7069 | 54.2381 | 146.9281 | 64.1315 | 0.0585 | 333.3113 | 178.2444
1f37113 | MBS_a | 8 | 01m_076010_393x248x546.dat | 0.0663;0.0663;0.1400 | 393;248;546 | (0.1677;69.1162;23.7382) | 80 | 7.702 | 57 | 81.5087 | 60 | Varibar | [5,133,110] | [30,30,100] | 0 | 20 | 185 | abnormal | tracheal aspiration | 5.7221 | 2.4744 | 14.1591 | 23.3202 | 10.0844 | 235.1704 | 9.4403e-16 | 11.7084 | 94.6033 | 11.7221 | 1.5004 | 582.8125 | 6.0103 | 0.26786 | 37.0922 | 4.8821 | 84.3208 | 10.2573 | 51.3132 | 5134.4995 | 1575.5925 | 3.6775 | 846.8942 | 1.5925 | 9.3438 | 8.1848 | 121.9458 | 787.8175 | 0.49895 | 134.4427 | 116.5601 | 85.4443 | 211.449 | 74.8627 | 0.54462 | 642.9593 | 350.6883
1f37113 | MBS_a | 8 | 01m_076010_393x248x546.dat | 0.0663;0.0663;0.1400 | 393;248;546 | (0.1677;69.1162;23.7382) | 80 | 8.502 | 60 | 81.5087 | 60 | Varibar | [5,133,110] | [30,30,100] | 0 | 20 | 185 | abnormal | tracheal aspiration | 5.7221 | 2.4744 | 14.1591 | 23.3202 | 10.0844 | 235.1704 | 9.207e-16 | 12.6567 | 100.4096 | 11.6531 | 1.6409 | 600.2724 | 6.2842 | 0.19183 | 38.7825 | 5.3493 | 91.2372 | 11.0438 | 53.2215 | 5498.8671 | 1639.0812 | 3.9935 | 868.0364 | 1.7644 | 10.2044 | 8.8128 | 125.383 | 799.0019 | 0.52123 | 141.569 | 122.6963 | 87.7445 | 216.1884 | 75.4536 | 0.14916 | 679.6173 | 371.6404
1f37113 | MBS_a | 9 | 01m_076010_393x248x546.dat | 0.0663;0.0663;0.1400 | 393;248;546 | (0.1677;69.1162;23.7226) | 110 | 3.9 | 52 | 81.5087 | 60 | Varibar | [5] | [0] | 0 | 10 | 185 | abnormal | tracheal aspiration | 5.7221 | 8.6242 | 49.3488 | 23.3202 | 35.1474 | 819.6433 | 4.7037e-16 | 225.9507 | 586.9019 | 535.4954 | 13.5621 | 616.1981 | 63.2845 | 1.1539 | 595.4272 | 53.8918 | 722.1152 | 189.2666 | 721.6262 | 736.7845 | 672.1968 | 37.4706 | 766.6973 | 15.1558 | 125.7164 | 141.6529 | 639.499 | 848.7394 | 3.5145 | 394.3106 | 381.1627 | 161.3865 | 298.0002 | 234.035 | 1.6937 | 362.9217 | 351.2607
1f37113 | MBS_a | 9 | 01m_076010_393x248x546.dat | 0.0663;0.0663;0.1400 | 393;248;546 | (0.1677;69.1162;23.7226) | 110 | 7.85 | 62 | 81.5087 | 60 | Varibar | [5] | [0] | 0 | 10 | 185 | abnormal | tracheal aspiration | 5.7221 | 8.6242 | 49.3488 | 23.3202 | 35.1474 | 819.6433 | 3.7567e-16 | 325.0165 | 814.8838 | 628.7113 | 22.3859 | 851.5912 | 93.6851 | 2.3133 | 792.7369 | 83.5221 | 844.4573 | 258.3921 | 896.2843 | 959.0782 | 848.2638 | 59.9297 | 983.1417 | 24.8011 | 193.0188 | 207.0869 | 851.2185 | 1094.6216 | 6.0643 | 545.985 | 524.8465 | 209.7588 | 379.7935 | 258.2918 | 3.725 | 485.3778 | 453.0227
1f37113 | MBS_a | 9 | 01m_076010_393x248x546.dat | 0.0663;0.0663;0.1400 | 393;248;546 | (0.1677;69.1162;23.7226) | 110 | 9.9905 | 69 | 81.5087 | 60 | Varibar | [5] | [0] | 0 | 10 | 185 | abnormal | tracheal aspiration | 5.7221 | 8.6242 | 49.3488 | 23.3202 | 35.1474 | 819.6433 | 3.6326e-16 | 354.3495 | 879.5421 | 662.8912 | 25.9538 | 912.9344 | 109.4404 | 2.5219 | 834.863 | 94.4868 | 894.5177 | 274.8824 | 928.0202 | 1008.5967 | 892.0952 | 67.8362 | 1037.0338 | 29.1942 | 215.4754 | 231.7064 | 899.9409 | 1140.7069 | 7.2665 | 594.6728 | 567.0715 | 223.0803 | 400.4394 | 263.496 | 4.5728 | 516.5823 | 480.1105
1f37113 | MBS_a | 9 | 01m_076010_393x248x546.dat | 0.0663;0.0663;0.1400 | 393;248;546 | (0.1677;69.1162;23.7226) | 60 | 2.5 | 38 | 81.5087 | 60 | Varibar | [5] | [0] | 0 | 10 | 185 | abnormal | tracheal aspiration | 5.7221 | 8.6242 | 49.3488 | 23.3202 | 35.1474 | 819.6433 | 5.8768e-16 | 150.7638 | 403.093 | 449.9382 | 6.0968 | 442.8935 | 33.3787 | 0.3537 | 442.1448 | 28.7282 | 617.9205 | 133.2101 | 590.4907 | 566.5151 | 538.881 | 17.8447 | 595.4424 | 6.7264 | 70.2439 | 87.1681 | 474.2201 | 665.4634 | 1.415 | 268.8524 | 262.8019 | 125.2101 | 233.1158 | 215.2138 | 0.56572 | 269.0119 | 270.0449
1f37113 | MBS_a | 9 | 01m_076010_393x248x546.dat | 0.0663;0.0663;0.1400 | 393;248;546 | (0.1677;69.1162;23.7226) | 60 | 5.7448 | 47 | 81.5087 | 60 | Varibar | [5] | [0] | 0 | 10 | 185 | abnormal | tracheal aspiration | 5.7221 | 8.6242 | 49.3488 | 23.3202 | 35.1474 | 819.6433 | 3.8159e-16 | 287.5895 | 740.4105 | 576.1224 | 16.4411 | 759.0695 | 82.4324 | 1.1997 | 751.889 | 68.4853 | 806.9487 | 241.4688 | 882.0826 | 908.7345 | 801.4978 | 45.8324 | 922.9908 | 18.0596 | 157.2386 | 178.2405 | 804.7212 | 1068.6462 | 4.1356 | 480.2154 | 472.0015 | 194.4299 | 357.7796 | 254.3766 | 1.7588 | 447.9453 | 422.6389
1f37113 | MBS_a | 9 | 01m_076010_393x248x546.dat | 0.0663;0.0663;0.1400 | 393;248;546 | (0.1677;69.1162;23.7226) | 60 | 6.3535 | 49 | 81.5087 | 60 | Varibar | [5] | [0] | 0 | 10 | 185 | abnormal | tracheal aspiration | 5.7221 | 8.6242 | 49.3488 | 23.3202 | 35.1474 | 819.6433 | 3.6433e-16 | 311.0074 | 786.4801 | 593.5792 | 18.3368 | 804.7052 | 83.4156 | 1.4705 | 789.6091 | 75.2363 | 803.1407 | 255.956 | 912.4366 | 950.1769 | 832.6468 | 51.1923 | 965.3828 | 20.3773 | 171.7169 | 190.9576 | 843.5709 | 1116.9478 | 4.6054 | 511.8946 | 503.1492 | 202.547 | 373.3978 | 258.9459 | 2.4214 | 471.1255 | 442.1643
1f37113 | MBS_a | 9 | 01m_076010_393x248x546.dat | 0.0663;0.0663;0.1400 | 393;248;546 | (0.1677;69.1162;23.7226) | 80 | 2.9 | 44 | 81.5087 | 60 | Varibar | [5] | [0] | 0 | 10 | 185 | abnormal | tracheal aspiration | 5.7221 | 8.6242 | 49.3488 | 23.3202 | 35.1474 | 819.6433 | 5.2616e-16 | 181.8726 | 481.1087 | 481.1277 | 9.4602 | 515.9461 | 46.9477 | 0.70868 | 507.7166 | 39.756 | 664.3611 | 157.8665 | 646.0017 | 635.7196 | 592.0066 | 26.5072 | 666.6038 | 10.6099 | 93.3234 | 111.3122 | 545.3668 | 748.7271 | 2.264 | 322.291 | 314.4671 | 139.9215 | 260.5858 | 223.1617 | 0.89899 | 308.3993 | 304.1243
1f37113 | MBS_a | 9 | 01m_076010_393x248x546.dat | 0.0663;0.0663;0.1400 | 393;248;546 | (0.1677;69.1162;23.7226) | 80 | 7.702 | 57 | 81.5087 | 60 | Varibar | [5] | [0] | 0 | 10 | 185 | abnormal | tracheal aspiration | 5.7221 | 8.6242 | 49.3488 | 23.3202 | 35.1474 | 819.6433 | 3.5168e-16 | 335.7032 | 842.8409 | 631.825 | 22.8102 | 864.878 | 93.915 | 1.9811 | 825.979 | 87.3949 | 824.1023 | 271.3464 | 931.8139 | 1000.7687 | 869.0579 | 61.4963 | 1013.3654 | 25.654 | 196.6335 | 213.2452 | 882.2518 | 1152.7252 | 5.5337 | 562.0823 | 547.3072 | 213.8439 | 391.2682 | 263.0117 | 3.003 | 499.5722 | 467.4006
1f37113 | MBS_a | 9 | 01m_076010_393x248x546.dat | 0.0663;0.0663;0.1400 | 393;248;546 | (0.1677;69.1162;23.7226) | 80 | 8.502 | 60 | 81.5087 | 60 | Varibar | [5] | [0] | 0 | 10 | 185 | abnormal | tracheal aspiration | 5.7221 | 8.6242 | 49.3488 | 23.3202 | 35.1474 | 819.6433 | 3.4297e-16 | 353.7603 | 875.7266 | 646.7869 | 25.0539 | 899.1688 | 105.0551 | 1.4338 | 846.6864 | 92.6955 | 844.004 | 281.1976 | 948.5314 | 1031.0161 | 893.8622 | 65.8858 | 1044.2242 | 27.6387 | 208.1013 | 224.9919 | 908.878 | 1171.0566 | 6.6329 | 587.443 | 570.7045 | 223.4147 | 402.0813 | 265.7056 | 3.4046 | 517.3137 | 481.2889
1f37113 | MBS_a | 10 | 05f_109019_419x230x572.dat | 0.0850;0.0850;0.1928 | 419;230;572 | (0.1925;73.4725;38.8236) | 110 | 3.9 | 52 | 87.015 | 60 | Varibar | [5,133] | [30,30] | 0 | 30 | 150 | abnormal | tracheal aspiration | 6.3767 | 3.0101 | 19.1949 | 27.7436 | 13.0964 | 363.3414 | 9.9221e-16 | 2.6531 | 80.6516 | 5.2672 | 0.29884 | 380.697 | 1.5384 | 0.057305 | 10.784 | 1.0775 | 52.7672 | 3.1886 | 28.8418 | 144.7683 | 1294.7911 | 1.0592 | 585.3621 | 0.31255 | 2.4294 | 2.134 | 44.0836 | 706.1031 | 0.08712 | 65.507 | 68.8303 | 58.8038 | 69.6976 | 44.8689 | 0.049968 | 183.9 | 76.2815
1f37113 | MBS_a | 10 | 05f_109019_419x230x572.dat | 0.0850;0.0850;0.1928 | 419;230;572 | (0.1925;73.4725;38.8236) | 110 | 7.85 | 62 | 87.015 | 60 | Varibar | [5,133] | [30,30] | 0 | 30 | 150 | abnormal | tracheal aspiration | 6.3767 | 3.0101 | 19.1949 | 27.7436 | 13.0964 | 363.3414 | 7.925e-16 | 4.1888 | 123.598 | 7.4678 | 0.52068 | 513.1 | 2.3391 | 0.060226 | 16.9893 | 1.8776 | 82.5038 | 5.2877 | 41.1585 | 189.351 | 1838.9983 | 1.8175 | 733.0757 | 0.58216 | 4.2603 | 3.6417 | 62.6615 | 836.9247 | 0.19731 | 95.629 | 101.6153 | 75.3997 | 87.4734 | 49.4161 | 0.17364 | 254.4208 | 99.6929
1f37113 | MBS_a | 10 | 05f_109019_419x230x572.dat | 0.0850;0.0850;0.1928 | 419;230;572 | (0.1925;73.4725;38.8236) | 110 | 9.9905 | 69 | 87.015 | 60 | Varibar | [5,133] | [30,30] | 0 | 30 | 150 | abnormal | tracheal aspiration | 6.3767 | 3.0101 | 19.1949 | 27.7436 | 13.0964 | 363.3414 | 7.6631e-16 | 4.7648 | 139.9042 | 8.3012 | 0.63301 | 551.526 | 2.5148 | 0.2003 | 19.3955 | 2.3378 | 84.1565 | 6.2416 | 44.7586 | 198.066 | 2023.0713 | 2.2 | 768.2138 | 0.69705 | 4.9749 | 4.4478 | 67.491 | 853.2707 | 0.17039 | 107.3218 | 113.7052 | 80.3366 | 92.1203 | 50.5009 | 0.14692 | 276.5767 | 106.0939
1f37113 | MBS_a | 10 | 05f_109019_419x230x572.dat | 0.0850;0.0850;0.1928 | 419;230;572 | (0.1925;73.4725;38.8236) | 60 | 2.5 | 38 | 87.015 | 60 | Varibar | [5,133] | [30,30] | 0 | 30 | 150 | abnormal | tracheal aspiration | 6.3767 | 3.0101 | 19.1949 | 27.7436 | 13.0964 | 363.3414 | 1.2396e-15 | 0.89112 | 44.1584 | 3.0903 | 0.089685 | 273.5488 | 0.43994 | 0.046164 | 5.492 | 0.34043 | 34.1137 | 1.3655 | 18.5098 | 111.9269 | 830.6178 | 0.28721 | 474.1363 | 0.11011 | 0.96631 | 0.75239 | 28.8974 | 606.9415 | 0.017016 | 40.089 | 41.054 | 45.1561 | 55.6141 | 41.3504 | 0.028759 | 125.1376 | 57.341
1f37113 | MBS_a | 10 | 05f_109019_419x230x572.dat | 0.0850;0.0850;0.1928 | 419;230;572 | (0.1925;73.4725;38.8236) | 60 | 5.7448 | 47 | 87.015 | 60 | Varibar | [5,133] | [30,30] | 0 | 30 | 150 | abnormal | tracheal aspiration | 6.3767 | 3.0101 | 19.1949 | 27.7436 | 13.0964 | 363.3414 | 8.0488e-16 | 3.0933 | 98.975 | 5.8407 | 0.284 | 459.062 | 1.4313 | 0.21388 | 13.2467 | 1.0654 | 65.0295 | 3.607 | 36.5918 | 178.5234 | 1563.4621 | 0.97523 | 691.668 | 0.30515 | 2.7274 | 2.248 | 57.0221 | 855.4936 | 0.073171 | 77.5148 | 83.3653 | 70.7465 | 82.2703 | 48.2641 | 0.089064 | 222.3115 | 92.1226
1f37113 | MBS_a | 10 | 05f_109019_419x230x572.dat | 0.0850;0.0850;0.1928 | 419;230;572 | (0.1925;73.4725;38.8236) | 60 | 6.3535 | 49 | 87.015 | 60 | Varibar | [5,133] | [30,30] | 0 | 30 | 150 | abnormal | tracheal aspiration | 6.3767 | 3.0101 | 19.1949 | 27.7436 | 13.0964 | 363.3414 | 7.6851e-16 | 2.986 | 108.3572 | 6.4254 | 0.33491 | 481.9302 | 1.6052 | 0.060746 | 14.5931 | 1.2466 | 65.451 | 4.0789 | 39.4046 | 185.7481 | 1705.7598 | 1.157 | 718.7769 | 0.34966 | 2.9901 | 2.5139 | 61.105 | 875.521 | 0.096866 | 83.6203 | 90.485 | 74.1051 | 85.6113 | 49.1423 | 0.098757 | 238.2982 | 96.7619
1f37113 | MBS_a | 10 | 05f_109019_419x230x572.dat | 0.0850;0.0850;0.1928 | 419;230;572 | (0.1925;73.4725;38.8236) | 80 | 2.9 | 44 | 87.015 | 60 | Varibar | [5,133] | [30,30] | 0 | 30 | 150 | abnormal | tracheal aspiration | 6.3767 | 3.0101 | 19.1949 | 27.7436 | 13.0964 | 363.3414 | 1.1098e-15 | 1.4739 | 59.6238 | 3.7906 | 0.17461 | 317.442 | 0.70929 | 0.078218 | 7.7672 | 0.65625 | 41.7063 | 2.1356 | 23.0535 | 124.7151 | 1043.9632 | 0.577 | 520.4408 | 0.19704 | 1.4805 | 1.3391 | 35.6989 | 649.3008 | 0.045987 | 50.563 | 52.8965 | 50.6609 | 61.4709 | 42.8145 | 0.053869 | 150.9716 | 65.399
1f37113 | MBS_a | 10 | 05f_109019_419x230x572.dat | 0.0850;0.0850;0.1928 | 419;230;572 | (0.1925;73.4725;38.8236) | 80 | 7.702 | 57 | 87.015 | 60 | Varibar | [5,133] | [30,30] | 0 | 30 | 150 | abnormal | tracheal aspiration | 6.3767 | 3.0101 | 19.1949 | 27.7436 | 13.0964 | 363.3414 | 7.419e-16 | 3.9311 | 125.6724 | 7.2271 | 0.46692 | 521.2716 | 1.957 | 0.093491 | 17.5294 | 1.7199 | 84.6317 | 5.2863 | 43.227 | 195.7818 | 1938.004 | 1.7129 | 749.9151 | 0.50926 | 3.9983 | 3.4575 | 66.121 | 876.6307 | 0.12781 | 96.0043 | 103.9223 | 78.1067 | 89.6812 | 50.126 | 0.087016 | 264.3981 | 103.1906
1f37113 | MBS_a | 10 | 05f_109019_419x230x572.dat | 0.0850;0.0850;0.1928 | 419;230;572 | (0.1925;73.4725;38.8236) | 80 | 8.502 | 60 | 87.015 | 60 | Varibar | [5,133] | [30,30] | 0 | 30 | 150 | abnormal | tracheal aspiration | 6.3767 | 3.0101 | 19.1949 | 27.7436 | 13.0964 | 363.3414 | 7.2356e-16 | 4.4316 | 133.9132 | 7.8855 | 0.50851 | 543.2321 | 2.2691 | 0.1061 | 18.7241 | 2.0221 | 96.3806 | 5.7684 | 45.3232 | 201.131 | 2058.0239 | 1.9339 | 768.328 | 0.57465 | 4.4699 | 3.8103 | 69.0891 | 887.9175 | 0.12985 | 101.6682 | 110.208 | 80.7055 | 92.0202 | 50.7071 | 0.14672 | 278.2278 | 106.9288
1f37113 | MBS_a | 1 | 05f_109019_419x230x572.dat | 0.0850;0.0850;0.1928 | 419;230;572 | (0.1925;73.4725;37.2187) | 110 | 3.9 | 52 | 87.015 | 60 | Varibar | [5] | [0] | 0 | 10 | 150 | abnormal | tracheal aspiration | 6.3767 | 9.9022 | 63.144 | 27.7436 | 43.0822 | 1195.2548 | 3.6668e-16 | 81.4835 | 461.2251 | 438.0984 | 6.0113 | 514.1056 | 36.3537 | 2.0321 | 368.2274 | 27.1431 | 613.0487 | 145.8319 | 540.0686 | 481.8428 | 654.7204 | 23.6795 | 673.129 | 7.1963 | 55.6323 | 59.8949 | 412.5172 | 859.6426 | 0.88021 | 236.9456 | 274.3417 | 125.7601 | 142.2594 | 158.2158 | 1.4432 | 260.2801 | 260.3155
1f37113 | MBS_a | 1 | 05f_109019_419x230x572.dat | 0.0850;0.0850;0.1928 | 419;230;572 | (0.1925;73.4725;37.2187) | 110 | 7.85 | 62 | 87.015 | 60 | Varibar | [5] | [0] | 0 | 10 | 150 | abnormal | tracheal aspiration | 6.3767 | 9.9022 | 63.144 | 27.7436 | 43.0822 | 1195.2548 | 2.9287e-16 | 131.0115 | 668.1178 | 516.411 | 10.0073 | 713.4967 | 57.4628 | 3.1207 | 518.05 | 44.4194 | 713.9064 | 207.8209 | 695.7412 | 660.64 | 797.9376 | 39.0381 | 851.2723 | 12.0881 | 90.8261 | 95.661 | 580.2282 | 1044.0899 | 1.9532 | 340.5867 | 398.2898 | 165.2508 | 182.4882 | 174.7217 | 2.2864 | 354.2928 | 339.2778
1f37113 | MBS_a | 1 | 05f_109019_419x230x572.dat | 0.0850;0.0850;0.1928 | 419;230;572 | (0.1925;73.4725;37.2187) | 110 | 9.9905 | 69 | 87.015 | 60 | Varibar | [5] | [0] | 0 | 10 | 150 | abnormal | tracheal aspiration | 6.3767 | 9.9022 | 63.144 | 27.7436 | 43.0822 | 1195.2548 | 2.8319e-16 | 145.0602 | 735.1532 | 549.202 | 12.2637 | 789.3212 | 65.7609 | 4.3236 | 561.9142 | 52.2754 | 770.5707 | 226.4854 | 730.9158 | 710.5409 | 844.9371 | 46.8903 | 899.776 | 14.7303 | 105.7089 | 111.4965 | 624.9102 | 1077.1111 | 2.3833 | 379.7372 | 442.1639 | 177.241 | 193.9107 | 178.8775 | 2.2289 | 384.9471 | 363.7939
1f37113 | MBS_a | 1 | 05f_109019_419x230x572.dat | 0.0850;0.0850;0.1928 | 419;230;572 | (0.1925;73.4725;37.2187) | 60 | 2.5 | 38 | 87.015 | 60 | Varibar | [5] | [0] | 0 | 10 | 150 | abnormal | tracheal aspiration | 6.3767 | 9.9022 | 63.144 | 27.7436 | 43.0822 | 1195.2548 | 4.5811e-16 | 40.1691 | 290.7577 | 364.5604 | 2.2804 | 353.4278 | 17.3378 | 0.3672 | 246.4892 | 11.8204 | 527.3367 | 94.5115 | 419.5249 | 334.3277 | 540.1501 | 9.4575 | 527.555 | 2.5893 | 24.328 | 28.2179 | 280.7165 | 705.3275 | 0.33987 | 149.7338 | 169.6943 | 92.6299 | 109.8436 | 144.9825 | 0.402 | 183.8615 | 194.521
1f37113 | MBS_a | 1 | 05f_109019_419x230x572.dat | 0.0850;0.0850;0.1928 | 419;230;572 | (0.1925;73.4725;37.2187) | 60 | 5.7448 | 47 | 87.015 | 60 | Varibar | [5] | [0] | 0 | 10 | 150 | abnormal | tracheal aspiration | 6.3767 | 9.9022 | 63.144 | 27.7436 | 43.0822 | 1195.2548 | 2.9745e-16 | 100.7676 | 578.9604 | 474.7402 | 6.4469 | 617.0849 | 45.1106 | 1.2897 | 465.3267 | 31.4443 | 665.4633 | 184.796 | 664.0176 | 597.1149 | 743.6621 | 26.9218 | 799.7057 | 7.5425 | 64.667 | 71.0345 | 521.9419 | 1030.5032 | 1.1237 | 280.952 | 333.6575 | 150.5141 | 168.9737 | 170.3796 | 0.90517 | 314.3733 | 308.8595
1f37113 | MBS_a | 1 | 05f_109019_419x230x572.dat | 0.0850;0.0850;0.1928 | 419;230;572 | (0.1925;73.4725;37.2187) | 60 | 6.3535 | 49 | 87.015 | 60 | Varibar | [5] | [0] | 0 | 10 | 150 | abnormal | tracheal aspiration | 6.3767 | 9.9022 | 63.144 | 27.7436 | 43.0822 | 1195.2548 | 2.8401e-16 | 106.9858 | 622.0563 | 490.7579 | 7.6346 | 651.7384 | 51.1602 | 2.3963 | 494.9831 | 35.4882 | 683.0401 | 198.0672 | 693.3919 | 631.0701 | 775.5722 | 30.4807 | 833.4575 | 8.6722 | 72.7123 | 79.4832 | 554.1713 | 1068.4847 | 1.2681 | 301.94 | 360.6465 | 157.1851 | 176.8438 | 173.648 | 1.2313 | 332.2037 | 324.6948
1f37113 | MBS_a | 1 | 05f_109019_419x230x572.dat | 0.0850;0.0850;0.1928 | 419;230;572 | (0.1925;73.4725;37.2187) | 80 | 2.9 | 44 | 87.015 | 60 | Varibar | [5] | [0] | 0 | 10 | 150 | abnormal | tracheal aspiration | 6.3767 | 9.9022 | 63.144 | 27.7436 | 43.0822 | 1195.2548 | 4.1016e-16 | 57.8045 | 363.1035 | 392.6043 | 3.7995 | 420.0814 | 25.4999 | 1.2224 | 298.1286 | 18.102 | 558.3207 | 116.7646 | 470.3303 | 397.4804 | 582.3114 | 15.0895 | 589.3574 | 4.4763 | 37.3173 | 41.4449 | 336.309 | 761.1203 | 0.65309 | 185.7777 | 214.5677 | 107.1588 | 123.3716 | 150.5738 | 0.82965 | 215.5576 | 221.4563
1f37113 | MBS_a | 1 | 05f_109019_419x230x572.dat | 0.0850;0.0850;0.1928 | 419;230;572 | (0.1925;73.4725;37.2187) | 80 | 7.702 | 57 | 87.015 | 60 | Varibar | [5] | [0] | 0 | 10 | 150 | abnormal | tracheal aspiration | 6.3767 | 9.9022 | 63.144 | 27.7436 | 43.0822 | 1195.2548 | 2.7415e-16 | 129.388 | 686.5532 | 517.8512 | 9.8573 | 722.3362 | 60.5722 | 2.5581 | 534.4114 | 44.9531 | 714.0197 | 216.5659 | 720.2571 | 679.878 | 814.6937 | 39.7444 | 873.785 | 11.8825 | 90.6249 | 95.7935 | 596.7125 | 1097.8577 | 1.7107 | 343.1963 | 409.2881 | 169.1559 | 187.2008 | 177.1912 | 2.279 | 361.8201 | 347.3664
1f37113 | MBS_a | 1 | 05f_109019_419x230x572.dat | 0.0850;0.0850;0.1928 | 419;230;572 | (0.1925;73.4725;37.2187) | 80 | 8.502 | 60 | 87.015 | 60 | Varibar | [5] | [0] | 0 | 10 | 150 | abnormal | tracheal aspiration | 6.3767 | 9.9022 | 63.144 | 27.7436 | 43.0822 | 1195.2548 | 2.6737e-16 | 142.3725 | 719.8666 | 531.8119 | 10.6209 | 753.4531 | 64.6634 | 2.9669 | 557.3945 | 48.7267 | 738.7917 | 226.4698 | 739.0536 | 705.0182 | 837.9805 | 42.0617 | 899.1694 | 13.11 | 98.0892 | 103 | 619.2566 | 1113.3677 | 1.8959 | 362.2803 | 432.4857 | 175.3846 | 193.0147 | 179.3126 | 2.4842 | 376.5588 | 359.2148
1f37113 | MBS_a | 2 | 05f_109019_419x230x572.dat | 0.0850;0.0850;0.1928 | 419;230;572 | (0.1925;73.4725;38.8236) | 110 | 3.9 | 52 | 87.015 | 60 | Varibar | [5] | [0] | 0 | 10 | 150 | abnormal | tracheal aspiration | 6.3767 | 3.0101 | 19.1949 | 27.7436 | 13.0964 | 363.3414 | 9.9221e-16 | 2.8001 | 81.3843 | 5.3999 | 0.30983 | 383.7508 | 1.5178 | 0.057305 | 11.0521 | 1.1043 | 54.2095 | 3.2481 | 29.249 | 145.6249 | 611.0321 | 1.0904 | 604.1989 | 0.32019 | 2.5203 | 2.2075 | 44.8667 | 708.5119 | 0.09513 | 66.3642 | 69.7119 | 59.7087 | 70.5975 | 45.0901 | 0.049968 | 132.0728 | 70.58
1f37113 | MBS_a | 2 | 05f_109019_419x230x572.dat | 0.0850;0.0850;0.1928 | 419;230;572 | (0.1925;73.4725;38.8236) | 110 | 7.85 | 62 | 87.015 | 60 | Varibar | [5] | [0] | 0 | 10 | 150 | abnormal | tracheal aspiration | 6.3767 | 3.0101 | 19.1949 | 27.7436 | 13.0964 | 363.3414 | 7.925e-16 | 4.2454 | 124.8548 | 7.8781 | 0.5331 | 517.4028 | 2.3495 | 0.065402 | 17.4537 | 1.9143 | 84.8029 | 5.4114 | 41.8387 | 190.9535 | 736.6214 | 1.8584 | 757.2272 | 0.59932 | 4.3603 | 3.7542 | 64.2034 | 841.4925 | 0.19796 | 96.9943 | 103.0409 | 76.6105 | 88.6859 | 49.7727 | 0.17529 | 170.7598 | 90.4874
1f37113 | MBS_a | 2 | 05f_109019_419x230x572.dat | 0.0850;0.0850;0.1928 | 419;230;572 | (0.1925;73.4725;38.8236) | 110 | 9.9905 | 69 | 87.015 | 60 | Varibar | [5] | [0] | 0 | 10 | 150 | abnormal | tracheal aspiration | 6.3767 | 3.0101 | 19.1949 | 27.7436 | 13.0964 | 363.3414 | 7.6631e-16 | 4.8901 | 141.3657 | 8.6943 | 0.64064 | 556.8111 | 2.5992 | 0.19581 | 19.9632 | 2.3874 | 87.1527 | 6.4021 | 45.5638 | 199.4493 | 775.3258 | 2.2747 | 792.7078 | 0.71919 | 5.1205 | 4.6237 | 69.1535 | 859.5867 | 0.17071 | 108.8765 | 115.3372 | 81.3402 | 93.3638 | 50.9071 | 0.14692 | 181.8859 | 95.6774
1f37113 | MBS_a | 2 | 05f_109019_419x230x572.dat | 0.0850;0.0850;0.1928 | 419;230;572 | (0.1925;73.4725;38.8236) | 60 | 2.5 | 38 | 87.015 | 60 | Varibar | [5] | [0] | 0 | 10 | 150 | abnormal | tracheal aspiration | 6.3767 | 3.0101 | 19.1949 | 27.7436 | 13.0964 | 363.3414 | 1.2396e-15 | 0.90169 | 44.4335 | 3.1699 | 0.089734 | 276.0094 | 0.43724 | 0.046164 | 5.5932 | 0.34741 | 34.6333 | 1.3817 | 18.676 | 112.2818 | 510.9558 | 0.30534 | 488.3349 | 0.11146 | 0.98567 | 0.7784 | 29.3169 | 609.6441 | 0.016832 | 40.4942 | 41.4475 | 46.0431 | 56.2866 | 41.468 | 0.028759 | 101.1167 | 54.8125
1f37113 | MBS_a | 2 | 05f_109019_419x230x572.dat | 0.0850;0.0850;0.1928 | 419;230;572 | (0.1925;73.4725;38.8236) | 60 | 5.7448 | 47 | 87.015 | 60 | Varibar | [5] | [0] | 0 | 10 | 150 | abnormal | tracheal aspiration | 6.3767 | 3.0101 | 19.1949 | 27.7436 | 13.0964 | 363.3414 | 8.0488e-16 | 3.0884 | 99.8384 | 6.1121 | 0.29093 | 463.9074 | 1.4589 | 0.21388 | 13.5697 | 1.0909 | 65.2283 | 3.6701 | 37.0788 | 179.6167 | 692.0407 | 1.0106 | 718.3303 | 0.31654 | 2.7824 | 2.2957 | 58.0111 | 859.4196 | 0.073678 | 78.6023 | 84.4757 | 72.061 | 83.5301 | 48.5612 | 0.089064 | 156.414 | 84.9356
1f37113 | MBS_a | 2 | 05f_109019_419x230x572.dat | 0.0850;0.0850;0.1928 | 419;230;572 | (0.1925;73.4725;38.8236) | 60 | 6.3535 | 49 | 87.015 | 60 | Varibar | [5] | [0] | 0 | 10 | 150 | abnormal | tracheal aspiration | 6.3767 | 3.0101 | 19.1949 | 27.7436 | 13.0964 | 363.3414 | 7.6851e-16 | 3.0568 | 109.3682 | 6.5193 | 0.33986 | 487.161 | 1.5825 | 0.060746 | 14.9483 | 1.2717 | 68.5075 | 4.1574 | 39.9707 | 186.9322 | 717.762 | 1.1947 | 747.0523 | 0.35808 | 3.058 | 2.6092 | 62.1316 | 878.3967 | 0.096495 | 84.8471 | 91.7491 | 75.52 | 86.9399 | 49.4823 | 0.098757 | 163.52 | 88.5014
1f37113 | MBS_a | 2 | 05f_109019_419x230x572.dat | 0.0850;0.0850;0.1928 | 419;230;572 | (0.1925;73.4725;38.8236) | 80 | 2.9 | 44 | 87.015 | 60 | Varibar | [5] | [0] | 0 | 10 | 150 | abnormal | tracheal aspiration | 6.3767 | 3.0101 | 19.1949 | 27.7436 | 13.0964 | 363.3414 | 1.1098e-15 | 1.4897 | 60.1148 | 3.8927 | 0.18007 | 321.1093 | 0.76451 | 0.078218 | 7.9482 | 0.66357 | 43.0452 | 2.1724 | 23.3382 | 125.427 | 555.2126 | 0.59304 | 537.2635 | 0.19836 | 1.5079 | 1.3767 | 36.0783 | 651.8508 | 0.045987 | 51.1786 | 53.5226 | 51.4957 | 62.2578 | 42.9909 | 0.053869 | 114.1694 | 61.4213
1f37113 | MBS_a | 2 | 05f_109019_419x230x572.dat | 0.0850;0.0850;0.1928 | 419;230;572 | (0.1925;73.4725;38.8236) | 80 | 7.702 | 57 | 87.015 | 60 | Varibar | [5] | [0] | 0 | 10 | 150 | abnormal | tracheal aspiration | 6.3767 | 3.0101 | 19.1949 | 27.7436 | 13.0964 | 363.3414 | 7.419e-16 | 4.0479 | 127.0041 | 7.2984 | 0.48284 | 526.798 | 2.0036 | 0.09452 | 18.02 | 1.7591 | 87.0201 | 5.4111 | 43.9751 | 197.1701 | 750.6699 | 1.7899 | 777.4661 | 0.5267 | 4.1453 | 3.5876 | 67.6212 | 882.7097 | 0.12791 | 97.4898 | 105.4833 | 79.3616 | 91.0229 | 50.5113 | 0.087016 | 174.3961 | 93.2965
1f37113 | MBS_a | 2 | 05f_109019_419x230x572.dat | 0.0850;0.0850;0.1928 | 419;230;572 | (0.1925;73.4725;38.8236) | 80 | 8.502 | 60 | 87.015 | 60 | Varibar | [5] | [0] | 0 | 10 | 150 | abnormal | tracheal aspiration | 6.3767 | 3.0101 | 19.1949 | 27.7436 | 13.0964 | 363.3414 | 7.2356e-16 | 4.5543 | 135.3906 | 8.1007 | 0.51766 | 547.9449 | 2.3458 | 0.1061 | 19.288 | 2.0667 | 96.4069 | 5.899 | 46.1027 | 202.4993 | 770.0694 | 2.0126 | 795.6927 | 0.59216 | 4.6114 | 3.9559 | 70.8969 | 893.2108 | 0.14058 | 103.263 | 111.8986 | 81.7698 | 93.3959 | 51.1316 | 0.14672 | 180.3796 | 96.098
1f37113 | MBS_a | 3 | 05f_109019_419x230x572.dat | 0.0850;0.0850;0.1928 | 419;230;572 | (0.1925;73.4725;37.2187) | 110 | 3.9 | 52 | 87.015 | 60 | Varibar | [5] | [0] | 0 | 10 | 150 | abnormal | tracheal aspiration | 6.3767 | 9.9022 | 63.144 | 27.7436 | 43.0822 | 1195.2548 | 3.6668e-16 | 81.4835 | 461.2251 | 438.0984 | 6.0113 | 514.1056 | 36.3537 | 2.0321 | 368.2274 | 27.1431 | 613.0487 | 145.8319 | 540.0686 | 481.8428 | 654.7204 | 23.6795 | 673.129 | 7.1963 | 55.6323 | 59.8949 | 412.5172 | 859.6426 | 0.88021 | 236.9456 | 274.3417 | 125.7601 | 142.2594 | 158.2158 | 1.4432 | 260.2801 | 260.3155
1f37113 | MBS_a | 3 | 05f_109019_419x230x572.dat | 0.0850;0.0850;0.1928 | 419;230;572 | (0.1925;73.4725;37.2187) | 110 | 7.85 | 62 | 87.015 | 60 | Varibar | [5] | [0] | 0 | 10 | 150 | abnormal | tracheal aspiration | 6.3767 | 9.9022 | 63.144 | 27.7436 | 43.0822 | 1195.2548 | 2.9287e-16 | 131.0115 | 668.1178 | 516.411 | 10.0073 | 713.4967 | 57.4628 | 3.1207 | 518.05 | 44.4194 | 713.9064 | 207.8209 | 695.7412 | 660.64 | 797.9376 | 39.0381 | 851.2723 | 12.0881 | 90.8261 | 95.661 | 580.2282 | 1044.0899 | 1.9532 | 340.5867 | 398.2898 | 165.2508 | 182.4882 | 174.7217 | 2.2864 | 354.2928 | 339.2778
1f37113 | MBS_a | 3 | 05f_109019_419x230x572.dat | 0.0850;0.0850;0.1928 | 419;230;572 | (0.1925;73.4725;37.2187) | 110 | 9.9905 | 69 | 87.015 | 60 | Varibar | [5] | [0] | 0 | 10 | 150 | abnormal | tracheal aspiration | 6.3767 | 9.9022 | 63.144 | 27.7436 | 43.0822 | 1195.2548 | 2.8319e-16 | 145.0602 | 735.1532 | 549.202 | 12.2637 | 789.3212 | 65.7609 | 4.3236 | 561.9142 | 52.2754 | 770.5707 | 226.4854 | 730.9158 | 710.5409 | 844.9371 | 46.8903 | 899.776 | 14.7303 | 105.7089 | 111.4965 | 624.9102 | 1077.1111 | 2.3833 | 379.7372 | 442.1639 | 177.241 | 193.9107 | 178.8775 | 2.2289 | 384.9471 | 363.7939
1f37113 | MBS_a | 3 | 05f_109019_419x230x572.dat | 0.0850;0.0850;0.1928 | 419;230;572 | (0.1925;73.4725;37.2187) | 60 | 2.5 | 38 | 87.015 | 60 | Varibar | [5] | [0] | 0 | 10 | 150 | abnormal | tracheal aspiration | 6.3767 | 9.9022 | 63.144 | 27.7436 | 43.0822 | 1195.2548 | 4.5811e-16 | 40.1691 | 290.7577 | 364.5604 | 2.2804 | 353.4278 | 17.3378 | 0.3672 | 246.4892 | 11.8204 | 527.3367 | 94.5115 | 419.5249 | 334.3277 | 540.1501 | 9.4575 | 527.555 | 2.5893 | 24.328 | 28.2179 | 280.7165 | 705.3275 | 0.33987 | 149.7338 | 169.6943 | 92.6299 | 109.8436 | 144.9825 | 0.402 | 183.8615 | 194.521
1f37113 | MBS_a | 3 | 05f_109019_419x230x572.dat | 0.0850;0.0850;0.1928 | 419;230;572 | (0.1925;73.4725;37.2187) | 60 | 5.7448 | 47 | 87.015 | 60 | Varibar | [5] | [0] | 0 | 10 | 150 | abnormal | tracheal aspiration | 6.3767 | 9.9022 | 63.144 | 27.7436 | 43.0822 | 1195.2548 | 2.9745e-16 | 100.7676 | 578.9604 | 474.7402 | 6.4469 | 617.0849 | 45.1106 | 1.2897 | 465.3267 | 31.4443 | 665.4633 | 184.796 | 664.0176 | 597.1149 | 743.6621 | 26.9218 | 799.7057 | 7.5425 | 64.667 | 71.0345 | 521.9419 | 1030.5032 | 1.1237 | 280.952 | 333.6575 | 150.5141 | 168.9737 | 170.3796 | 0.90517 | 314.3733 | 308.8595
1f37113 | MBS_a | 3 | 05f_109019_419x230x572.dat | 0.0850;0.0850;0.1928 | 419;230;572 | (0.1925;73.4725;37.2187) | 60 | 6.3535 | 49 | 87.015 | 60 | Varibar | [5] | [0] | 0 | 10 | 150 | abnormal | tracheal aspiration | 6.3767 | 9.9022 | 63.144 | 27.7436 | 43.0822 | 1195.2548 | 2.8401e-16 | 106.9858 | 622.0563 | 490.7579 | 7.6346 | 651.7384 | 51.1602 | 2.3963 | 494.9831 | 35.4882 | 683.0401 | 198.0672 | 693.3919 | 631.0701 | 775.5722 | 30.4807 | 833.4575 | 8.6722 | 72.7123 | 79.4832 | 554.1713 | 1068.4847 | 1.2681 | 301.94 | 360.6465 | 157.1851 | 176.8438 | 173.648 | 1.2313 | 332.2037 | 324.6948
1f37113 | MBS_a | 3 | 05f_109019_419x230x572.dat | 0.0850;0.0850;0.1928 | 419;230;572 | (0.1925;73.4725;37.2187) | 80 | 2.9 | 44 | 87.015 | 60 | Varibar | [5] | [0] | 0 | 10 | 150 | abnormal | tracheal aspiration | 6.3767 | 9.9022 | 63.144 | 27.7436 | 43.0822 | 1195.2548 | 4.1016e-16 | 57.8045 | 363.1035 | 392.6043 | 3.7995 | 420.0814 | 25.4999 | 1.2224 | 298.1286 | 18.102 | 558.3207 | 116.7646 | 470.3303 | 397.4804 | 582.3114 | 15.0895 | 589.3574 | 4.4763 | 37.3173 | 41.4449 | 336.309 | 761.1203 | 0.65309 | 185.7777 | 214.5677 | 107.1588 | 123.3716 | 150.5738 | 0.82965 | 215.5576 | 221.4563
1f37113 | MBS_a | 3 | 05f_109019_419x230x572.dat | 0.0850;0.0850;0.1928 | 419;230;572 | (0.1925;73.4725;37.2187) | 80 | 7.702 | 57 | 87.015 | 60 | Varibar | [5] | [0] | 0 | 10 | 150 | abnormal | tracheal aspiration | 6.3767 | 9.9022 | 63.144 | 27.7436 | 43.0822 | 1195.2548 | 2.7415e-16 | 129.388 | 686.5532 | 517.8512 | 9.8573 | 722.3362 | 60.5722 | 2.5581 | 534.4114 | 44.9531 | 714.0197 | 216.5659 | 720.2571 | 679.878 | 814.6937 | 39.7444 | 873.785 | 11.8825 | 90.6249 | 95.7935 | 596.7125 | 1097.8577 | 1.7107 | 343.1963 | 409.2881 | 169.1559 | 187.2008 | 177.1912 | 2.279 | 361.8201 | 347.3664
1f37113 | MBS_a | 3 | 05f_109019_419x230x572.dat | 0.0850;0.0850;0.1928 | 419;230;572 | (0.1925;73.4725;37.2187) | 80 | 8.502 | 60 | 87.015 | 60 | Varibar | [5] | [0] | 0 | 10 | 150 | abnormal | tracheal aspiration | 6.3767 | 9.9022 | 63.144 | 27.7436 | 43.0822 | 1195.2548 | 2.6737e-16 | 142.3725 | 719.8666 | 531.8119 | 10.6209 | 753.4531 | 64.6634 | 2.9669 | 557.3945 | 48.7267 | 738.7917 | 226.4698 | 739.0536 | 705.0182 | 837.9805 | 42.0617 | 899.1694 | 13.11 | 98.0892 | 103 | 619.2566 | 1113.3677 | 1.8959 | 362.2803 | 432.4857 | 175.3846 | 193.0147 | 179.3126 | 2.4842 | 376.5588 | 359.2148
1f37113 | MBS_a | 4 | 05f_109019_419x230x572.dat | 0.0850;0.0850;0.1928 | 419;230;572 | (0.1925;73.4725;38.8236) | 110 | 3.9 | 52 | 87.015 | 60 | Varibar | [5,133] | [30,30] | 0 | 10 | 150 | abnormal | tracheal aspiration | 6.3767 | 3.0101 | 19.1949 | 27.7436 | 13.0964 | 363.3414 | 9.9221e-16 | 2.6531 | 80.6516 | 5.2672 | 0.29884 | 380.697 | 1.5384 | 0.057305 | 10.784 | 1.0775 | 52.7672 | 3.1886 | 28.8418 | 144.7683 | 1294.7911 | 1.0592 | 585.352 | 0.31255 | 2.4294 | 2.134 | 44.0836 | 706.1031 | 0.08712 | 65.507 | 68.8303 | 58.8038 | 69.6976 | 44.8689 | 0.049968 | 183.9 | 76.2814
1f37113 | MBS_a | 4 | 05f_109019_419x230x572.dat | 0.0850;0.0850;0.1928 | 419;230;572 | (0.1925;73.4725;38.8236) | 110 | 7.85 | 62 | 87.015 | 60 | Varibar | [5,133] | [30,30] | 0 | 10 | 150 | abnormal | tracheal aspiration | 6.3767 | 3.0101 | 19.1949 | 27.7436 | 13.0964 | 363.3414 | 7.925e-16 | 4.1888 | 123.598 | 7.4678 | 0.52068 | 513.1 | 2.3391 | 0.060226 | 16.9893 | 1.8776 | 82.5038 | 5.2877 | 41.1585 | 189.351 | 1838.9983 | 1.8175 | 733.0757 | 0.58216 | 4.2603 | 3.6417 | 62.6615 | 836.9247 | 0.19731 | 95.629 | 101.6153 | 75.3997 | 87.4734 | 49.4161 | 0.17364 | 254.4208 | 99.6929
1f37113 | MBS_a | 4 | 05f_109019_419x230x572.dat | 0.0850;0.0850;0.1928 | 419;230;572 | (0.1925;73.4725;38.8236) | 110 | 9.9905 | 69 | 87.015 | 60 | Varibar | [5,133] | [30,30] | 0 | 10 | 150 | abnormal | tracheal aspiration | 6.3767 | 3.0101 | 19.1949 | 27.7436 | 13.0964 | 363.3414 | 7.6631e-16 | 4.7648 | 139.9042 | 8.3012 | 0.63301 | 551.526 | 2.5148 | 0.2003 | 19.3955 | 2.3378 | 84.1565 | 6.2416 | 44.7586 | 198.066 | 2023.0713 | 2.2 | 768.2138 | 0.69705 | 4.9749 | 4.4478 | 67.491 | 853.2707 | 0.17039 | 107.3218 | 113.7052 | 80.3366 | 92.1203 | 50.5009 | 0.14692 | 276.5767 | 106.0939
1f37113 | MBS_a | 4 | 05f_109019_419x230x572.dat | 0.0850;0.0850;0.1928 | 419;230;572 | (0.1925;73.4725;38.8236) | 60 | 2.5 | 38 | 87.015 | 60 | Varibar | [5,133] | [30,30] | 0 | 10 | 150 | abnormal | tracheal aspiration | 6.3767 | 3.0101 | 19.1949 | 27.7436 | 13.0964 | 363.3414 | 1.2396e-15 | 0.89112 | 44.1584 | 3.0903 | 0.089685 | 273.5488 | 0.43994 | 0.046164 | 5.492 | 0.34043 | 34.1137 | 1.3655 | 18.5098 | 111.9269 | 830.6178 | 0.28721 | 474.1363 | 0.11011 | 0.96631 | 0.75239 | 28.8974 | 606.9415 | 0.017016 | 40.089 | 41.054 | 45.1561 | 55.6141 | 41.3504 | 0.028759 | 125.1376 | 57.341
1f37113 | MBS_a | 4 | 05f_109019_419x230x572.dat | 0.0850;0.0850;0.1928 | 419;230;572 | (0.1925;73.4725;38.8236) | 60 | 5.7448 | 47 | 87.015 | 60 | Varibar | [5,133] | [30,30] | 0 | 10 | 150 | abnormal | tracheal aspiration | 6.3767 | 3.0101 | 19.1949 | 27.7436 | 13.0964 | 363.3414 | 8.0488e-16 | 3.0933 | 98.975 | 5.8407 | 0.284 | 459.062 | 1.4313 | 0.21388 | 13.2467 | 1.0654 | 65.0295 | 3.607 | 36.5918 | 178.5234 | 1563.4621 | 0.97523 | 691.668 | 0.30515 | 2.7274 | 2.248 | 57.0221 | 855.4936 | 0.073171 | 77.5148 | 83.3653 | 70.7465 | 82.2703 | 48.2641 | 0.089064 | 222.3115 | 92.1226
1f37113 | MBS_a | 4 | 05f_109019_419x230x572.dat | 0.0850;0.0850;0.1928 | 419;230;572 | (0.1925;73.4725;38.8236) | 60 | 6.3535 | 49 | 87.015 | 60 | Varibar | [5,133] | [30,30] | 0 | 10 | 150 | abnormal | tracheal aspiration | 6.3767 | 3.0101 | 19.1949 | 27.7436 | 13.0964 | 363.3414 | 7.6851e-16 | 2.986 | 108.3572 | 6.4254 | 0.33491 | 481.9302 | 1.6052 | 0.060746 | 14.5931 | 1.2466 | 65.451 | 4.0789 | 39.4046 | 185.7481 | 1705.7598 | 1.157 | 718.7769 | 0.34966 | 2.9901 | 2.5139 | 61.105 | 875.521 | 0.096866 | 83.6203 | 90.485 | 74.1051 | 85.6113 | 49.1423 | 0.098757 | 238.2982 | 96.7619
1f37113 | MBS_a | 4 | 05f_109019_419x230x572.dat | 0.0850;0.0850;0.1928 | 419;230;572 | (0.1925;73.4725;38.8236) | 80 | 2.9 | 44 | 87.015 | 60 | Varibar | [5,133] | [30,30] | 0 | 10 | 150 | abnormal | tracheal aspiration | 6.3767 | 3.0101 | 19.1949 | 27.7436 | 13.0964 | 363.3414 | 1.1098e-15 | 1.4739 | 59.6238 | 3.7906 | 0.17461 | 317.442 | 0.70929 | 0.078218 | 7.7672 | 0.65625 | 41.7063 | 2.1356 | 23.0535 | 124.7151 | 1043.9632 | 0.577 | 520.4408 | 0.19704 | 1.4805 | 1.3391 | 35.6989 | 649.3008 | 0.045987 | 50.563 | 52.8965 | 50.6609 | 61.4709 | 42.8145 | 0.053869 | 150.9716 | 65.399
1f37113 | MBS_a | 4 | 05f_109019_419x230x572.dat | 0.0850;0.0850;0.1928 | 419;230;572 | (0.1925;73.4725;38.8236) | 80 | 7.702 | 57 | 87.015 | 60 | Varibar | [5,133] | [30,30] | 0 | 10 | 150 | abnormal | tracheal aspiration | 6.3767 | 3.0101 | 19.1949 | 27.7436 | 13.0964 | 363.3414 | 7.419e-16 | 3.9311 | 125.6724 | 7.2271 | 0.46692 | 521.2716 | 1.957 | 0.093491 | 17.5294 | 1.7199 | 84.6317 | 5.2863 | 43.227 | 195.7818 | 1938.004 | 1.7129 | 749.9151 | 0.50926 | 3.9983 | 3.4575 | 66.121 | 876.6307 | 0.12781 | 96.0043 | 103.9223 | 78.1067 | 89.6812 | 50.126 | 0.087016 | 264.3981 | 103.1906
1f37113 | MBS_a | 4 | 05f_109019_419x230x572.dat | 0.0850;0.0850;0.1928 | 419;230;572 | (0.1925;73.4725;38.8236) | 80 | 8.502 | 60 | 87.015 | 60 | Varibar | [5,133] | [30,30] | 0 | 10 | 150 | abnormal | tracheal aspiration | 6.3767 | 3.0101 | 19.1949 | 27.7436 | 13.0964 | 363.3414 | 7.2356e-16 | 4.4316 | 133.9132 | 7.8855 | 0.50851 | 543.2321 | 2.2691 | 0.1061 | 18.7241 | 2.0221 | 96.3806 | 5.7684 | 45.3232 | 201.131 | 2058.0239 | 1.9339 | 768.328 | 0.57465 | 4.4699 | 3.8103 | 69.0891 | 887.9175 | 0.12985 | 101.6682 | 110.208 | 80.7055 | 92.0202 | 50.7071 | 0.14672 | 278.2278 | 106.9288
1f37113 | MBS_a | 5 | 05f_109019_419x230x572.dat | 0.0850;0.0850;0.1928 | 419;230;572 | (0.1925;73.4725;38.8236) | 110 | 3.9 | 52 | 87.015 | 60 | Varibar | [5,133,110] | [30,30,100] | 0 | 20 | 150 | abnormal | tracheal aspiration | 6.3767 | 3.0101 | 19.1949 | 27.7436 | 13.0964 | 363.3414 | 9.9221e-16 | 2.469 | 80.5548 | 5.1484 | 0.28326 | 380.1729 | 1.4606 | 0.058601 | 10.0549 | 1.0018 | 52.9164 | 3.0467 | 27.6243 | 1577.7967 | 1294.1864 | 0.97152 | 584.1527 | 0.29231 | 2.27 | 1.9444 | 41.6083 | 700.1769 | 0.08712 | 65.179 | 68.3295 | 58.0629 | 69.3778 | 44.7517 | 0.043881 | 293.6446 | 146.2857
1f37113 | MBS_a | 5 | 05f_109019_419x230x572.dat | 0.0850;0.0850;0.1928 | 419;230;572 | (0.1925;73.4725;38.8236) | 110 | 7.85 | 62 | 87.015 | 60 | Varibar | [5,133,110] | [30,30,100] | 0 | 20 | 150 | abnormal | tracheal aspiration | 6.3767 | 3.0101 | 19.1949 | 27.7436 | 13.0964 | 363.3414 | 7.925e-16 | 3.8511 | 123.4327 | 7.2277 | 0.49548 | 512.7214 | 2.2801 | 0.049072 | 15.783 | 1.7494 | 82.4647 | 5.0327 | 39.4816 | 2433.8274 | 1837.4841 | 1.6695 | 731.5615 | 0.55133 | 3.9132 | 3.37 | 59.0488 | 830.401 | 0.18438 | 95.1319 | 100.8492 | 74.76 | 87.0696 | 49.258 | 0.17364 | 426.3954 | 209.485
1f37113 | MBS_a | 5 | 05f_109019_419x230x572.dat | 0.0850;0.0850;0.1928 | 419;230;572 | (0.1925;73.4725;38.8236) | 110 | 9.9905 | 69 | 87.015 | 60 | Varibar | [5,133,110] | [30,30,100] | 0 | 20 | 150 | abnormal | tracheal aspiration | 6.3767 | 3.0101 | 19.1949 | 27.7436 | 13.0964 | 363.3414 | 7.6631e-16 | 4.5834 | 139.7084 | 8.2183 | 0.59747 | 551.5913 | 2.3166 | 0.2003 | 18.0723 | 2.1935 | 83.6841 | 5.9394 | 42.8939 | 2761.5451 | 2021.1138 | 2.0407 | 766.439 | 0.66109 | 4.6242 | 4.1597 | 63.6883 | 848.1423 | 0.1793 | 106.7819 | 112.8648 | 79.555 | 91.7177 | 50.3503 | 0.14237 | 473.0886 | 231.6307
1f37113 | MBS_a | 5 | 05f_109019_419x230x572.dat | 0.0850;0.0850;0.1928 | 419;230;572 | (0.1925;73.4725;38.8236) | 60 | 2.5 | 38 | 87.015 | 60 | Varibar | [5,133,110] | [30,30,100] | 0 | 20 | 150 | abnormal | tracheal aspiration | 6.3767 | 3.0101 | 19.1949 | 27.7436 | 13.0964 | 363.3414 | 1.2396e-15 | 0.80811 | 44.1237 | 3.0645 | 0.088144 | 273.1535 | 0.40619 | 0.046164 | 5.1424 | 0.31314 | 34.1137 | 1.3179 | 17.6692 | 825.2127 | 830.2951 | 0.26689 | 473.2569 | 0.10398 | 0.9054 | 0.67651 | 27.3307 | 600.3666 | 0.017016 | 39.8914 | 40.7682 | 44.5446 | 55.3595 | 41.2692 | 0.028759 | 179.6935 | 92.0044
1f37113 | MBS_a | 5 | 05f_109019_419x230x572.dat | 0.0850;0.0850;0.1928 | 419;230;572 | (0.1925;73.4725;38.8236) | 60 | 5.7448 | 47 | 87.015 | 60 | Varibar | [5,133,110] | [30,30,100] | 0 | 20 | 150 | abnormal | tracheal aspiration | 6.3767 | 3.0101 | 19.1949 | 27.7436 | 13.0964 | 363.3414 | 8.0488e-16 | 2.7869 | 98.8606 | 5.7001 | 0.27736 | 458.5153 | 1.3997 | 0.21388 | 12.3249 | 0.98307 | 65.0047 | 3.4588 | 34.9381 | 1881.149 | 1562.4681 | 0.89426 | 690.1646 | 0.29422 | 2.5026 | 1.9931 | 53.7782 | 846.1009 | 0.072984 | 77.0996 | 82.7316 | 69.7852 | 81.8508 | 48.1114 | 0.085446 | 352.6566 | 175.1668
1f37113 | MBS_a | 5 | 05f_109019_419x230x572.dat | 0.0850;0.0850;0.1928 | 419;230;572 | (0.1925;73.4725;38.8236) | 60 | 6.3535 | 49 | 87.015 | 60 | Varibar | [5,133,110] | [30,30,100] | 0 | 20 | 150 | abnormal | tracheal aspiration | 6.3767 | 3.0101 | 19.1949 | 27.7436 | 13.0964 | 363.3414 | 7.6851e-16 | 2.6242 | 108.2258 | 6.2581 | 0.32503 | 481.5918 | 1.5902 | 0.059249 | 13.5651 | 1.1534 | 65.4107 | 3.9055 | 37.6298 | 2094.6923 | 1704.7188 | 1.052 | 717.1764 | 0.33327 | 2.7528 | 2.2904 | 57.4147 | 868.3123 | 0.089581 | 83.1648 | 89.7841 | 73.1294 | 85.1753 | 48.9771 | 0.071565 | 384.4901 | 190.0253
1f37113 | MBS_a | 5 | 05f_109019_419x230x572.dat | 0.0850;0.0850;0.1928 | 419;230;572 | (0.1925;73.4725;38.8236) | 80 | 2.9 | 44 | 87.015 | 60 | Varibar | [5,133,110] | [30,30,100] | 0 | 20 | 150 | abnormal | tracheal aspiration | 6.3767 | 3.0101 | 19.1949 | 27.7436 | 13.0964 | 363.3414 | 1.1098e-15 | 1.3693 | 59.5598 | 3.7451 | 0.16778 | 317.1086 | 0.65005 | 0.078218 | 7.2388 | 0.61166 | 41.7946 | 2.0413 | 22.0137 | 1163.5333 | 1043.5127 | 0.51462 | 519.5398 | 0.19009 | 1.3519 | 1.2547 | 33.7328 | 642.8132 | 0.044835 | 50.3072 | 52.5172 | 49.9969 | 61.1801 | 42.7134 | 0.051245 | 230.5084 | 116.0465
1f37113 | MBS_a | 5 | 05f_109019_419x230x572.dat | 0.0850;0.0850;0.1928 | 419;230;572 | (0.1925;73.4725;38.8236) | 80 | 7.702 | 57 | 87.015 | 60 | Varibar | [5,133,110] | [30,30,100] | 0 | 20 | 150 | abnormal | tracheal aspiration | 6.3767 | 3.0101 | 19.1949 | 27.7436 | 13.0964 | 363.3414 | 7.419e-16 | 3.5619 | 125.5052 | 7.0111 | 0.45456 | 520.9481 | 1.8946 | 0.093491 | 16.2354 | 1.5884 | 84.2637 | 5.0285 | 41.3413 | 2550.2181 | 1936.7909 | 1.5231 | 748.2302 | 0.48403 | 3.6742 | 3.2073 | 61.956 | 868.7321 | 0.13302 | 95.4795 | 103.0981 | 77.0861 | 89.2344 | 49.9483 | 0.064304 | 444.773 | 218.3118
1f37113 | MBS_a | 5 | 05f_109019_419x230x572.dat | 0.0850;0.0850;0.1928 | 419;230;572 | (0.1925;73.4725;38.8236) | 80 | 8.502 | 60 | 87.015 | 60 | Varibar | [5,133,110] | [30,30,100] | 0 | 20 | 150 | abnormal | tracheal aspiration | 6.3767 | 3.0101 | 19.1949 | 27.7436 | 13.0964 | 363.3414 | 7.2356e-16 | 4.0143 | 133.7197 | 7.741 | 0.48702 | 542.9004 | 2.1491 | 0.1061 | 17.3034 | 1.8819 | 96.2162 | 5.4796 | 43.4063 | 2750.5735 | 2056.5036 | 1.733 | 766.4484 | 0.54861 | 4.1185 | 3.4811 | 64.8808 | 881.0349 | 0.12985 | 101.1089 | 109.3342 | 79.7316 | 91.578 | 50.5181 | 0.11288 | 473.5587 | 231.6714
1f37113 | MBS_a | 6 | 05f_109019_419x230x572.dat | 0.0850;0.0850;0.1928 | 419;230;572 | (0.1925;73.4725;37.2187) | 110 | 3.9 | 52 | 87.015 | 60 | Varibar | [5] | [0] | 0 | 10 | 150 | abnormal | tracheal aspiration | 6.3767 | 9.9022 | 63.144 | 27.7436 | 43.0822 | 1195.2548 | 3.6668e-16 | 81.4835 | 461.2251 | 438.0984 | 6.0113 | 514.1056 | 36.3537 | 2.0321 | 368.2274 | 27.1431 | 613.0487 | 145.8319 | 540.0686 | 481.8428 | 654.7204 | 23.6795 | 673.129 | 7.1963 | 55.6323 | 59.8949 | 412.5172 | 859.6426 | 0.88021 | 236.9456 | 274.3417 | 125.7601 | 142.2594 | 158.2158 | 1.4432 | 260.2801 | 260.3155
1f37113 | MBS_a | 6 | 05f_109019_419x230x572.dat | 0.0850;0.0850;0.1928 | 419;230;572 | (0.1925;73.4725;37.2187) | 110 | 7.85 | 62 | 87.015 | 60 | Varibar | [5] | [0] | 0 | 10 | 150 | abnormal | tracheal aspiration | 6.3767 | 9.9022 | 63.144 | 27.7436 | 43.0822 | 1195.2548 | 2.9287e-16 | 131.0115 | 668.1178 | 516.411 | 10.0073 | 713.4967 | 57.4628 | 3.1207 | 518.05 | 44.4194 | 713.9064 | 207.8209 | 695.7412 | 660.64 | 797.9376 | 39.0381 | 851.2723 | 12.0881 | 90.8261 | 95.661 | 580.2282 | 1044.0899 | 1.9532 | 340.5867 | 398.2898 | 165.2508 | 182.4882 | 174.7217 | 2.2864 | 354.2928 | 339.2778
1f37113 | MBS_a | 6 | 05f_109019_419x230x572.dat | 0.0850;0.0850;0.1928 | 419;230;572 | (0.1925;73.4725;37.2187) | 110 | 9.9905 | 69 | 87.015 | 60 | Varibar | [5] | [0] | 0 | 10 | 150 | abnormal | tracheal aspiration | 6.3767 | 9.9022 | 63.144 | 27.7436 | 43.0822 | 1195.2548 | 2.8319e-16 | 145.0602 | 735.1532 | 549.202 | 12.2637 | 789.3212 | 65.7609 | 4.3236 | 561.9142 | 52.2754 | 770.5707 | 226.4854 | 730.9511 | 710.5409 | 844.9371 | 46.8903 | 899.776 | 14.7303 | 105.7089 | 111.4965 | 624.8749 | 1077.1111 | 2.3833 | 379.7372 | 442.1639 | 177.241 | 193.9107 | 178.8746 | 2.2289 | 384.9444 | 363.7978
1f37113 | MBS_a | 6 | 05f_109019_419x230x572.dat | 0.0850;0.0850;0.1928 | 419;230;572 | (0.1925;73.4725;37.2187) | 60 | 2.5 | 38 | 87.015 | 60 | Varibar | [5] | [0] | 0 | 10 | 150 | abnormal | tracheal aspiration | 6.3767 | 9.9022 | 63.144 | 27.7436 | 43.0822 | 1195.2548 | 4.5811e-16 | 40.1691 | 290.7577 | 364.5604 | 2.2804 | 353.4278 | 17.3378 | 0.3672 | 246.4892 | 11.8207 | 527.3367 | 94.5115 | 419.5249 | 334.3277 | 540.1501 | 9.4608 | 527.555 | 2.5893 | 24.328 | 28.2179 | 280.7165 | 705.3275 | 0.33987 | 149.7338 | 169.6943 | 92.6299 | 109.8436 | 144.9825 | 0.402 | 183.8618 | 194.521
1f37113 | MBS_a | 6 | 05f_109019_419x230x572.dat | 0.0850;0.0850;0.1928 | 419;230;572 | (0.1925;73.4725;37.2187) | 60 | 5.7448 | 47 | 87.015 | 60 | Varibar | [5] | [0] | 0 | 10 | 150 | abnormal | tracheal aspiration | 6.3767 | 9.9022 | 63.144 | 27.7436 | 43.0822 | 1195.2548 | 2.9745e-16 | 100.7676 | 578.9604 | 474.7402 | 6.4469 | 617.0849 | 45.1106 | 1.2897 | 465.3267 | 31.4443 | 665.4633 | 184.796 | 664.0176 | 597.1149 | 743.6621 | 26.9218 | 799.7057 | 7.5425 | 64.667 | 71.0345 | 521.9419 | 1030.5032 | 1.1237 | 280.952 | 333.6575 | 150.5141 | 168.9737 | 170.3796 | 0.90517 | 314.3733 | 308.8595
1f37113 | MBS_a | 6 | 05f_109019_419x230x572.dat | 0.0850;0.0850;0.1928 | 419;230;572 | (0.1925;73.4725;37.2187) | 60 | 6.3535 | 49 | 87.015 | 60 | Varibar | [5] | [0] | 0 | 10 | 150 | abnormal | tracheal aspiration | 6.3767 | 9.9022 | 63.144 | 27.7436 | 43.0822 | 1195.2548 | 2.8401e-16 | 106.9858 | 622.0563 | 490.7579 | 7.6346 | 651.7384 | 51.1602 | 2.3963 | 494.9831 | 35.4882 | 683.0401 | 198.0672 | 693.3919 | 631.0701 | 775.5722 | 30.4807 | 833.4575 | 8.6722 | 72.7123 | 79.4832 | 554.1713 | 1068.4847 | 1.2681 | 301.94 | 360.6465 | 157.1851 | 176.8438 | 173.648 | 1.2313 | 332.2037 | 324.6948
1f37113 | MBS_a | 6 | 05f_109019_419x230x572.dat | 0.0850;0.0850;0.1928 | 419;230;572 | (0.1925;73.4725;37.2187) | 80 | 2.9 | 44 | 87.015 | 60 | Varibar | [5] | [0] | 0 | 10 | 150 | abnormal | tracheal aspiration | 6.3767 | 9.9022 | 63.144 | 27.7436 | 43.0822 | 1195.2548 | 4.1016e-16 | 57.8045 | 363.1035 | 392.6043 | 3.7995 | 420.0814 | 25.4999 | 1.2224 | 298.1286 | 18.1028 | 558.3207 | 116.7646 | 470.3303 | 397.4804 | 582.3114 | 15.0856 | 589.3574 | 4.4763 | 37.3173 | 41.4449 | 336.309 | 761.1203 | 0.65309 | 185.7777 | 214.5677 | 107.1588 | 123.3716 | 150.5738 | 0.82965 | 215.5573 | 221.4562
1f37113 | MBS_a | 6 | 05f_109019_419x230x572.dat | 0.0850;0.0850;0.1928 | 419;230;572 | (0.1925;73.4725;37.2187) | 80 | 7.702 | 57 | 87.015 | 60 | Varibar | [5] | [0] | 0 | 10 | 150 | abnormal | tracheal aspiration | 6.3767 | 9.9022 | 63.144 | 27.7436 | 43.0822 | 1195.2548 | 2.7415e-16 | 129.388 | 686.5532 | 517.8512 | 9.8558 | 722.3362 | 60.5722 | 2.5581 | 534.4114 | 44.9531 | 714.0197 | 216.5659 | 720.2571 | 679.878 | 814.6937 | 39.7444 | 873.785 | 11.8825 | 90.6249 | 95.7935 | 596.7125 | 1097.8577 | 1.7107 | 343.1963 | 409.2881 | 169.1559 | 187.2008 | 177.1912 | 2.279 | 361.8201 | 347.3662
1f37113 | MBS_a | 6 | 05f_109019_419x230x572.dat | 0.0850;0.0850;0.1928 | 419;230;572 | (0.1925;73.4725;37.2187) | 80 | 8.502 | 60 | 87.015 | 60 | Varibar | [5] | [0] | 0 | 10 | 150 | abnormal | tracheal aspiration | 6.3767 | 9.9022 | 63.144 | 27.7436 | 43.0822 | 1195.2548 | 2.6737e-16 | 142.3725 | 719.8666 | 531.8119 | 10.6209 | 753.4531 | 64.6634 | 2.9669 | 557.3945 | 48.7229 | 738.7917 | 226.4735 | 739.0536 | 705.0182 | 837.9805 | 42.0617 | 899.1694 | 13.11 | 98.0892 | 103 | 619.2566 | 1113.3677 | 1.8959 | 362.2804 | 432.4858 | 175.3846 | 193.0147 | 179.3126 | 2.4842 | 376.5585 | 359.2149
1f37113 | MBS_a | 7 | 05f_109019_419x230x572.dat | 0.0850;0.0850;0.1928 | 419;230;572 | (0.1925;73.4725;38.8236) | 110 | 3.9 | 52 | 87.015 | 60 | Varibar | [5,133] | [30,30] | 0 | 10 | 150 | abnormal | tracheal aspiration | 6.3767 | 3.0101 | 19.1949 | 27.7436 | 13.0964 | 363.3414 | 9.9221e-16 | 2.6531 | 80.6516 | 5.2672 | 0.29884 | 380.697 | 1.5384 | 0.057305 | 10.784 | 1.0775 | 52.7672 | 3.1886 | 28.8418 | 144.7683 | 1294.7911 | 1.0592 | 585.3621 | 0.31255 | 2.4294 | 2.134 | 44.0836 | 706.1031 | 0.08712 | 65.507 | 68.8303 | 58.8038 | 69.6976 | 44.8689 | 0.049968 | 183.9 | 76.2815
1f37113 | MBS_a | 7 | 05f_109019_419x230x572.dat | 0.0850;0.0850;0.1928 | 419;230;572 | (0.1925;73.4725;38.8236) | 110 | 7.85 | 62 | 87.015 | 60 | Varibar | [5,133] | [30,30] | 0 | 10 | 150 | abnormal | tracheal aspiration | 6.3767 | 3.0101 | 19.1949 | 27.7436 | 13.0964 | 363.3414 | 7.925e-16 | 4.1888 | 123.598 | 7.4678 | 0.52068 | 513.1 | 2.3391 | 0.060226 | 16.9893 | 1.8776 | 82.5038 | 5.2877 | 41.1585 | 189.351 | 1838.9983 | 1.8175 | 733.0757 | 0.58216 | 4.2603 | 3.6417 | 62.6615 | 836.9247 | 0.19731 | 95.629 | 101.6153 | 75.3997 | 87.4734 | 49.4161 | 0.17364 | 254.4208 | 99.6929
1f37113 | MBS_a | 7 | 05f_109019_419x230x572.dat | 0.0850;0.0850;0.1928 | 419;230;572 | (0.1925;73.4725;38.8236) | 110 | 9.9905 | 69 | 87.015 | 60 | Varibar | [5,133] | [30,30] | 0 | 10 | 150 | abnormal | tracheal aspiration | 6.3767 | 3.0101 | 19.1949 | 27.7436 | 13.0964 | 363.3414 | 7.6631e-16 | 4.7648 | 139.9042 | 8.3012 | 0.63301 | 551.526 | 2.5148 | 0.2003 | 19.3955 | 2.3378 | 84.1565 | 6.2416 | 44.7586 | 198.066 | 2023.0713 | 2.2 | 768.2138 | 0.69705 | 4.9749 | 4.4478 | 67.491 | 853.2707 | 0.17039 | 107.3218 | 113.7052 | 80.3366 | 92.1203 | 50.5009 | 0.14692 | 276.5767 | 106.0939
1f37113 | MBS_a | 7 | 05f_109019_419x230x572.dat | 0.0850;0.0850;0.1928 | 419;230;572 | (0.1925;73.4725;38.8236) | 60 | 2.5 | 38 | 87.015 | 60 | Varibar | [5,133] | [30,30] | 0 | 10 | 150 | abnormal | tracheal aspiration | 6.3767 | 3.0101 | 19.1949 | 27.7436 | 13.0964 | 363.3414 | 1.2396e-15 | 0.89112 | 44.1584 | 3.0903 | 0.089685 | 273.5488 | 0.43994 | 0.046164 | 5.492 | 0.34043 | 34.1137 | 1.3655 | 18.5098 | 111.9269 | 830.6178 | 0.28721 | 474.1363 | 0.11011 | 0.96631 | 0.75239 | 28.8974 | 606.9415 | 0.017016 | 40.089 | 41.054 | 45.1561 | 55.6141 | 41.3504 | 0.028759 | 125.1376 | 57.341
1f37113 | MBS_a | 7 | 05f_109019_419x230x572.dat | 0.0850;0.0850;0.1928 | 419;230;572 | (0.1925;73.4725;38.8236) | 60 | 5.7448 | 47 | 87.015 | 60 | Varibar | [5,133] | [30,30] | 0 | 10 | 150 | abnormal | tracheal aspiration | 6.3767 | 3.0101 | 19.1949 | 27.7436 | 13.0964 | 363.3414 | 8.0488e-16 | 3.0933 | 98.975 | 5.8407 | 0.284 | 459.062 | 1.4313 | 0.21388 | 13.2467 | 1.0654 | 65.0295 | 3.607 | 36.5918 | 178.5234 | 1563.4621 | 0.97523 | 691.668 | 0.30515 | 2.7274 | 2.248 | 57.0221 | 855.4936 | 0.073171 | 77.5148 | 83.3653 | 70.7465 | 82.2703 | 48.2641 | 0.089064 | 222.3115 | 92.1226
1f37113 | MBS_a | 7 | 05f_109019_419x230x572.dat | 0.0850;0.0850;0.1928 | 419;230;572 | (0.1925;73.4725;38.8236) | 60 | 6.3535 | 49 | 87.015 | 60 | Varibar | [5,133] | [30,30] | 0 | 10 | 150 | abnormal | tracheal aspiration | 6.3767 | 3.0101 | 19.1949 | 27.7436 | 13.0964 | 363.3414 | 7.6851e-16 | 2.986 | 108.3572 | 6.4254 | 0.33491 | 481.9302 | 1.6052 | 0.060746 | 14.5931 | 1.2466 | 65.451 | 4.0789 | 39.4046 | 185.7481 | 1705.7598 | 1.157 | 718.7769 | 0.34966 | 2.9901 | 2.5139 | 61.105 | 875.521 | 0.096866 | 83.6203 | 90.4848 | 74.1051 | 85.6113 | 49.1423 | 0.098757 | 238.2982 | 96.7619
1f37113 | MBS_a | 7 | 05f_109019_419x230x572.dat | 0.0850;0.0850;0.1928 | 419;230;572 | (0.1925;73.4725;38.8236) | 80 | 2.9 | 44 | 87.015 | 60 | Varibar | [5,133] | [30,30] | 0 | 10 | 150 | abnormal | tracheal aspiration | 6.3767 | 3.0101 | 19.1949 | 27.7436 | 13.0964 | 363.3414 | 1.1098e-15 | 1.4739 | 59.6238 | 3.7906 | 0.17461 | 317.442 | 0.70929 | 0.078218 | 7.7672 | 0.65625 | 41.7063 | 2.1356 | 23.0526 | 124.7151 | 1043.9632 | 0.577 | 520.4408 | 0.19704 | 1.4805 | 1.3391 | 35.6989 | 649.3008 | 0.045987 | 50.563 | 52.8965 | 50.6609 | 61.4709 | 42.8145 | 0.053869 | 150.9716 | 65.3989
1f37113 | MBS_a | 7 | 05f_109019_419x230x572.dat | 0.0850;0.0850;0.1928 | 419;230;572 | (0.1925;73.4725;38.8236) | 80 | 7.702 | 57 | 87.015 | 60 | Varibar | [5,133] | [30,30] | 0 | 10 | 150 | abnormal | tracheal aspiration | 6.3767 | 3.0101 | 19.1949 | 27.7436 | 13.0964 | 363.3414 | 7.419e-16 | 3.9311 | 125.6724 | 7.2271 | 0.46692 | 521.2716 | 1.957 | 0.093491 | 17.5294 | 1.7199 | 84.6317 | 5.2863 | 43.227 | 195.7818 | 1938.004 | 1.7129 | 749.9151 | 0.50926 | 3.9983 | 3.4575 | 66.121 | 876.6307 | 0.12781 | 96.0043 | 103.9223 | 78.1067 | 89.6812 | 50.126 | 0.087016 | 264.3981 | 103.1906
1f37113 | MBS_a | 7 | 05f_109019_419x230x572.dat | 0.0850;0.0850;0.1928 | 419;230;572 | (0.1925;73.4725;38.8236) | 80 | 8.502 | 60 | 87.015 | 60 | Varibar | [5,133] | [30,30] | 0 | 10 | 150 | abnormal | tracheal aspiration | 6.3767 | 3.0101 | 19.1949 | 27.7436 | 13.0964 | 363.3414 | 7.2356e-16 | 4.4316 | 133.9132 | 7.8855 | 0.50851 | 543.2321 | 2.2691 | 0.1061 | 18.7241 | 2.0221 | 96.3806 | 5.7683 | 45.3232 | 201.131 | 2058.0239 | 1.9339 | 768.328 | 0.57465 | 4.4699 | 3.8103 | 69.0891 | 887.9175 | 0.12985 | 101.6682 | 110.208 | 80.7055 | 92.0202 | 50.7071 | 0.14672 | 278.2278 | 106.9288
1f37113 | MBS_a | 8 | 05f_109019_419x230x572.dat | 0.0850;0.0850;0.1928 | 419;230;572 | (0.1925;73.4725;38.8236) | 110 | 3.9 | 52 | 87.015 | 60 | Varibar | [5,133,110] | [30,30,100] | 0 | 20 | 150 | abnormal | tracheal aspiration | 6.3767 | 3.0101 | 19.1949 | 27.7436 | 13.0964 | 363.3414 | 9.9221e-16 | 2.469 | 80.5548 | 5.1484 | 0.28326 | 380.1729 | 1.4606 | 0.058601 | 10.055 | 1.002 | 52.9164 | 3.0467 | 27.6243 | 1577.8975 | 1294.1864 | 0.97152 | 584.1527 | 0.29231 | 2.27 | 1.9444 | 41.6083 | 700.1769 | 0.08712 | 65.179 | 68.3295 | 58.0629 | 69.3778 | 44.7517 | 0.043881 | 293.6524 | 146.2907
1f37113 | MBS_a | 8 | 05f_109019_419x230x572.dat | 0.0850;0.0850;0.1928 | 419;230;572 | (0.1925;73.4725;38.8236) | 110 | 7.85 | 62 | 87.015 | 60 | Varibar | [5,133,110] | [30,30,100] | 0 | 20 | 150 | abnormal | tracheal aspiration | 6.3767 | 3.0101 | 19.1949 | 27.7436 | 13.0964 | 363.3414 | 7.925e-16 | 3.8511 | 123.4327 | 7.2277 | 0.49548 | 512.7214 | 2.2801 | 0.049072 | 15.783 | 1.7494 | 82.4647 | 5.0327 | 39.4816 | 2433.8274 | 1837.4841 | 1.6695 | 731.5615 | 0.55133 | 3.9132 | 3.37 | 59.0488 | 830.401 | 0.18438 | 95.1319 | 100.8492 | 74.76 | 87.0696 | 49.258 | 0.17364 | 426.3954 | 209.485
1f37113 | MBS_a | 8 | 05f_109019_419x230x572.dat | 0.0850;0.0850;0.1928 | 419;230;572 | (0.1925;73.4725;38.8236) | 110 | 9.9905 | 69 | 87.015 | 60 | Varibar | [5,133,110] | [30,30,100] | 0 | 20 | 150 | abnormal | tracheal aspiration | 6.3767 | 3.0101 | 19.1949 | 27.7436 | 13.0964 | 363.3414 | 7.6631e-16 | 4.5834 | 139.7084 | 8.2183 | 0.59747 | 551.5913 | 2.3166 | 0.2003 | 18.0723 | 2.1931 | 83.6841 | 5.9394 | 42.8939 | 2761.5451 | 2021.1138 | 2.0407 | 766.439 | 0.66109 | 4.6242 | 4.1597 | 63.6883 | 848.1423 | 0.1793 | 106.7819 | 112.8649 | 79.5538 | 91.7177 | 50.3503 | 0.14237 | 473.0884 | 231.6307
1f37113 | MBS_a | 8 | 05f_109019_419x230x572.dat | 0.0850;0.0850;0.1928 | 419;230;572 | (0.1925;73.4725;38.8236) | 60 | 2.5 | 38 | 87.015 | 60 | Varibar | [5,133,110] | [30,30,100] | 0 | 20 | 150 | abnormal | tracheal aspiration | 6.3767 | 3.0101 | 19.1949 | 27.7436 | 13.0964 | 363.3414 | 1.2396e-15 | 0.80811 | 44.1237 | 3.0645 | 0.088144 | 273.1535 | 0.40619 | 0.046164 | 5.1424 | 0.31314 | 34.1137 | 1.3179 | 17.6692 | 825.2127 | 830.2951 | 0.26689 | 473.2569 | 0.10398 | 0.9054 | 0.67651 | 27.3307 | 600.3666 | 0.017016 | 39.8914 | 40.7681 | 44.5446 | 55.3595 | 41.2692 | 0.028759 | 179.6935 | 92.0044
1f37113 | MBS_a | 8 | 05f_109019_419x230x572.dat | 0.0850;0.0850;0.1928 | 419;230;572 | (0.1925;73.4725;38.8236) | 60 | 5.7448 | 47 | 87.015 | 60 | Varibar | [5,133,110] | [30,30,100] | 0 | 20 | 150 | abnormal | tracheal aspiration | 6.3767 | 3.0101 | 19.1949 | 27.7436 | 13.0964 | 363.3414 | 8.0488e-16 | 2.7869 | 98.8606 | 5.7001 | 0.27736 | 458.5153 | 1.3997 | 0.21388 | 12.3249 | 0.98307 | 65.0047 | 3.4588 | 34.9381 | 1881.149 | 1562.4681 | 0.89426 | 690.1646 | 0.29422 | 2.5026 | 1.9931 | 53.7782 | 846.1009 | 0.072984 | 77.0996 | 82.7316 | 69.7852 | 81.8508 | 48.1114 | 0.085446 | 352.6566 | 175.1668
1f37113 | MBS_a | 8 | 05f_109019_419x230x572.dat | 0.0850;0.0850;0.1928 | 419;230;572 | (0.1925;73.4725;38.8236) | 60 | 6.3535 | 49 | 87.015 | 60 | Varibar | [5,133,110] | [30,30,100] | 0 | 20 | 150 | abnormal | tracheal aspiration | 6.3767 | 3.0101 | 19.1949 | 27.7436 | 13.0964 | 363.3414 | 7.6851e-16 | 2.6242 | 108.2258 | 6.2581 | 0.32503 | 481.5918 | 1.5902 | 0.059249 | 13.5651 | 1.1534 | 65.4107 | 3.9055 | 37.6298 | 2094.6923 | 1704.7188 | 1.052 | 717.1764 | 0.33327 | 2.7528 | 2.2904 | 57.4147 | 868.3123 | 0.089581 | 83.1648 | 89.7841 | 73.1294 | 85.1753 | 48.9771 | 0.071565 | 384.4901 | 190.0253
1f37113 | MBS_a | 8 | 05f_109019_419x230x572.dat | 0.0850;0.0850;0.1928 | 419;230;572 | (0.1925;73.4725;38.8236) | 80 | 2.9 | 44 | 87.015 | 60 | Varibar | [5,133,110] | [30,30,100] | 0 | 20 | 150 | abnormal | tracheal aspiration | 6.3767 | 3.0101 | 19.1949 | 27.7436 | 13.0964 | 363.3414 | 1.1098e-15 | 1.3693 | 59.5598 | 3.7451 | 0.16778 | 317.1086 | 0.65005 | 0.078218 | 7.2388 | 0.61166 | 41.7946 | 2.0413 | 22.0137 | 1163.5333 | 1043.5127 | 0.51462 | 519.5398 | 0.19009 | 1.3519 | 1.2547 | 33.7328 | 642.8132 | 0.044835 | 50.3072 | 52.5172 | 49.9969 | 61.1793 | 42.7134 | 0.051245 | 230.5083 | 116.0465
1f37113 | MBS_a | 8 | 05f_109019_419x230x572.dat | 0.0850;0.0850;0.1928 | 419;230;572 | (0.1925;73.4725;38.8236) | 80 | 7.702 | 57 | 87.015 | 60 | Varibar | [5,133,110] | [30,30,100] | 0 | 20 | 150 | abnormal | tracheal aspiration | 6.3767 | 3.0101 | 19.1949 | 27.7436 | 13.0964 | 363.3414 | 7.419e-16 | 3.5619 | 125.5052 | 7.0111 | 0.45456 | 520.9481 | 1.8946 | 0.093491 | 16.2354 | 1.5884 | 84.2637 | 5.0285 | 41.3413 | 2550.2181 | 1936.7909 | 1.5231 | 748.2302 | 0.48403 | 3.6742 | 3.2073 | 61.956 | 868.7321 | 0.13302 | 95.4795 | 103.0981 | 77.0861 | 89.2344 | 49.9483 | 0.064304 | 444.773 | 218.3118
1f37113 | MBS_a | 8 | 05f_109019_419x230x572.dat | 0.0850;0.0850;0.1928 | 419;230;572 | (0.1925;73.4725;38.8236) | 80 | 8.502 | 60 | 87.015 | 60 | Varibar | [5,133,110] | [30,30,100] | 0 | 20 | 150 | abnormal | tracheal aspiration | 6.3767 | 3.0101 | 19.1949 | 27.7436 | 13.0964 | 363.3414 | 7.2356e-16 | 4.0143 | 133.7197 | 7.741 | 0.48702 | 542.9004 | 2.1491 | 0.1061 | 17.3034 | 1.8819 | 96.2162 | 5.4796 | 43.4063 | 2750.5735 | 2056.5036 | 1.733 | 766.4484 | 0.54861 | 4.1185 | 3.4811 | 64.8808 | 881.0349 | 0.12985 | 101.1089 | 109.3342 | 79.7316 | 91.578 | 50.5181 | 0.11288 | 473.5587 | 231.6714
1f37113 | MBS_a | 9 | 05f_109019_419x230x572.dat | 0.0850;0.0850;0.1928 | 419;230;572 | (0.1925;73.4725;38.8236) | 110 | 3.9 | 52 | 87.015 | 60 | Varibar | [5,133,110] | [30,30,100] | 0 | 20 | 150 | abnormal | tracheal aspiration | 6.3767 | 3.0101 | 19.1949 | 27.7436 | 13.0964 | 363.3414 | 9.9221e-16 | 2.469 | 80.5548 | 5.1484 | 0.28326 | 380.1729 | 1.4606 | 0.058601 | 10.0549 | 1.0018 | 52.9164 | 3.0467 | 27.6243 | 1577.7967 | 1294.1864 | 0.97152 | 584.1527 | 0.29231 | 2.27 | 1.9444 | 41.6083 | 700.1769 | 0.08712 | 65.179 | 68.3295 | 58.0629 | 69.3778 | 44.7517 | 0.043881 | 293.6446 | 146.2857
1f37113 | MBS_a | 9 | 05f_109019_419x230x572.dat | 0.0850;0.0850;0.1928 | 419;230;572 | (0.1925;73.4725;38.8236) | 110 | 7.85 | 62 | 87.015 | 60 | Varibar | [5,133,110] | [30,30,100] | 0 | 20 | 150 | abnormal | tracheal aspiration | 6.3767 | 3.0101 | 19.1949 | 27.7436 | 13.0964 | 363.3414 | 7.925e-16 | 3.8511 | 123.4327 | 7.2277 | 0.49548 | 512.7214 | 2.2801 | 0.049072 | 15.783 | 1.7494 | 82.4647 | 5.0327 | 39.4816 | 2433.8274 | 1837.4841 | 1.6695 | 731.5615 | 0.55133 | 3.9132 | 3.37 | 59.0488 | 830.401 | 0.18438 | 95.1319 | 100.8492 | 74.76 | 87.0696 | 49.258 | 0.17364 | 426.3954 | 209.485
1f37113 | MBS_a | 9 | 05f_109019_419x230x572.dat | 0.0850;0.0850;0.1928 | 419;230;572 | (0.1925;73.4725;38.8236) | 110 | 9.9905 | 69 | 87.015 | 60 | Varibar | [5,133,110] | [30,30,100] | 0 | 20 | 150 | abnormal | tracheal aspiration | 6.3767 | 3.0101 | 19.1949 | 27.7436 | 13.0964 | 363.3414 | 7.6631e-16 | 4.5834 | 139.7084 | 8.2183 | 0.59747 | 551.5913 | 2.3166 | 0.2003 | 18.0723 | 2.1935 | 83.6841 | 5.9394 | 42.8939 | 2761.5451 | 2021.1138 | 2.0407 | 766.439 | 0.66109 | 4.6242 | 4.1597 | 63.6883 | 848.1423 | 0.1793 | 106.7819 | 112.8648 | 79.555 | 91.7177 | 50.3503 | 0.14237 | 473.0886 | 231.6307
1f37113 | MBS_a | 9 | 05f_109019_419x230x572.dat | 0.0850;0.0850;0.1928 | 419;230;572 | (0.1925;73.4725;38.8236) | 60 | 2.5 | 38 | 87.015 | 60 | Varibar | [5,133,110] | [30,30,100] | 0 | 20 | 150 | abnormal | tracheal aspiration | 6.3767 | 3.0101 | 19.1949 | 27.7436 | 13.0964 | 363.3414 | 1.2396e-15 | 0.80811 | 44.1237 | 3.0645 | 0.088144 | 273.1535 | 0.40619 | 0.046164 | 5.1424 | 0.31314 | 34.1137 | 1.3179 | 17.6692 | 825.2127 | 830.2951 | 0.26689 | 473.2569 | 0.10398 | 0.9054 | 0.67651 | 27.3307 | 600.3666 | 0.017016 | 39.8914 | 40.7682 | 44.5446 | 55.3595 | 41.2692 | 0.028759 | 179.6935 | 92.0044
1f37113 | MBS_a | 9 | 05f_109019_419x230x572.dat | 0.0850;0.0850;0.1928 | 419;230;572 | (0.1925;73.4725;38.8236) | 60 | 5.7448 | 47 | 87.015 | 60 | Varibar | [5,133,110] | [30,30,100] | 0 | 20 | 150 | abnormal | tracheal aspiration | 6.3767 | 3.0101 | 19.1949 | 27.7436 | 13.0964 | 363.3414 | 8.0488e-16 | 2.7869 | 98.8606 | 5.7001 | 0.27736 | 458.5153 | 1.3997 | 0.21388 | 12.3249 | 0.98307 | 65.0047 | 3.4588 | 34.9381 | 1881.149 | 1562.4681 | 0.89426 | 690.1646 | 0.29422 | 2.5026 | 1.9931 | 53.7782 | 846.1009 | 0.072984 | 77.0996 | 82.7316 | 69.7852 | 81.8508 | 48.1114 | 0.085446 | 352.6566 | 175.1668
1f37113 | MBS_a | 9 | 05f_109019_419x230x572.dat | 0.0850;0.0850;0.1928 | 419;230;572 | (0.1925;73.4725;38.8236) | 60 | 6.3535 | 49 | 87.015 | 60 | Varibar | [5,133,110] | [30,30,100] | 0 | 20 | 150 | abnormal | tracheal aspiration | 6.3767 | 3.0101 | 19.1949 | 27.7436 | 13.0964 | 363.3414 | 7.6851e-16 | 2.6242 | 108.2258 | 6.2581 | 0.32503 | 481.5918 | 1.5902 | 0.059249 | 13.5651 | 1.1534 | 65.4107 | 3.9055 | 37.6298 | 2094.6923 | 1704.7188 | 1.052 | 717.1764 | 0.33327 | 2.7528 | 2.2904 | 57.4147 | 868.3123 | 0.089581 | 83.1648 | 89.7841 | 73.1294 | 85.1753 | 48.9771 | 0.071565 | 384.4901 | 190.0253
1f37113 | MBS_a | 9 | 05f_109019_419x230x572.dat | 0.0850;0.0850;0.1928 | 419;230;572 | (0.1925;73.4725;38.8236) | 80 | 2.9 | 44 | 87.015 | 60 | Varibar | [5,133,110] | [30,30,100] | 0 | 20 | 150 | abnormal | tracheal aspiration | 6.3767 | 3.0101 | 19.1949 | 27.7436 | 13.0964 | 363.3414 | 1.1098e-15 | 1.3693 | 59.5598 | 3.7451 | 0.16778 | 317.1086 | 0.65005 | 0.078218 | 7.2388 | 0.61166 | 41.7946 | 2.0413 | 22.0137 | 1163.5333 | 1043.5127 | 0.51462 | 519.5398 | 0.19009 | 1.3519 | 1.2547 | 33.7328 | 642.8132 | 0.044835 | 50.3072 | 52.5172 | 49.9969 | 61.1793 | 42.7134 | 0.051245 | 230.5083 | 116.0465
1f37113 | MBS_a | 9 | 05f_109019_419x230x572.dat | 0.0850;0.0850;0.1928 | 419;230;572 | (0.1925;73.4725;38.8236) | 80 | 7.702 | 57 | 87.015 | 60 | Varibar | [5,133,110] | [30,30,100] | 0 | 20 | 150 | abnormal | tracheal aspiration | 6.3767 | 3.0101 | 19.1949 | 27.7436 | 13.0964 | 363.3414 | 7.419e-16 | 3.5619 | 125.5052 | 7.0111 | 0.45456 | 520.9481 | 1.8946 | 0.093491 | 16.2354 | 1.5884 | 84.2637 | 5.0285 | 41.3413 | 2550.2181 | 1936.7909 | 1.5231 | 748.2302 | 0.48403 | 3.6742 | 3.2073 | 61.956 | 868.7321 | 0.13302 | 95.4795 | 103.0981 | 77.0861 | 89.2344 | 49.9483 | 0.064304 | 444.773 | 218.3118
1f37113 | MBS_a | 9 | 05f_109019_419x230x572.dat | 0.0850;0.0850;0.1928 | 419;230;572 | (0.1925;73.4725;38.8236) | 80 | 8.502 | 60 | 87.015 | 60 | Varibar | [5,133,110] | [30,30,100] | 0 | 20 | 150 | abnormal | tracheal aspiration | 6.3767 | 3.0101 | 19.1949 | 27.7436 | 13.0964 | 363.3414 | 7.2356e-16 | 4.0143 | 133.7197 | 7.741 | 0.48702 | 542.9004 | 2.1491 | 0.1061 | 17.3034 | 1.8819 | 96.2162 | 5.4796 | 43.4063 | 2750.5735 | 2056.5036 | 1.733 | 766.4484 | 0.54861 | 4.1185 | 3.4811 | 64.8808 | 881.0349 | 0.12985 | 101.1087 | 109.3342 | 79.7316 | 91.578 | 50.5181 | 0.11288 | 473.5587 | 231.6714
1f37113 | MBS_a | 10 | 05m_109019_419x230x572.dat | 0.0850;0.0850;0.1928 | 419;230;572 | (0.1925;73.4725;38.8236) | 110 | 3.9 | 52 | 87.015 | 60 | Varibar | [5,133] | [30,30] | 0 | 30 | 150 | abnormal | tracheal aspiration | 6.3767 | 3.0101 | 19.1949 | 27.7436 | 13.0964 | 363.3414 | 9.9221e-16 | 2.7529 | 80.6909 | 5.1739 | 0.29762 | 380.3745 | 1.5193 | 0.012432 | 10.7901 | 1.079 | 52.5163 | 3.1949 | 28.8599 | 139.4871 | 1295.0934 | 1.0513 | 585.3621 | 0.31193 | 2.4556 | 2.101 | 44.0634 | 706.0023 | 0.056089 | 65.5215 | 68.8445 | 60.6588 | 69.4134 | 44.7865 | 0.053502 | 183.5932 | 76.0131
1f37113 | MBS_a | 10 | 05m_109019_419x230x572.dat | 0.0850;0.0850;0.1928 | 419;230;572 | (0.1925;73.4725;38.8236) | 110 | 7.85 | 62 | 87.015 | 60 | Varibar | [5,133] | [30,30] | 0 | 30 | 150 | abnormal | tracheal aspiration | 6.3767 | 3.0101 | 19.1949 | 27.7436 | 13.0964 | 363.3414 | 7.925e-16 | 4.1429 | 123.627 | 7.4285 | 0.52092 | 513.3523 | 2.1683 | 0.005758 | 17.0184 | 1.8856 | 84.5164 | 5.2884 | 41.1636 | 182.5371 | 1839.1245 | 1.8555 | 733.2649 | 0.58264 | 4.2653 | 3.6222 | 62.7397 | 836.584 | 0.11773 | 95.6464 | 101.6328 | 78.0832 | 87.0663 | 49.3378 | 0.088115 | 254.1088 | 99.359
1f37113 | MBS_a | 10 | 05m_109019_419x230x572.dat | 0.0850;0.0850;0.1928 | 419;230;572 | (0.1925;73.4725;38.8236) | 110 | 9.9905 | 69 | 87.015 | 60 | Varibar | [5,133] | [30,30] | 0 | 30 | 150 | abnormal | tracheal aspiration | 6.3767 | 3.0101 | 19.1949 | 27.7436 | 13.0964 | 363.3414 | 7.6631e-16 | 4.8807 | 139.9303 | 8.2632 | 0.6261 | 551.8392 | 2.5439 | 0.016253 | 19.3473 | 2.3535 | 84.0795 | 6.2502 | 44.7521 | 190.8366 | 2023.8542 | 2.2206 | 768.0311 | 0.69803 | 4.99 | 4.5038 | 67.4061 | 853.8841 | 0.15127 | 107.3379 | 113.7218 | 82.5995 | 91.6946 | 50.4203 | 0.015603 | 276.2639 | 105.7769
1f37113 | MBS_a | 10 | 05m_109019_419x230x572.dat | 0.0850;0.0850;0.1928 | 419;230;572 | (0.1925;73.4725;38.8236) | 60 | 2.5 | 38 | 87.015 | 60 | Varibar | [5,133] | [30,30] | 0 | 30 | 150 | abnormal | tracheal aspiration | 6.3767 | 3.0101 | 19.1949 | 27.7436 | 13.0964 | 363.3414 | 1.2396e-15 | 0.89935 | 44.1996 | 3.0631 | 0.088757 | 273.565 | 0.42766 | 0.021495 | 5.5268 | 0.34085 | 33.8572 | 1.3658 | 18.5114 | 107.5302 | 830.0531 | 0.27753 | 474.1927 | 0.11164 | 0.97438 | 0.75597 | 28.8691 | 607.4498 | 0.011354 | 40.1031 | 41.0684 | 47.4082 | 55.4144 | 41.2812 | 0.037825 | 124.9165 | 57.1561
1f37113 | MBS_a | 10 | 05m_109019_419x230x572.dat | 0.0850;0.0850;0.1928 | 419;230;572 | (0.1925;73.4725;38.8236) | 60 | 5.7448 | 47 | 87.015 | 60 | Varibar | [5,133] | [30,30] | 0 | 30 | 150 | abnormal | tracheal aspiration | 6.3767 | 3.0101 | 19.1949 | 27.7436 | 13.0964 | 363.3414 | 8.0488e-16 | 3.1068 | 99.0396 | 5.8124 | 0.28464 | 459.5465 | 1.3679 | 0.042696 | 13.202 | 1.077 | 66.3192 | 3.6094 | 36.6191 | 171.541 | 1564.3318 | 0.9709 | 691.7922 | 0.30749 | 2.6924 | 2.2091 | 56.9811 | 854.9096 | 0.054816 | 77.5378 | 83.3896 | 73.4927 | 81.9167 | 48.1763 | 0.074897 | 222.0889 | 91.7782
1f37113 | MBS_a | 10 | 05m_109019_419x230x572.dat | 0.0850;0.0850;0.1928 | 419;230;572 | (0.1925;73.4725;38.8236) | 60 | 6.3535 | 49 | 87.015 | 60 | Varibar | [5,133] | [30,30] | 0 | 30 | 150 | abnormal | tracheal aspiration | 6.3767 | 3.0101 | 19.1949 | 27.7436 | 13.0964 | 363.3414 | 7.6851e-16 | 2.9493 | 108.4262 | 6.4014 | 0.335 | 481.6049 | 1.582 | 0 | 14.5827 | 1.2499 | 64.7848 | 4.0889 | 39.4215 | 177.8888 | 1705.3694 | 1.1543 | 718.9591 | 0.35139 | 3.0218 | 2.5271 | 61.1804 | 875.4039 | 0.085694 | 83.6421 | 90.5074 | 75.9654 | 85.2559 | 49.038 | 0.075504 | 237.7279 | 96.3746
1f37113 | MBS_a | 10 | 05m_109019_419x230x572.dat | 0.0850;0.0850;0.1928 | 419;230;572 | (0.1925;73.4725;38.8236) | 80 | 2.9 | 44 | 87.015 | 60 | Varibar | [5,133] | [30,30] | 0 | 30 | 150 | abnormal | tracheal aspiration | 6.3767 | 3.0101 | 19.1949 | 27.7436 | 13.0964 | 363.3414 | 1.1098e-15 | 1.5154 | 59.6643 | 3.771 | 0.17688 | 317.7573 | 0.74292 | 0.029634 | 7.7707 | 0.65427 | 41.8027 | 2.1354 | 23.0697 | 119.8404 | 1044.5039 | 0.58494 | 520.567 | 0.1974 | 1.4717 | 1.3362 | 35.5512 | 649.0936 | 0.031918 | 50.5778 | 52.9136 | 52.9166 | 61.2343 | 42.7434 | 0 | 150.833 | 65.1771
1f37113 | MBS_a | 10 | 05m_109019_419x230x572.dat | 0.0850;0.0850;0.1928 | 419;230;572 | (0.1925;73.4725;38.8236) | 80 | 7.702 | 57 | 87.015 | 60 | Varibar | [5,133] | [30,30] | 0 | 30 | 150 | abnormal | tracheal aspiration | 6.3767 | 3.0101 | 19.1949 | 27.7436 | 13.0964 | 363.3414 | 7.419e-16 | 3.8667 | 125.7263 | 7.2352 | 0.47597 | 521.1503 | 1.8532 | 0.012675 | 17.5132 | 1.7349 | 85.6264 | 5.2891 | 43.1933 | 188.6649 | 1938.6779 | 1.7161 | 749.7668 | 0.51235 | 3.9972 | 3.4757 | 66.2046 | 877.0216 | 0.093417 | 96.031 | 103.9452 | 80.1869 | 89.2785 | 50.0324 | 0.02058 | 264.0014 | 102.868
1f37113 | MBS_a | 10 | 05m_109019_419x230x572.dat | 0.0850;0.0850;0.1928 | 419;230;572 | (0.1925;73.4725;38.8236) | 80 | 8.502 | 60 | 87.015 | 60 | Varibar | [5,133] | [30,30] | 0 | 30 | 150 | abnormal | tracheal aspiration | 6.3767 | 3.0101 | 19.1949 | 27.7436 | 13.0964 | 363.3414 | 7.2356e-16 | 4.2711 | 133.9491 | 7.8464 | 0.50426 | 543.4394 | 2.3554 | 0.0063139 | 18.7753 | 2.0376 | 95.2087 | 5.7769 | 45.355 | 193.5712 | 2057.3328 | 1.9347 | 768.3833 | 0.56957 | 4.5113 | 3.8197 | 69.0283 | 888.0143 | 0.14302 | 101.6886 | 110.2349 | 82.0876 | 91.6085 | 50.6195 | 0.093265 | 277.6904 | 106.5611
1f37113 | MBS_a | 1 | 05m_109019_419x230x572.dat | 0.0850;0.0850;0.1928 | 419;230;572 | (0.1925;73.4725;37.2187) | 110 | 3.9 | 52 | 87.015 | 60 | Varibar | [5] | [0] | 0 | 10 | 150 | abnormal | tracheal aspiration | 6.3767 | 9.9022 | 63.144 | 27.7436 | 43.0822 | 1195.2548 | 3.6668e-16 | 81.4726 | 461.3615 | 434.7439 | 5.9955 | 514.0783 | 36.6918 | 0.32514 | 368.3092 | 27.1433 | 613.7305 | 145.881 | 540.2868 | 477.9974 | 655.0476 | 23.7005 | 672.9381 | 7.1606 | 55.7114 | 59.6222 | 412.7354 | 860.3517 | 1.0065 | 237.0125 | 274.4073 | 128.4516 | 141.2565 | 157.9572 | 0.42206 | 260.1065 | 259.6342
1f37113 | MBS_a | 1 | 05m_109019_419x230x572.dat | 0.0850;0.0850;0.1928 | 419;230;572 | (0.1925;73.4725;37.2187) | 110 | 7.85 | 62 | 87.015 | 60 | Varibar | [5] | [0] | 0 | 10 | 150 | abnormal | tracheal aspiration | 6.3767 | 9.9022 | 63.144 | 27.7436 | 43.0822 | 1195.2548 | 2.9287e-16 | 130.9773 | 668.2544 | 513.2355 | 10.0349 | 713.4284 | 58.6511 | 0.55301 | 518.2207 | 44.4433 | 713.4967 | 207.8278 | 695.7754 | 656.406 | 797.1523 | 39.0689 | 851.2382 | 12.1062 | 90.8329 | 95.3878 | 580.399 | 1046.1044 | 2.0971 | 340.6696 | 398.3709 | 169.3232 | 181.0997 | 174.4422 | 1.0636 | 354.1278 | 338.5724
1f37113 | MBS_a | 1 | 05m_109019_419x230x572.dat | 0.0850;0.0850;0.1928 | 419;230;572 | (0.1925;73.4725;37.2187) | 110 | 9.9905 | 69 | 87.015 | 60 | Varibar | [5] | [0] | 0 | 10 | 150 | abnormal | tracheal aspiration | 6.3767 | 9.9022 | 63.144 | 27.7436 | 43.0822 | 1195.2548 | 2.8319e-16 | 145.2474 | 735.2944 | 546.589 | 12.3065 | 789.1447 | 66.2941 | 0.90062 | 561.9848 | 52.2718 | 769.4761 | 226.4712 | 731.0923 | 707.0451 | 844.6899 | 46.9716 | 899.9879 | 14.7497 | 105.7407 | 111.101 | 625.4752 | 1081.7723 | 2.4542 | 379.8012 | 442.2398 | 180.0432 | 192.4061 | 178.6442 | 1.5143 | 384.7871 | 363.2247
1f37113 | MBS_a | 1 | 05m_109019_419x230x572.dat | 0.0850;0.0850;0.1928 | 419;230;572 | (0.1925;73.4725;37.2187) | 60 | 2.5 | 38 | 87.015 | 60 | Varibar | [5] | [0] | 0 | 10 | 150 | abnormal | tracheal aspiration | 6.3767 | 9.9022 | 63.144 | 27.7436 | 43.0822 | 1195.2548 | 4.5811e-16 | 39.9748 | 290.9323 | 361.1988 | 2.2625 | 353.6461 | 17.4889 | 0.083837 | 246.5765 | 11.827 | 528.319 | 94.5377 | 419.6777 | 332.7779 | 540.6521 | 9.4053 | 527.5331 | 2.5806 | 24.3804 | 28.1306 | 281.0221 | 704.2143 | 0.24944 | 149.795 | 169.7642 | 95.1727 | 109.1586 | 144.7479 | 0.1125 | 183.9585 | 194.0104
1f37113 | MBS_a | 1 | 05m_109019_419x230x572.dat | 0.0850;0.0850;0.1928 | 419;230;572 | (0.1925;73.4725;37.2187) | 60 | 5.7448 | 47 | 87.015 | 60 | Varibar | [5] | [0] | 0 | 10 | 150 | abnormal | tracheal aspiration | 6.3767 | 9.9022 | 63.144 | 27.7436 | 43.0822 | 1195.2548 | 2.9745e-16 | 100.7743 | 579.1285 | 470.7731 | 6.4956 | 617.3875 | 45.0063 | 0.13078 | 465.4276 | 31.4214 | 666.5055 | 184.8195 | 664.1521 | 593.5849 | 743.3259 | 26.8458 | 800.1091 | 7.5418 | 64.6636 | 70.9908 | 522.0427 | 1031.0411 | 1.0398 | 281.0473 | 333.7576 | 153.6925 | 167.77 | 170.0859 | 0.52077 | 314.2452 | 308.1852
1f37113 | MBS_a | 1 | 05m_109019_419x230x572.dat | 0.0850;0.0850;0.1928 | 419;230;572 | (0.1925;73.4725;37.2187) | 60 | 6.3535 | 49 | 87.015 | 60 | Varibar | [5] | [0] | 0 | 10 | 150 | abnormal | tracheal aspiration | 6.3767 | 9.9022 | 63.144 | 27.7436 | 43.0822 | 1195.2548 | 2.8401e-16 | 107.0492 | 622.2675 | 486.1454 | 7.6733 | 653.0763 | 52.1285 | 0.52333 | 494.9479 | 35.4988 | 687.2653 | 198.0742 | 693.4623 | 627.4786 | 774.9736 | 30.5662 | 833.7392 | 8.5958 | 72.8355 | 79.1381 | 554.2417 | 1067.0763 | 1.1888 | 302.028 | 360.7522 | 161.394 | 175.5365 | 173.2999 | 0.35555 | 332.3326 | 323.7887
1f37113 | MBS_a | 1 | 05m_109019_419x230x572.dat | 0.0850;0.0850;0.1928 | 419;230;572 | (0.1925;73.4725;37.2187) | 80 | 2.9 | 44 | 87.015 | 60 | Varibar | [5] | [0] | 0 | 10 | 150 | abnormal | tracheal aspiration | 6.3767 | 9.9022 | 63.144 | 27.7436 | 43.0822 | 1195.2548 | 4.1016e-16 | 57.7191 | 363.2741 | 389.4348 | 3.7937 | 420.7397 | 25.3512 | 0.038019 | 298.1774 | 18.1084 | 560.4174 | 116.7695 | 470.4278 | 395.4812 | 582.4577 | 15.0386 | 589.2355 | 4.4639 | 37.3977 | 41.323 | 336.504 | 760.6083 | 0.48681 | 185.8464 | 214.6452 | 109.6107 | 122.5612 | 150.3179 | 0.33241 | 215.6016 | 220.8829
1f37113 | MBS_a | 1 | 05m_109019_419x230x572.dat | 0.0850;0.0850;0.1928 | 419;230;572 | (0.1925;73.4725;37.2187) | 80 | 7.702 | 57 | 87.015 | 60 | Varibar | [5] | [0] | 0 | 10 | 150 | abnormal | tracheal aspiration | 6.3767 | 9.9022 | 63.144 | 27.7436 | 43.0822 | 1195.2548 | 2.7415e-16 | 129.6178 | 686.7356 | 514.5319 | 9.8438 | 722.9198 | 59.9266 | 0.86379 | 534.7396 | 45.0079 | 718.105 | 216.5951 | 720.5124 | 676.2304 | 812.5781 | 39.6605 | 874.1862 | 11.8328 | 90.6832 | 95.6805 | 596.8949 | 1096.7269 | 1.963 | 343.2668 | 409.3688 | 172.491 | 185.7692 | 176.9081 | 1.5319 | 361.5606 | 346.6492
1f37113 | MBS_a | 1 | 05m_109019_419x230x572.dat | 0.0850;0.0850;0.1928 | 419;230;572 | (0.1925;73.4725;37.2187) | 80 | 8.502 | 60 | 87.015 | 60 | Varibar | [5] | [0] | 0 | 10 | 150 | abnormal | tracheal aspiration | 6.3767 | 9.9022 | 63.144 | 27.7436 | 43.0822 | 1195.2548 | 2.6737e-16 | 141.5871 | 720.0162 | 528.9694 | 10.6377 | 753.9393 | 65.3516 | 0.70547 | 557.4693 | 48.7192 | 733.4433 | 226.5371 | 739.0536 | 701.4276 | 837.8683 | 42.0056 | 898.8701 | 13.0696 | 98.0854 | 102.8018 | 619.2566 | 1115.0882 | 2.0152 | 362.3773 | 432.5999 | 178.7803 | 191.5203 | 178.9979 | 0.45447 | 376.3322 | 358.5846
1f37113 | MBS_a | 2 | 05m_109019_419x230x572.dat | 0.0850;0.0850;0.1928 | 419;230;572 | (0.1925;73.4725;38.8236) | 110 | 3.9 | 52 | 87.015 | 60 | Varibar | [5] | [0] | 0 | 10 | 150 | abnormal | tracheal aspiration | 6.3767 | 3.0101 | 19.1949 | 27.7436 | 13.0964 | 363.3414 | 9.9221e-16 | 2.8671 | 81.4226 | 5.3289 | 0.30816 | 383.4585 | 1.5214 | 0.012432 | 11.0592 | 1.1043 | 54.5219 | 3.2535 | 29.2752 | 140.3337 | 610.4778 | 1.0855 | 604.2291 | 0.31845 | 2.5486 | 2.1798 | 44.8475 | 708.3909 | 0.059722 | 66.3782 | 69.7273 | 61.2732 | 70.3124 | 45.0063 | 0.053502 | 131.681 | 70.3045
1f37113 | MBS_a | 2 | 05m_109019_419x230x572.dat | 0.0850;0.0850;0.1928 | 419;230;572 | (0.1925;73.4725;38.8236) | 110 | 7.85 | 62 | 87.015 | 60 | Varibar | [5] | [0] | 0 | 10 | 150 | abnormal | tracheal aspiration | 6.3767 | 3.0101 | 19.1949 | 27.7436 | 13.0964 | 363.3414 | 7.925e-16 | 4.2075 | 124.8813 | 7.7916 | 0.53367 | 517.5669 | 2.2495 | 0.0032247 | 17.4815 | 1.9182 | 86.7411 | 5.4118 | 41.8349 | 184.0891 | 736.5079 | 1.9001 | 757.5426 | 0.60143 | 4.355 | 3.7354 | 64.3271 | 841.2275 | 0.11975 | 97.0109 | 103.0601 | 78.892 | 88.2777 | 49.6979 | 0.088115 | 170.3902 | 90.1416
1f37113 | MBS_a | 2 | 05m_109019_419x230x572.dat | 0.0850;0.0850;0.1928 | 419;230;572 | (0.1925;73.4725;38.8236) | 110 | 9.9905 | 69 | 87.015 | 60 | Varibar | [5] | [0] | 0 | 10 | 150 | abnormal | tracheal aspiration | 6.3767 | 3.0101 | 19.1949 | 27.7436 | 13.0964 | 363.3414 | 7.6631e-16 | 4.9759 | 141.3918 | 8.6769 | 0.63483 | 556.8372 | 2.6339 | 0.016253 | 19.8914 | 2.3993 | 86.1518 | 6.4073 | 45.5677 | 191.9719 | 776.2653 | 2.2937 | 792.5642 | 0.7212 | 5.1346 | 4.6927 | 69.1169 | 860.3305 | 0.15535 | 108.8915 | 115.3527 | 83.191 | 92.9359 | 50.8344 | 0.015603 | 181.4896 | 95.3517
1f37113 | MBS_a | 2 | 05m_109019_419x230x572.dat | 0.0850;0.0850;0.1928 | 419;230;572 | (0.1925;73.4725;38.8236) | 60 | 2.5 | 38 | 87.015 | 60 | Varibar | [5] | [0] | 0 | 10 | 150 | abnormal | tracheal aspiration | 6.3767 | 3.0101 | 19.1949 | 27.7436 | 13.0964 | 363.3414 | 1.2396e-15 | 0.91073 | 44.4747 | 3.1393 | 0.088886 | 276.082 | 0.42554 | 0.021495 | 5.6249 | 0.34687 | 34.1033 | 1.3822 | 18.6784 | 107.8609 | 511.0203 | 0.29285 | 488.4317 | 0.11315 | 0.99681 | 0.77965 | 29.3064 | 609.991 | 0.011354 | 40.5082 | 41.4618 | 47.9723 | 56.0883 | 41.4016 | 0.037825 | 100.927 | 54.6238
1f37113 | MBS_a | 2 | 05m_109019_419x230x572.dat | 0.0850;0.0850;0.1928 | 419;230;572 | (0.1925;73.4725;38.8236) | 60 | 5.7448 | 47 | 87.015 | 60 | Varibar | [5] | [0] | 0 | 10 | 150 | abnormal | tracheal aspiration | 6.3767 | 3.0101 | 19.1949 | 27.7436 | 13.0964 | 363.3414 | 8.0488e-16 | 3.1002 | 99.9006 | 6.134 | 0.29039 | 464.5535 | 1.3939 | 0.042696 | 13.5275 | 1.1019 | 67.241 | 3.6721 | 37.1074 | 172.6343 | 691.9413 | 1.0054 | 718.5291 | 0.31662 | 2.7535 | 2.267 | 57.9564 | 858.5623 | 0.054816 | 78.6262 | 84.5035 | 74.3696 | 83.1764 | 48.4677 | 0.074897 | 156.1068 | 84.5782
1f37113 | MBS_a | 2 | 05m_109019_419x230x572.dat | 0.0850;0.0850;0.1928 | 419;230;572 | (0.1925;73.4725;38.8236) | 60 | 6.3535 | 49 | 87.015 | 60 | Varibar | [5] | [0] | 0 | 10 | 150 | abnormal | tracheal aspiration | 6.3767 | 3.0101 | 19.1949 | 27.7436 | 13.0964 | 363.3414 | 7.6851e-16 | 3.0192 | 109.4346 | 6.5342 | 0.33989 | 486.7577 | 1.5859 | 0 | 14.9171 | 1.2733 | 67.3508 | 4.1671 | 39.9889 | 179.0339 | 718.0352 | 1.1976 | 747.2084 | 0.36025 | 3.0966 | 2.6039 | 62.2578 | 878.1234 | 0.086233 | 84.8697 | 91.7726 | 76.8741 | 86.5879 | 49.3752 | 0.024461 | 162.9478 | 88.1084
1f37113 | MBS_a | 2 | 05m_109019_419x230x572.dat | 0.0850;0.0850;0.1928 | 419;230;572 | (0.1925;73.4725;38.8236) | 80 | 2.9 | 44 | 87.015 | 60 | Varibar | [5] | [0] | 0 | 10 | 150 | abnormal | tracheal aspiration | 6.3767 | 3.0101 | 19.1949 | 27.7436 | 13.0964 | 363.3414 | 1.1098e-15 | 1.5317 | 60.1545 | 3.8489 | 0.18326 | 321.4697 | 0.78567 | 0.029634 | 7.9524 | 0.66322 | 42.9723 | 2.1713 | 23.3563 | 120.5793 | 555.2216 | 0.60327 | 537.4437 | 0.20081 | 1.4961 | 1.3759 | 35.9584 | 651.5084 | 0.031918 | 51.1933 | 53.538 | 53.5617 | 62.0197 | 42.9185 | 0 | 113.9859 | 61.1878
1f37113 | MBS_a | 2 | 05m_109019_419x230x572.dat | 0.0850;0.0850;0.1928 | 419;230;572 | (0.1925;73.4725;38.8236) | 80 | 7.702 | 57 | 87.015 | 60 | Varibar | [5] | [0] | 0 | 10 | 150 | abnormal | tracheal aspiration | 6.3767 | 3.0101 | 19.1949 | 27.7436 | 13.0964 | 363.3414 | 7.419e-16 | 3.9899 | 127.0594 | 7.2933 | 0.49023 | 526.5419 | 1.8741 | 0.0094634 | 18.0011 | 1.7776 | 87.6658 | 5.4118 | 43.9427 | 189.7702 | 750.6834 | 1.7907 | 777.3582 | 0.53174 | 4.1472 | 3.5996 | 67.6859 | 883.1411 | 0.11057 | 97.5123 | 105.5066 | 80.9599 | 90.6225 | 50.4149 | 0.02058 | 173.8661 | 92.946
1f37113 | MBS_a | 2 | 05m_109019_419x230x572.dat | 0.0850;0.0850;0.1928 | 419;230;572 | (0.1925;73.4725;38.8236) | 80 | 8.502 | 60 | 87.015 | 60 | Varibar | [5] | [0] | 0 | 10 | 150 | abnormal | tracheal aspiration | 6.3767 | 3.0101 | 19.1949 | 27.7436 | 13.0964 | 363.3414 | 7.2356e-16 | 4.4266 | 135.4266 | 8.0701 | 0.51276 | 548.0969 | 2.4129 | 0.0063139 | 19.3447 | 2.0806 | 95.4726 | 5.9057 | 46.1359 | 195.0223 | 769.9312 | 2.0185 | 795.8171 | 0.58802 | 4.6631 | 3.9537 | 70.8139 | 893.3352 | 0.14009 | 103.2873 | 111.9246 | 83.0247 | 92.9805 | 51.0456 | 0.10411 | 179.8734 | 95.7387
1f37113 | MBS_a | 3 | 05m_109019_419x230x572.dat | 0.0850;0.0850;0.1928 | 419;230;572 | (0.1925;73.4725;37.2187) | 110 | 3.9 | 52 | 87.015 | 60 | Varibar | [5] | [0] | 0 | 10 | 150 | abnormal | tracheal aspiration | 6.3767 | 9.9022 | 63.144 | 27.7436 | 43.0822 | 1195.2548 | 3.6668e-16 | 81.4726 | 461.3615 | 434.7439 | 5.9955 | 514.0783 | 36.6918 | 0.32514 | 368.3092 | 27.1433 | 613.7305 | 145.881 | 540.2868 | 477.9974 | 655.0476 | 23.7005 | 672.9381 | 7.1606 | 55.7114 | 59.6222 | 412.7354 | 860.3517 | 1.0065 | 237.0125 | 274.4073 | 128.4516 | 141.2565 | 157.9572 | 0.42206 | 260.1065 | 259.6342
1f37113 | MBS_a | 3 | 05m_109019_419x230x572.dat | 0.0850;0.0850;0.1928 | 419;230;572 | (0.1925;73.4725;37.2187) | 110 | 7.85 | 62 | 87.015 | 60 | Varibar | [5] | [0] | 0 | 10 | 150 | abnormal | tracheal aspiration | 6.3767 | 9.9022 | 63.144 | 27.7436 | 43.0822 | 1195.2548 | 2.9287e-16 | 130.9773 | 668.2544 | 513.2355 | 10.0349 | 713.4284 | 58.6511 | 0.55301 | 518.2207 | 44.4433 | 713.4967 | 207.8278 | 695.7754 | 656.406 | 797.1523 | 39.0689 | 851.2382 | 12.1062 | 90.8329 | 95.3878 | 580.399 | 1046.1044 | 2.0971 | 340.6696 | 398.3709 | 169.3232 | 181.0997 | 174.4422 | 1.0636 | 354.1278 | 338.5724
1f37113 | MBS_a | 3 | 05m_109019_419x230x572.dat | 0.0850;0.0850;0.1928 | 419;230;572 | (0.1925;73.4725;37.2187) | 110 | 9.9905 | 69 | 87.015 | 60 | Varibar | [5] | [0] | 0 | 10 | 150 | abnormal | tracheal aspiration | 6.3767 | 9.9022 | 63.144 | 27.7436 | 43.0822 | 1195.2548 | 2.8319e-16 | 145.2474 | 735.2944 | 546.589 | 12.3065 | 789.1447 | 66.2941 | 0.90062 | 561.9848 | 52.2718 | 769.4761 | 226.4712 | 731.0923 | 707.0451 | 844.6899 | 46.9716 | 899.9879 | 14.7497 | 105.7407 | 111.101 | 625.4752 | 1081.7723 | 2.4542 | 379.8012 | 442.2398 | 180.0432 | 192.4061 | 178.6442 | 1.5143 | 384.7871 | 363.2247
1f37113 | MBS_a | 3 | 05m_109019_419x230x572.dat | 0.0850;0.0850;0.1928 | 419;230;572 | (0.1925;73.4725;37.2187) | 60 | 2.5 | 38 | 87.015 | 60 | Varibar | [5] | [0] | 0 | 10 | 150 | abnormal | tracheal aspiration | 6.3767 | 9.9022 | 63.144 | 27.7436 | 43.0822 | 1195.2548 | 4.5811e-16 | 39.9748 | 290.9323 | 361.1988 | 2.2625 | 353.6461 | 17.4889 | 0.083837 | 246.5765 | 11.827 | 528.319 | 94.5377 | 419.6777 | 332.7779 | 540.6521 | 9.4053 | 527.5331 | 2.5806 | 24.3804 | 28.1306 | 281.0221 | 704.2143 | 0.24944 | 149.795 | 169.7642 | 95.1727 | 109.1586 | 144.7479 | 0.1125 | 183.9585 | 194.0104
1f37113 | MBS_a | 3 | 05m_109019_419x230x572.dat | 0.0850;0.0850;0.1928 | 419;230;572 | (0.1925;73.4725;37.2187) | 60 | 5.7448 | 47 | 87.015 | 60 | Varibar | [5] | [0] | 0 | 10 | 150 | abnormal | tracheal aspiration | 6.3767 | 9.9022 | 63.144 | 27.7436 | 43.0822 | 1195.2548 | 2.9745e-16 | 100.7743 | 579.1285 | 470.7731 | 6.4956 | 617.3875 | 45.0063 | 0.13078 | 465.4276 | 31.4214 | 666.5055 | 184.8195 | 664.1521 | 593.5849 | 743.3259 | 26.8458 | 800.1091 | 7.5418 | 64.6636 | 70.9908 | 522.0427 | 1031.0411 | 1.0398 | 281.0473 | 333.7576 | 153.6925 | 167.77 | 170.0859 | 0.52077 | 314.2452 | 308.1852
1f37113 | MBS_a | 3 | 05m_109019_419x230x572.dat | 0.0850;0.0850;0.1928 | 419;230;572 | (0.1925;73.4725;37.2187) | 60 | 6.3535 | 49 | 87.015 | 60 | Varibar | [5] | [0] | 0 | 10 | 150 | abnormal | tracheal aspiration | 6.3767 | 9.9022 | 63.144 | 27.7436 | 43.0822 | 1195.2548 | 2.8401e-16 | 107.0492 | 622.2675 | 486.1454 | 7.6733 | 653.0763 | 52.1285 | 0.52333 | 494.9479 | 35.4988 | 687.2653 | 198.0742 | 693.4623 | 627.4786 | 774.9736 | 30.5662 | 833.7392 | 8.5958 | 72.8355 | 79.1381 | 554.2417 | 1067.0763 | 1.1888 | 302.028 | 360.7529 | 161.394 | 175.5365 | 173.2999 | 0.35555 | 332.3326 | 323.7887
1f37113 | MBS_a | 3 | 05m_109019_419x230x572.dat | 0.0850;0.0850;0.1928 | 419;230;572 | (0.1925;73.4725;37.2187) | 80 | 2.9 | 44 | 87.015 | 60 | Varibar | [5] | [0] | 0 | 10 | 150 | abnormal | tracheal aspiration | 6.3767 | 9.9022 | 63.144 | 27.7436 | 43.0822 | 1195.2548 | 4.1016e-16 | 57.7191 | 363.2741 | 389.4348 | 3.7937 | 420.7397 | 25.3512 | 0.038019 | 298.1774 | 18.1091 | 560.4174 | 116.7695 | 470.4278 | 395.4812 | 582.4577 | 15.0347 | 589.2355 | 4.4639 | 37.3977 | 41.323 | 336.504 | 760.6083 | 0.48681 | 185.8464 | 214.6452 | 109.6107 | 122.5612 | 150.3179 | 0.33241 | 215.6014 | 220.8829
1f37113 | MBS_a | 3 | 05m_109019_419x230x572.dat | 0.0850;0.0850;0.1928 | 419;230;572 | (0.1925;73.4725;37.2187) | 80 | 7.702 | 57 | 87.015 | 60 | Varibar | [5] | [0] | 0 | 10 | 150 | abnormal | tracheal aspiration | 6.3767 | 9.9022 | 63.144 | 27.7436 | 43.0822 | 1195.2548 | 2.7415e-16 | 129.6178 | 686.7356 | 514.5319 | 9.8423 | 722.9198 | 59.9266 | 0.86379 | 534.7396 | 45.0079 | 718.105 | 216.5951 | 720.5124 | 676.2304 | 812.5781 | 39.6605 | 874.1862 | 11.8328 | 90.6796 | 95.6805 | 596.8949 | 1096.7269 | 1.963 | 343.2668 | 409.3687 | 172.491 | 185.7692 | 176.9081 | 1.5319 | 361.5606 | 346.649
1f37113 | MBS_a | 3 | 05m_109019_419x230x572.dat | 0.0850;0.0850;0.1928 | 419;230;572 | (0.1925;73.4725;37.2187) | 80 | 8.502 | 60 | 87.015 | 60 | Varibar | [5] | [0] | 0 | 10 | 150 | abnormal | tracheal aspiration | 6.3767 | 9.9022 | 63.144 | 27.7436 | 43.0822 | 1195.2548 | 2.6737e-16 | 141.5871 | 720.0162 | 528.9694 | 10.6377 | 753.9393 | 65.3516 | 0.70547 | 557.4693 | 48.7192 | 733.4433 | 226.5371 | 739.0536 | 701.4276 | 837.8683 | 42.0056 | 898.8701 | 13.0696 | 98.0854 | 102.8018 | 619.2566 | 1115.0882 | 2.0152 | 362.3773 | 432.5999 | 178.7803 | 191.5203 | 178.9979 | 0.45447 | 376.3322 | 358.5846
1f37113 | MBS_a | 4 | 05m_109019_419x230x572.dat | 0.0850;0.0850;0.1928 | 419;230;572 | (0.1925;73.4725;38.8236) | 110 | 3.9 | 52 | 87.015 | 60 | Varibar | [5,133] | [30,30] | 0 | 10 | 150 | abnormal | tracheal aspiration | 6.3767 | 3.0101 | 19.1949 | 27.7436 | 13.0964 | 363.3414 | 9.9221e-16 | 2.7529 | 80.6909 | 5.1739 | 0.29762 | 380.3745 | 1.5193 | 0.012432 | 10.7901 | 1.079 | 52.5163 | 3.1949 | 28.8599 | 139.4871 | 1295.0934 | 1.0513 | 585.3621 | 0.31193 | 2.4556 | 2.101 | 44.0634 | 706.0023 | 0.056089 | 65.5215 | 68.8445 | 60.6588 | 69.4134 | 44.7865 | 0.053502 | 183.5932 | 76.0131
1f37113 | MBS_a | 4 | 05m_109019_419x230x572.dat | 0.0850;0.0850;0.1928 | 419;230;572 | (0.1925;73.4725;38.8236) | 110 | 7.85 | 62 | 87.015 | 60 | Varibar | [5,133] | [30,30] | 0 | 10 | 150 | abnormal | tracheal aspiration | 6.3767 | 3.0101 | 19.1949 | 27.7436 | 13.0964 | 363.3414 | 7.925e-16 | 4.1429 | 123.627 | 7.4285 | 0.52092 | 513.3523 | 2.1683 | 0.005758 | 17.0184 | 1.8856 | 84.5164 | 5.2884 | 41.1636 | 182.5371 | 1839.1245 | 1.8555 | 733.2649 | 0.58264 | 4.2653 | 3.6222 | 62.7397 | 836.584 | 0.11773 | 95.6464 | 101.6328 | 78.0832 | 87.0663 | 49.3378 | 0.088115 | 254.1088 | 99.359
1f37113 | MBS_a | 4 | 05m_109019_419x230x572.dat | 0.0850;0.0850;0.1928 | 419;230;572 | (0.1925;73.4725;38.8236) | 110 | 9.9905 | 69 | 87.015 | 60 | Varibar | [5,133] | [30,30] | 0 | 10 | 150 | abnormal | tracheal aspiration | 6.3767 | 3.0101 | 19.1949 | 27.7436 | 13.0964 | 363.3414 | 7.6631e-16 | 4.8807 | 139.9303 | 8.2632 | 0.6261 | 551.8392 | 2.5439 | 0.016253 | 19.3473 | 2.3535 | 84.0795 | 6.2502 | 44.7521 | 190.8366 | 2023.8542 | 2.2206 | 768.0311 | 0.69803 | 4.99 | 4.5038 | 67.4061 | 853.8841 | 0.15127 | 107.3379 | 113.7218 | 82.5995 | 91.6946 | 50.4203 | 0.015603 | 276.2639 | 105.7769
1f37113 | MBS_a | 4 | 05m_109019_419x230x572.dat | 0.0850;0.0850;0.1928 | 419;230;572 | (0.1925;73.4725;38.8236) | 60 | 2.5 | 38 | 87.015 | 60 | Varibar | [5,133] | [30,30] | 0 | 10 | 150 | abnormal | tracheal aspiration | 6.3767 | 3.0101 | 19.1949 | 27.7436 | 13.0964 | 363.3414 | 1.2396e-15 | 0.89935 | 44.1996 | 3.0631 | 0.088757 | 273.565 | 0.42766 | 0.021495 | 5.5268 | 0.34085 | 33.8572 | 1.3658 | 18.5114 | 107.5302 | 830.0531 | 0.27753 | 474.1927 | 0.11164 | 0.97438 | 0.75597 | 28.8691 | 607.4498 | 0.011354 | 40.1031 | 41.0684 | 47.4082 | 55.4144 | 41.2812 | 0.037825 | 124.9165 | 57.1561
1f37113 | MBS_a | 4 | 05m_109019_419x230x572.dat | 0.0850;0.0850;0.1928 | 419;230;572 | (0.1925;73.4725;38.8236) | 60 | 5.7448 | 47 | 87.015 | 60 | Varibar | [5,133] | [30,30] | 0 | 10 | 150 | abnormal | tracheal aspiration | 6.3767 | 3.0101 | 19.1949 | 27.7436 | 13.0964 | 363.3414 | 8.0488e-16 | 3.1068 | 99.0396 | 5.8124 | 0.28464 | 459.5465 | 1.3679 | 0.042696 | 13.202 | 1.077 | 66.3192 | 3.6094 | 36.6191 | 171.541 | 1564.3318 | 0.9709 | 691.7922 | 0.30749 | 2.6924 | 2.2091 | 56.9811 | 854.9096 | 0.054816 | 77.5378 | 83.3896 | 73.4927 | 81.9167 | 48.1763 | 0.074897 | 222.0889 | 91.7782
1f37113 | MBS_a | 4 | 05m_109019_419x230x572.dat | 0.0850;0.0850;0.1928 | 419;230;572 | (0.1925;73.4725;38.8236) | 60 | 6.3535 | 49 | 87.015 | 60 | Varibar | [5,133] | [30,30] | 0 | 10 | 150 | abnormal | tracheal aspiration | 6.3767 | 3.0101 | 19.1949 | 27.7436 | 13.0964 | 363.3414 | 7.6851e-16 | 2.9493 | 108.4262 | 6.4014 | 0.335 | 481.6049 | 1.582 | 0 | 14.5827 | 1.2499 | 64.7848 | 4.0889 | 39.4215 | 177.8888 | 1705.3694 | 1.1543 | 718.9591 | 0.35139 | 3.0218 | 2.5271 | 61.1804 | 875.4039 | 0.085694 | 83.6421 | 90.5074 | 75.9654 | 85.2559 | 49.038 | 0.075504 | 237.7279 | 96.3746
1f37113 | MBS_a | 4 | 05m_109019_419x230x572.dat | 0.0850;0.0850;0.1928 | 419;230;572 | (0.1925;73.4725;38.8236) | 80 | 2.9 | 44 | 87.015 | 60 | Varibar | [5,133] | [30,30] | 0 | 10 | 150 | abnormal | tracheal aspiration | 6.3767 | 3.0101 | 19.1949 | 27.7436 | 13.0964 | 363.3414 | 1.1098e-15 | 1.5154 | 59.6643 | 3.771 | 0.17688 | 317.7573 | 0.74292 | 0.029634 | 7.7707 | 0.65427 | 41.8027 | 2.1354 | 23.0697 | 119.8404 | 1044.5039 | 0.58494 | 520.567 | 0.1974 | 1.4717 | 1.3362 | 35.5512 | 649.0936 | 0.031918 | 50.5778 | 52.9136 | 52.9166 | 61.2343 | 42.7434 | 0 | 150.833 | 65.1771
1f37113 | MBS_a | 4 | 05m_109019_419x230x572.dat | 0.0850;0.0850;0.1928 | 419;230;572 | (0.1925;73.4725;38.8236) | 80 | 7.702 | 57 | 87.015 | 60 | Varibar | [5,133] | [30,30] | 0 | 10 | 150 | abnormal | tracheal aspiration | 6.3767 | 3.0101 | 19.1949 | 27.7436 | 13.0964 | 363.3414 | 7.419e-16 | 3.8667 | 125.7263 | 7.2352 | 0.47597 | 521.1503 | 1.8532 | 0.012675 | 17.5132 | 1.7349 | 85.6264 | 5.2891 | 43.1933 | 188.6649 | 1938.6779 | 1.7161 | 749.7668 | 0.51235 | 3.9972 | 3.4757 | 66.2046 | 877.0216 | 0.093417 | 96.031 | 103.9452 | 80.1869 | 89.2785 | 50.0324 | 0.02058 | 264.0014 | 102.868
1f37113 | MBS_a | 4 | 05m_109019_419x230x572.dat | 0.0850;0.0850;0.1928 | 419;230;572 | (0.1925;73.4725;38.8236) | 80 | 8.502 | 60 | 87.015 | 60 | Varibar | [5,133] | [30,30] | 0 | 10 | 150 | abnormal | tracheal aspiration | 6.3767 | 3.0101 | 19.1949 | 27.7436 | 13.0964 | 363.3414 | 7.2356e-16 | 4.2711 | 133.9491 | 7.8464 | 0.50426 | 543.4394 | 2.3554 | 0.0063139 | 18.7753 | 2.0376 | 95.2087 | 5.7769 | 45.355 | 193.5712 | 2057.3328 | 1.9347 | 768.3833 | 0.56957 | 4.5113 | 3.8197 | 69.0283 | 888.0143 | 0.14302 | 101.6886 | 110.2349 | 82.0876 | 91.6085 | 50.6195 | 0.093265 | 277.6904 | 106.5611
1f37113 | MBS_a | 5 | 05m_109019_419x230x572.dat | 0.0850;0.0850;0.1928 | 419;230;572 | (0.1925;73.4725;38.8236) | 110 | 3.9 | 52 | 87.015 | 60 | Varibar | [5,133,110] | [30,30,100] | 0 | 20 | 150 | abnormal | tracheal aspiration | 6.3767 | 3.0101 | 19.1949 | 27.7436 | 13.0964 | 363.3414 | 9.9221e-16 | 2.5307 | 80.6012 | 5.1002 | 0.28057 | 380.0822 | 1.4752 | 0.012432 | 10.0668 | 0.99936 | 52.4921 | 3.0543 | 27.6444 | 1507.9524 | 1294.5895 | 0.96893 | 584.3945 | 0.29355 | 2.2824 | 1.9285 | 41.6063 | 700.6708 | 0.051322 | 65.2012 | 68.3614 | 59.4235 | 69.1319 | 44.6741 | 0.053502 | 288.3817 | 142.8749
1f37113 | MBS_a | 5 | 05m_109019_419x230x572.dat | 0.0850;0.0850;0.1928 | 419;230;572 | (0.1925;73.4725;38.8236) | 110 | 7.85 | 62 | 87.015 | 60 | Varibar | [5,133,110] | [30,30,100] | 0 | 20 | 150 | abnormal | tracheal aspiration | 6.3767 | 3.0101 | 19.1949 | 27.7436 | 13.0964 | 363.3414 | 7.925e-16 | 3.7927 | 123.4743 | 7.1955 | 0.49528 | 513.0369 | 2.1422 | 0.0032247 | 15.8398 | 1.7537 | 84.524 | 5.0351 | 39.5257 | 2327.8332 | 1837.9889 | 1.7015 | 731.9652 | 0.55053 | 3.9229 | 3.3473 | 59.151 | 830.2496 | 0.10438 | 95.1672 | 100.8961 | 76.7841 | 86.7116 | 49.1961 | 0.031735 | 418.4465 | 204.2858
1f37113 | MBS_a | 5 | 05m_109019_419x230x572.dat | 0.0850;0.0850;0.1928 | 419;230;572 | (0.1925;73.4725;38.8236) | 110 | 9.9905 | 69 | 87.015 | 60 | Varibar | [5,133,110] | [30,30,100] | 0 | 20 | 150 | abnormal | tracheal aspiration | 6.3767 | 3.0101 | 19.1949 | 27.7436 | 13.0964 | 363.3414 | 7.6631e-16 | 4.5737 | 139.7606 | 8.2506 | 0.59413 | 551.6043 | 2.3946 | 0.016253 | 18.024 | 2.2112 | 83.9425 | 5.9468 | 42.9265 | 2643.7077 | 2022.1578 | 2.0456 | 766.5173 | 0.66226 | 4.6399 | 4.2083 | 63.6413 | 849.8387 | 0.14142 | 106.8169 | 112.9103 | 81.2294 | 91.3358 | 50.2801 | 0.015603 | 464.1958 | 225.9204
1f37113 | MBS_a | 5 | 05m_109019_419x230x572.dat | 0.0850;0.0850;0.1928 | 419;230;572 | (0.1925;73.4725;38.8236) | 60 | 2.5 | 38 | 87.015 | 60 | Varibar | [5,133,110] | [30,30,100] | 0 | 20 | 150 | abnormal | tracheal aspiration | 6.3767 | 3.0101 | 19.1949 | 27.7436 | 13.0964 | 363.3414 | 1.2396e-15 | 0.80884 | 44.1673 | 3.0552 | 0.086434 | 273.2907 | 0.39246 | 0.021495 | 5.1671 | 0.31536 | 33.8572 | 1.319 | 17.6902 | 786.3117 | 829.8111 | 0.2602 | 473.4586 | 0.10638 | 0.91234 | 0.69148 | 27.3266 | 600.7942 | 0.011354 | 39.9121 | 40.7939 | 46.2844 | 55.1919 | 41.2071 | 0.037825 | 176.8068 | 90.1245
1f37113 | MBS_a | 5 | 05m_109019_419x230x572.dat | 0.0850;0.0850;0.1928 | 419;230;572 | (0.1925;73.4725;38.8236) | 60 | 5.7448 | 47 | 87.015 | 60 | Varibar | [5,133,110] | [30,30,100] | 0 | 20 | 150 | abnormal | tracheal aspiration | 6.3767 | 3.0101 | 19.1949 | 27.7436 | 13.0964 | 363.3414 | 8.0488e-16 | 2.8222 | 98.9364 | 5.6879 | 0.27655 | 458.9874 | 1.358 | 0.042696 | 12.2915 | 0.99674 | 66.2956 | 3.4636 | 34.9841 | 1791.1978 | 1563.5863 | 0.90135 | 690.5125 | 0.29788 | 2.4988 | 1.9661 | 53.7036 | 846.6102 | 0.054816 | 77.1425 | 82.7795 | 71.9412 | 81.5477 | 48.0388 | 0.074897 | 346.0305 | 170.7897
1f37113 | MBS_a | 5 | 05m_109019_419x230x572.dat | 0.0850;0.0850;0.1928 | 419;230;572 | (0.1925;73.4725;38.8236) | 60 | 6.3535 | 49 | 87.015 | 60 | Varibar | [5,133,110] | [30,30,100] | 0 | 20 | 150 | abnormal | tracheal aspiration | 6.3767 | 3.0101 | 19.1949 | 27.7436 | 13.0964 | 363.3414 | 7.6851e-16 | 2.6068 | 108.309 | 6.1936 | 0.32516 | 481.2665 | 1.5089 | 0 | 13.6042 | 1.1662 | 64.9136 | 3.9177 | 37.6714 | 1994.1085 | 1704.4586 | 1.0451 | 717.6188 | 0.3348 | 2.8054 | 2.3043 | 57.5761 | 868.5335 | 0.075142 | 83.2008 | 89.8283 | 74.426 | 84.8705 | 48.8865 | 0.075504 | 376.7677 | 185.0874
1f37113 | MBS_a | 5 | 05m_109019_419x230x572.dat | 0.0850;0.0850;0.1928 | 419;230;572 | (0.1925;73.4725;38.8236) | 80 | 2.9 | 44 | 87.015 | 60 | Varibar | [5,133,110] | [30,30,100] | 0 | 20 | 150 | abnormal | tracheal aspiration | 6.3767 | 3.0101 | 19.1949 | 27.7436 | 13.0964 | 363.3414 | 1.1098e-15 | 1.4238 | 59.6075 | 3.7165 | 0.16981 | 317.3879 | 0.68103 | 0.029634 | 7.2488 | 0.61573 | 41.7504 | 2.0433 | 22.0371 | 1109.0195 | 1044.2336 | 0.51858 | 519.8101 | 0.19033 | 1.3435 | 1.2571 | 33.6463 | 643.1466 | 0.031586 | 50.3317 | 52.5462 | 51.6705 | 60.9794 | 42.6488 | 0 | 226.5241 | 113.4025
1f37113 | MBS_a | 5 | 05m_109019_419x230x572.dat | 0.0850;0.0850;0.1928 | 419;230;572 | (0.1925;73.4725;38.8236) | 80 | 7.702 | 57 | 87.015 | 60 | Varibar | [5,133,110] | [30,30,100] | 0 | 20 | 150 | abnormal | tracheal aspiration | 6.3767 | 3.0101 | 19.1949 | 27.7436 | 13.0964 | 363.3414 | 7.419e-16 | 3.5013 | 125.5767 | 7.0859 | 0.46656 | 520.692 | 1.7632 | 0.012675 | 16.2475 | 1.6071 | 85.3339 | 5.0328 | 41.34 | 2434.0295 | 1937.33 | 1.5312 | 748.4054 | 0.48918 | 3.6606 | 3.193 | 62.0531 | 869.2577 | 0.088865 | 95.5191 | 103.1512 | 78.5885 | 88.8841 | 49.8656 | 0.02058 | 435.9185 | 212.6301
1f37113 | MBS_a | 5 | 05m_109019_419x230x572.dat | 0.0850;0.0850;0.1928 | 419;230;572 | (0.1925;73.4725;38.8236) | 80 | 8.502 | 60 | 87.015 | 60 | Varibar | [5,133,110] | [30,30,100] | 0 | 20 | 150 | abnormal | tracheal aspiration | 6.3767 | 3.0101 | 19.1949 | 27.7436 | 13.0964 | 363.3414 | 7.2356e-16 | 3.8464 | 133.7778 | 7.6413 | 0.48246 | 543.1215 | 2.2677 | 0.0063139 | 17.4112 | 1.8916 | 95.1907 | 5.4919 | 43.4658 | 2627.1557 | 2055.9508 | 1.7317 | 766.9045 | 0.54249 | 4.1499 | 3.4882 | 64.8241 | 880.5788 | 0.1396 | 101.1513 | 109.3889 | 80.6302 | 91.2151 | 50.4381 | 0.093265 | 464.097 | 225.5793
1f37113 | MBS_a | 6 | 05m_109019_419x230x572.dat | 0.0850;0.0850;0.1928 | 419;230;572 | (0.1925;73.4725;37.2187) | 110 | 3.9 | 52 | 87.015 | 60 | Varibar | [5] | [0] | 0 | 10 | 150 | abnormal | tracheal aspiration | 6.3767 | 9.9022 | 63.144 | 27.7436 | 43.0822 | 1195.2548 | 3.6668e-16 | 81.4726 | 461.3615 | 434.7439 | 5.9955 | 514.0783 | 36.6918 | 0.32514 | 368.3092 | 27.1433 | 613.7305 | 145.881 | 540.2868 | 477.9974 | 655.0476 | 23.7005 | 672.9381 | 7.1606 | 55.7114 | 59.6222 | 412.7354 | 860.3517 | 1.0065 | 237.0125 | 274.4073 | 128.4516 | 141.2565 | 157.9572 | 0.42206 | 260.1065 | 259.6342
1f37113 | MBS_a | 6 | 05m_109019_419x230x572.dat | 0.0850;0.0850;0.1928 | 419;230;572 | (0.1925;73.4725;37.2187) | 110 | 7.85 | 62 | 87.015 | 60 | Varibar | [5] | [0] | 0 | 10 | 150 | abnormal | tracheal aspiration | 6.3767 | 9.9022 | 63.144 | 27.7436 | 43.0822 | 1195.2548 | 2.9287e-16 | 130.9773 | 668.2544 | 513.2355 | 10.0349 | 713.4284 | 58.6511 | 0.55301 | 518.2207 | 44.4433 | 713.4967 | 207.8278 | 695.7754 | 656.406 | 797.1523 | 39.0689 | 851.2382 | 12.1062 | 90.8329 | 95.3878 | 580.399 | 1046.1044 | 2.0971 | 340.6696 | 398.3709 | 169.3232 | 181.0997 | 174.4422 | 1.0636 | 354.1278 | 338.5724
1f37113 | MBS_a | 6 | 05m_109019_419x230x572.dat | 0.0850;0.0850;0.1928 | 419;230;572 | (0.1925;73.4725;37.2187) | 110 | 9.9905 | 69 | 87.015 | 60 | Varibar | [5] | [0] | 0 | 10 | 150 | abnormal | tracheal aspiration | 6.3767 | 9.9022 | 63.144 | 27.7436 | 43.0822 | 1195.2548 | 2.8319e-16 | 145.2474 | 735.2944 | 546.589 | 12.3065 | 789.1447 | 66.2941 | 0.90062 | 561.9848 | 52.2718 | 769.4761 | 226.4712 | 731.0923 | 707.0451 | 844.6899 | 46.9716 | 899.9879 | 14.7497 | 105.7407 | 111.101 | 625.4752 | 1081.7723 | 2.4542 | 379.8012 | 442.2398 | 180.0432 | 192.4061 | 178.6413 | 1.5143 | 384.7871 | 363.2247
1f37113 | MBS_a | 6 | 05m_109019_419x230x572.dat | 0.0850;0.0850;0.1928 | 419;230;572 | (0.1925;73.4725;37.2187) | 60 | 2.5 | 38 | 87.015 | 60 | Varibar | [5] | [0] | 0 | 10 | 150 | abnormal | tracheal aspiration | 6.3767 | 9.9022 | 63.144 | 27.7436 | 43.0822 | 1195.2548 | 4.5811e-16 | 39.9748 | 290.9323 | 361.1988 | 2.2625 | 353.6461 | 17.4889 | 0.083837 | 246.5765 | 11.8272 | 528.319 | 94.5377 | 419.6777 | 332.7779 | 540.6521 | 9.4086 | 527.5331 | 2.5806 | 24.3804 | 28.1306 | 281.0221 | 704.2143 | 0.24944 | 149.795 | 169.7642 | 95.1727 | 109.1586 | 144.7479 | 0.1125 | 183.9588 | 194.0105
1f37113 | MBS_a | 6 | 05m_109019_419x230x572.dat | 0.0850;0.0850;0.1928 | 419;230;572 | (0.1925;73.4725;37.2187) | 60 | 5.7448 | 47 | 87.015 | 60 | Varibar | [5] | [0] | 0 | 10 | 150 | abnormal | tracheal aspiration | 6.3767 | 9.9022 | 63.144 | 27.7436 | 43.0822 | 1195.2548 | 2.9745e-16 | 100.7743 | 579.1285 | 470.7731 | 6.4956 | 617.3875 | 45.0063 | 0.13078 | 465.4276 | 31.4214 | 666.5055 | 184.8195 | 664.1521 | 593.5849 | 743.3259 | 26.8458 | 800.1091 | 7.5418 | 64.6636 | 70.9908 | 522.0427 | 1031.0411 | 1.0398 | 281.0473 | 333.7576 | 153.6925 | 167.77 | 170.0859 | 0.52077 | 314.2452 | 308.1852
1f37113 | MBS_a | 6 | 05m_109019_419x230x572.dat | 0.0850;0.0850;0.1928 | 419;230;572 | (0.1925;73.4725;37.2187) | 60 | 6.3535 | 49 | 87.015 | 60 | Varibar | [5] | [0] | 0 | 10 | 150 | abnormal | tracheal aspiration | 6.3767 | 9.9022 | 63.144 | 27.7436 | 43.0822 | 1195.2548 | 2.8401e-16 | 107.0492 | 622.2675 | 486.1454 | 7.6733 | 653.0763 | 52.1285 | 0.52333 | 494.9479 | 35.4988 | 687.2653 | 198.0742 | 693.4623 | 627.4786 | 774.9736 | 30.5662 | 833.7392 | 8.5958 | 72.8355 | 79.1381 | 554.2417 | 1067.0763 | 1.1888 | 302.028 | 360.7522 | 161.394 | 175.5365 | 173.2999 | 0.35555 | 332.3326 | 323.7887
1f37113 | MBS_a | 6 | 05m_109019_419x230x572.dat | 0.0850;0.0850;0.1928 | 419;230;572 | (0.1925;73.4725;37.2187) | 80 | 2.9 | 44 | 87.015 | 60 | Varibar | [5] | [0] | 0 | 10 | 150 | abnormal | tracheal aspiration | 6.3767 | 9.9022 | 63.144 | 27.7436 | 43.0822 | 1195.2548 | 4.1016e-16 | 57.7191 | 363.2741 | 389.4348 | 3.7937 | 420.7397 | 25.3512 | 0.038019 | 298.1774 | 18.1084 | 560.4174 | 116.7695 | 470.4278 | 395.4812 | 582.4577 | 15.0386 | 589.2355 | 4.4639 | 37.3977 | 41.323 | 336.504 | 760.6083 | 0.48681 | 185.8464 | 214.6452 | 109.6107 | 122.5612 | 150.3179 | 0.33241 | 215.6016 | 220.8829
1f37113 | MBS_a | 6 | 05m_109019_419x230x572.dat | 0.0850;0.0850;0.1928 | 419;230;572 | (0.1925;73.4725;37.2187) | 80 | 7.702 | 57 | 87.015 | 60 | Varibar | [5] | [0] | 0 | 10 | 150 | abnormal | tracheal aspiration | 6.3767 | 9.9022 | 63.144 | 27.7436 | 43.0822 | 1195.2548 | 2.7415e-16 | 129.6178 | 686.7356 | 514.5319 | 9.8438 | 722.9198 | 59.9266 | 0.86379 | 534.7396 | 45.0079 | 718.105 | 216.5951 | 720.5124 | 676.2304 | 812.5781 | 39.6605 | 874.1862 | 11.8328 | 90.6832 | 95.6805 | 596.8949 | 1096.7269 | 1.963 | 343.2668 | 409.3688 | 172.491 | 185.7692 | 176.9081 | 1.5319 | 361.5606 | 346.6492
1f37113 | MBS_a | 6 | 05m_109019_419x230x572.dat | 0.0850;0.0850;0.1928 | 419;230;572 | (0.1925;73.4725;37.2187) | 80 | 8.502 | 60 | 87.015 | 60 | Varibar | [5] | [0] | 0 | 10 | 150 | abnormal | tracheal aspiration | 6.3767 | 9.9022 | 63.144 | 27.7436 | 43.0822 | 1195.2548 | 2.6737e-16 | 141.5871 | 720.0162 | 528.9694 | 10.6377 | 753.9393 | 65.3516 | 0.70547 | 557.4693 | 48.7192 | 733.4433 | 226.5371 | 739.0536 | 701.4276 | 837.8683 | 42.0056 | 898.8701 | 13.0696 | 98.0854 | 102.8018 | 619.2566 | 1115.0882 | 2.0152 | 362.3773 | 432.5998 | 178.7803 | 191.5203 | 178.9979 | 0.45447 | 376.3322 | 358.5846
1f37113 | MBS_a | 7 | 05m_109019_419x230x572.dat | 0.0850;0.0850;0.1928 | 419;230;572 | (0.1925;73.4725;38.8236) | 110 | 3.9 | 52 | 87.015 | 60 | Varibar | [5,133] | [30,30] | 0 | 10 | 150 | abnormal | tracheal aspiration | 6.3767 | 3.0101 | 19.1949 | 27.7436 | 13.0964 | 363.3414 | 9.9221e-16 | 2.7529 | 80.6909 | 5.1739 | 0.29762 | 380.3745 | 1.5193 | 0.012432 | 10.7901 | 1.079 | 52.5163 | 3.1949 | 28.8599 | 139.4871 | 1295.0934 | 1.0513 | 585.3621 | 0.31193 | 2.4556 | 2.101 | 44.0634 | 706.0023 | 0.056089 | 65.5215 | 68.8444 | 60.6588 | 69.4134 | 44.7865 | 0.053502 | 183.5932 | 76.0131
1f37113 | MBS_a | 7 | 05m_109019_419x230x572.dat | 0.0850;0.0850;0.1928 | 419;230;572 | (0.1925;73.4725;38.8236) | 110 | 7.85 | 62 | 87.015 | 60 | Varibar | [5,133] | [30,30] | 0 | 10 | 150 | abnormal | tracheal aspiration | 6.3767 | 3.0101 | 19.1949 | 27.7436 | 13.0964 | 363.3414 | 7.925e-16 | 4.1429 | 123.627 | 7.4285 | 0.52092 | 513.3523 | 2.1683 | 0.005758 | 17.0184 | 1.8856 | 84.5164 | 5.2884 | 41.1636 | 182.5371 | 1839.1245 | 1.8555 | 733.2649 | 0.58264 | 4.2653 | 3.6222 | 62.7397 | 836.584 | 0.11773 | 95.6464 | 101.6328 | 78.0832 | 87.0663 | 49.3378 | 0.088115 | 254.1088 | 99.359
1f37113 | MBS_a | 7 | 05m_109019_419x230x572.dat | 0.0850;0.0850;0.1928 | 419;230;572 | (0.1925;73.4725;38.8236) | 110 | 9.9905 | 69 | 87.015 | 60 | Varibar | [5,133] | [30,30] | 0 | 10 | 150 | abnormal | tracheal aspiration | 6.3767 | 3.0101 | 19.1949 | 27.7436 | 13.0964 | 363.3414 | 7.6631e-16 | 4.8807 | 139.9303 | 8.2632 | 0.6261 | 551.8392 | 2.5439 | 0.016253 | 19.3473 | 2.3535 | 84.0795 | 6.2502 | 44.7521 | 190.8366 | 2023.8542 | 2.2206 | 768.0311 | 0.69803 | 4.99 | 4.5038 | 67.4061 | 853.8841 | 0.15127 | 107.3379 | 113.7215 | 82.5995 | 91.6946 | 50.4203 | 0.015603 | 276.2639 | 105.7769
1f37113 | MBS_a | 7 | 05m_109019_419x230x572.dat | 0.0850;0.0850;0.1928 | 419;230;572 | (0.1925;73.4725;38.8236) | 60 | 2.5 | 38 | 87.015 | 60 | Varibar | [5,133] | [30,30] | 0 | 10 | 150 | abnormal | tracheal aspiration | 6.3767 | 3.0101 | 19.1949 | 27.7436 | 13.0964 | 363.3414 | 1.2396e-15 | 0.89935 | 44.1996 | 3.0631 | 0.088757 | 273.565 | 0.42766 | 0.021495 | 5.5268 | 0.34085 | 33.8572 | 1.3658 | 18.5114 | 107.5302 | 830.0531 | 0.27753 | 474.2008 | 0.11164 | 0.97414 | 0.75597 | 28.8691 | 607.4498 | 0.011354 | 40.103 | 41.0684 | 47.4082 | 55.4144 | 41.2812 | 0.037825 | 124.9165 | 57.1562
1f37113 | MBS_a | 7 | 05m_109019_419x230x572.dat | 0.0850;0.0850;0.1928 | 419;230;572 | (0.1925;73.4725;38.8236) | 60 | 5.7448 | 47 | 87.015 | 60 | Varibar | [5,133] | [30,30] | 0 | 10 | 150 | abnormal | tracheal aspiration | 6.3767 | 3.0101 | 19.1949 | 27.7436 | 13.0964 | 363.3414 | 8.0488e-16 | 3.1068 | 99.0396 | 5.8124 | 0.28464 | 459.5465 | 1.3679 | 0.042696 | 13.202 | 1.077 | 66.3192 | 3.6094 | 36.6191 | 171.541 | 1564.3318 | 0.9709 | 691.7922 | 0.30749 | 2.6924 | 2.2091 | 56.9811 | 854.9096 | 0.054816 | 77.5378 | 83.3896 | 73.4915 | 81.9167 | 48.1763 | 0.074897 | 222.0888 | 91.7782
1f37113 | MBS_a | 7 | 05m_109019_419x230x572.dat | 0.0850;0.0850;0.1928 | 419;230;572 | (0.1925;73.4725;38.8236) | 60 | 6.3535 | 49 | 87.015 | 60 | Varibar | [5,133] | [30,30] | 0 | 10 | 150 | abnormal | tracheal aspiration | 6.3767 | 3.0101 | 19.1949 | 27.7436 | 13.0964 | 363.3414 | 7.6851e-16 | 2.9493 | 108.4262 | 6.4014 | 0.335 | 481.6049 | 1.582 | 0 | 14.5827 | 1.2499 | 64.7848 | 4.0889 | 39.4215 | 177.8888 | 1705.3694 | 1.1543 | 718.9591 | 0.35139 | 3.0218 | 2.5271 | 61.1804 | 875.4039 | 0.085694 | 83.6421 | 90.5074 | 75.9654 | 85.2559 | 49.038 | 0.075504 | 237.7279 | 96.3746
1f37113 | MBS_a | 7 | 05m_109019_419x230x572.dat | 0.0850;0.0850;0.1928 | 419;230;572 | (0.1925;73.4725;38.8236) | 80 | 2.9 | 44 | 87.015 | 60 | Varibar | [5,133] | [30,30] | 0 | 10 | 150 | abnormal | tracheal aspiration | 6.3767 | 3.0101 | 19.1949 | 27.7436 | 13.0964 | 363.3414 | 1.1098e-15 | 1.5154 | 59.6643 | 3.771 | 0.17688 | 317.7573 | 0.74292 | 0.029634 | 7.7707 | 0.65427 | 41.8027 | 2.1354 | 23.0697 | 119.8404 | 1044.5039 | 0.58494 | 520.567 | 0.1974 | 1.4717 | 1.3362 | 35.5512 | 649.0936 | 0.031918 | 50.5778 | 52.9136 | 52.9166 | 61.2343 | 42.7434 | 0 | 150.833 | 65.1771
1f37113 | MBS_a | 7 | 05m_109019_419x230x572.dat | 0.0850;0.0850;0.1928 | 419;230;572 | (0.1925;73.4725;38.8236) | 80 | 7.702 | 57 | 87.015 | 60 | Varibar | [5,133] | [30,30] | 0 | 10 | 150 | abnormal | tracheal aspiration | 6.3767 | 3.0101 | 19.1949 | 27.7436 | 13.0964 | 363.3414 | 7.419e-16 | 3.8667 | 125.7263 | 7.2352 | 0.47597 | 521.1503 | 1.8532 | 0.012675 | 17.5132 | 1.7349 | 85.6264 | 5.2891 | 43.1933 | 188.6649 | 1938.6779 | 1.7161 | 749.7668 | 0.51235 | 3.9972 | 3.4757 | 66.2046 | 877.0216 | 0.093417 | 96.031 | 103.9452 | 80.1869 | 89.2785 | 50.0324 | 0.02058 | 264.0014 | 102.868
1f37113 | MBS_a | 7 | 05m_109019_419x230x572.dat | 0.0850;0.0850;0.1928 | 419;230;572 | (0.1925;73.4725;38.8236) | 80 | 8.502 | 60 | 87.015 | 60 | Varibar | [5,133] | [30,30] | 0 | 10 | 150 | abnormal | tracheal aspiration | 6.3767 | 3.0101 | 19.1949 | 27.7436 | 13.0964 | 363.3414 | 7.2356e-16 | 4.2711 | 133.9491 | 7.8464 | 0.50426 | 543.4394 | 2.3554 | 0.0063139 | 18.7753 | 2.0376 | 95.2087 | 5.7769 | 45.355 | 193.5712 | 2057.3328 | 1.9347 | 768.3833 | 0.56957 | 4.5113 | 3.8197 | 69.0283 | 888.0143 | 0.14302 | 101.6886 | 110.2349 | 82.0876 | 91.6085 | 50.6195 | 0.093265 | 277.6904 | 106.5611
1f37113 | MBS_a | 8 | 05m_109019_419x230x572.dat | 0.0850;0.0850;0.1928 | 419;230;572 | (0.1925;73.4725;38.8236) | 110 | 3.9 | 52 | 87.015 | 60 | Varibar | [5,133,110] | [30,30,100] | 0 | 20 | 150 | abnormal | tracheal aspiration | 6.3767 | 3.0101 | 19.1949 | 27.7436 | 13.0964 | 363.3414 | 9.9221e-16 | 2.5307 | 80.6012 | 5.1002 | 0.28057 | 380.0822 | 1.4752 | 0.012432 | 10.0668 | 0.99936 | 52.4921 | 3.0543 | 27.6444 | 1507.9524 | 1294.5895 | 0.96893 | 584.3945 | 0.29355 | 2.2824 | 1.9285 | 41.6063 | 700.6708 | 0.051322 | 65.2012 | 68.3614 | 59.4235 | 69.1319 | 44.6741 | 0.053502 | 288.3817 | 142.8749
1f37113 | MBS_a | 8 | 05m_109019_419x230x572.dat | 0.0850;0.0850;0.1928 | 419;230;572 | (0.1925;73.4725;38.8236) | 110 | 7.85 | 62 | 87.015 | 60 | Varibar | [5,133,110] | [30,30,100] | 0 | 20 | 150 | abnormal | tracheal aspiration | 6.3767 | 3.0101 | 19.1949 | 27.7436 | 13.0964 | 363.3414 | 7.925e-16 | 3.7927 | 123.4743 | 7.1955 | 0.49528 | 513.0369 | 2.1422 | 0.0032247 | 15.8398 | 1.7537 | 84.524 | 5.0351 | 39.5257 | 2327.8332 | 1837.9889 | 1.7015 | 731.9652 | 0.55053 | 3.9229 | 3.3473 | 59.151 | 830.2496 | 0.10438 | 95.1672 | 100.8961 | 76.7841 | 86.7116 | 49.1961 | 0.031735 | 418.4465 | 204.2858
1f37113 | MBS_a | 8 | 05m_109019_419x230x572.dat | 0.0850;0.0850;0.1928 | 419;230;572 | (0.1925;73.4725;38.8236) | 110 | 9.9905 | 69 | 87.015 | 60 | Varibar | [5,133,110] | [30,30,100] | 0 | 20 | 150 | abnormal | tracheal aspiration | 6.3767 | 3.0101 | 19.1949 | 27.7436 | 13.0964 | 363.3414 | 7.6631e-16 | 4.5737 | 139.7606 | 8.2506 | 0.59413 | 551.6043 | 2.3946 | 0.016253 | 18.024 | 2.2112 | 83.9425 | 5.9468 | 42.9265 | 2643.7077 | 2022.1578 | 2.0456 | 766.5173 | 0.66226 | 4.6399 | 4.2083 | 63.6413 | 849.8387 | 0.14142 | 106.8169 | 112.9103 | 81.2294 | 91.3358 | 50.2801 | 0.015603 | 464.1958 | 225.9204
1f37113 | MBS_a | 8 | 05m_109019_419x230x572.dat | 0.0850;0.0850;0.1928 | 419;230;572 | (0.1925;73.4725;38.8236) | 60 | 2.5 | 38 | 87.015 | 60 | Varibar | [5,133,110] | [30,30,100] | 0 | 20 | 150 | abnormal | tracheal aspiration | 6.3767 | 3.0101 | 19.1949 | 27.7436 | 13.0964 | 363.3414 | 1.2396e-15 | 0.80884 | 44.1673 | 3.0552 | 0.086434 | 273.2907 | 0.39246 | 0.021495 | 5.1671 | 0.31536 | 33.8572 | 1.319 | 17.6902 | 786.3117 | 829.8111 | 0.2602 | 473.4586 | 0.10638 | 0.91234 | 0.69148 | 27.3266 | 600.7942 | 0.011354 | 39.9121 | 40.7939 | 46.2844 | 55.1919 | 41.2071 | 0.037825 | 176.8068 | 90.1245
1f37113 | MBS_a | 8 | 05m_109019_419x230x572.dat | 0.0850;0.0850;0.1928 | 419;230;572 | (0.1925;73.4725;38.8236) | 60 | 5.7448 | 47 | 87.015 | 60 | Varibar | [5,133,110] | [30,30,100] | 0 | 20 | 150 | abnormal | tracheal aspiration | 6.3767 | 3.0101 | 19.1949 | 27.7436 | 13.0964 | 363.3414 | 8.0488e-16 | 2.8222 | 98.9364 | 5.6879 | 0.27655 | 458.9874 | 1.358 | 0.042696 | 12.2915 | 0.99674 | 66.2956 | 3.4636 | 34.9841 | 1791.1978 | 1563.5863 | 0.90135 | 690.5125 | 0.29788 | 2.4988 | 1.9661 | 53.7036 | 846.6102 | 0.054816 | 77.1425 | 82.7795 | 71.9412 | 81.5477 | 48.0388 | 0.074897 | 346.0305 | 170.7897
1f37113 | MBS_a | 8 | 05m_109019_419x230x572.dat | 0.0850;0.0850;0.1928 | 419;230;572 | (0.1925;73.4725;38.8236) | 60 | 6.3535 | 49 | 87.015 | 60 | Varibar | [5,133,110] | [30,30,100] | 0 | 20 | 150 | abnormal | tracheal aspiration | 6.3767 | 3.0101 | 19.1949 | 27.7436 | 13.0964 | 363.3414 | 7.6851e-16 | 2.6068 | 108.309 | 6.1936 | 0.32516 | 481.2665 | 1.5089 | 0 | 13.6042 | 1.1662 | 64.9136 | 3.9177 | 37.6714 | 1994.1085 | 1704.4586 | 1.0451 | 717.6188 | 0.3348 | 2.8054 | 2.3043 | 57.5761 | 868.5335 | 0.075142 | 83.2008 | 89.8283 | 74.426 | 84.8705 | 48.8865 | 0.075504 | 376.7677 | 185.0874
1f37113 | MBS_a | 8 | 05m_109019_419x230x572.dat | 0.0850;0.0850;0.1928 | 419;230;572 | (0.1925;73.4725;38.8236) | 80 | 2.9 | 44 | 87.015 | 60 | Varibar | [5,133,110] | [30,30,100] | 0 | 20 | 150 | abnormal | tracheal aspiration | 6.3767 | 3.0101 | 19.1949 | 27.7436 | 13.0964 | 363.3414 | 1.1098e-15 | 1.4238 | 59.6075 | 3.7165 | 0.16981 | 317.3879 | 0.68103 | 0.029634 | 7.2488 | 0.61573 | 41.7504 | 2.0433 | 22.0371 | 1109.0195 | 1044.2336 | 0.51858 | 519.8101 | 0.19033 | 1.3435 | 1.2571 | 33.6463 | 643.1466 | 0.031586 | 50.3317 | 52.5462 | 51.6705 | 60.9794 | 42.6488 | 0 | 226.5241 | 113.4025
1f37113 | MBS_a | 8 | 05m_109019_419x230x572.dat | 0.0850;0.0850;0.1928 | 419;230;572 | (0.1925;73.4725;38.8236) | 80 | 7.702 | 57 | 87.015 | 60 | Varibar | [5,133,110] | [30,30,100] | 0 | 20 | 150 | abnormal | tracheal aspiration | 6.3767 | 3.0101 | 19.1949 | 27.7436 | 13.0964 | 363.3414 | 7.419e-16 | 3.5013 | 125.5767 | 7.0859 | 0.46656 | 520.692 | 1.7632 | 0.012675 | 16.2475 | 1.6071 | 85.3339 | 5.0328 | 41.34 | 2434.0295 | 1937.33 | 1.5312 | 748.4054 | 0.48918 | 3.6606 | 3.193 | 62.0531 | 869.2577 | 0.088865 | 95.5191 | 103.1512 | 78.5885 | 88.8841 | 49.8656 | 0.02058 | 435.9185 | 212.6301
1f37113 | MBS_a | 8 | 05m_109019_419x230x572.dat | 0.0850;0.0850;0.1928 | 419;230;572 | (0.1925;73.4725;38.8236) | 80 | 8.502 | 60 | 87.015 | 60 | Varibar | [5,133,110] | [30,30,100] | 0 | 20 | 150 | abnormal | tracheal aspiration | 6.3767 | 3.0101 | 19.1949 | 27.7436 | 13.0964 | 363.3414 | 7.2356e-16 | 3.8464 | 133.7778 | 7.6413 | 0.48246 | 543.1215 | 2.2677 | 0.0063139 | 17.4112 | 1.8916 | 95.1907 | 5.4919 | 43.4658 | 2627.1557 | 2055.9508 | 1.7317 | 766.9045 | 0.54249 | 4.1499 | 3.4882 | 64.8241 | 880.5788 | 0.1396 | 101.1513 | 109.3889 | 80.6302 | 91.2151 | 50.4381 | 0.093265 | 464.097 | 225.5793
1f37113 | MBS_a | 9 | 05m_109019_419x230x572.dat | 0.0850;0.0850;0.1928 | 419;230;572 | (0.1925;73.4725;38.8236) | 110 | 3.9 | 52 | 87.015 | 60 | Varibar | [5,133,110] | [30,30,100] | 0 | 20 | 150 | abnormal | tracheal aspiration | 6.3767 | 3.0101 | 19.1949 | 27.7436 | 13.0964 | 363.3414 | 9.9221e-16 | 2.5307 | 80.6012 | 5.1002 | 0.28057 | 380.0822 | 1.4752 | 0.012432 | 10.0668 | 0.99936 | 52.4921 | 3.0543 | 27.6444 | 1507.9524 | 1294.5895 | 0.96893 | 584.3945 | 0.29355 | 2.2824 | 1.9285 | 41.6063 | 700.6708 | 0.051322 | 65.2012 | 68.3614 | 59.4235 | 69.1319 | 44.6741 | 0.053502 | 288.3817 | 142.8749
1f37113 | MBS_a | 9 | 05m_109019_419x230x572.dat | 0.0850;0.0850;0.1928 | 419;230;572 | (0.1925;73.4725;38.8236) | 110 | 7.85 | 62 | 87.015 | 60 | Varibar | [5,133,110] | [30,30,100] | 0 | 20 | 150 | abnormal | tracheal aspiration | 6.3767 | 3.0101 | 19.1949 | 27.7436 | 13.0964 | 363.3414 | 7.925e-16 | 3.7927 | 123.4743 | 7.1955 | 0.49528 | 513.0369 | 2.1422 | 0.0032247 | 15.8398 | 1.7537 | 84.524 | 5.0351 | 39.5257 | 2327.8332 | 1837.9889 | 1.7015 | 731.9652 | 0.55053 | 3.9229 | 3.3473 | 59.151 | 830.2496 | 0.10438 | 95.1672 | 100.8961 | 76.7841 | 86.7116 | 49.1961 | 0.031735 | 418.4465 | 204.2858
1f37113 | MBS_a | 9 | 05m_109019_419x230x572.dat | 0.0850;0.0850;0.1928 | 419;230;572 | (0.1925;73.4725;38.8236) | 110 | 9.9905 | 69 | 87.015 | 60 | Varibar | [5,133,110] | [30,30,100] | 0 | 20 | 150 | abnormal | tracheal aspiration | 6.3767 | 3.0101 | 19.1949 | 27.7436 | 13.0964 | 363.3414 | 7.6631e-16 | 4.5737 | 139.7606 | 8.2506 | 0.59413 | 551.6043 | 2.3946 | 0.016253 | 18.024 | 2.211 | 83.9425 | 5.9468 | 42.9265 | 2643.7077 | 2022.1578 | 2.0456 | 766.5173 | 0.66226 | 4.6399 | 4.2083 | 63.64 | 849.8387 | 0.14142 | 106.8169 | 112.9102 | 81.2282 | 91.3358 | 50.2801 | 0.015603 | 464.1956 | 225.9204
1f37113 | MBS_a | 9 | 05m_109019_419x230x572.dat | 0.0850;0.0850;0.1928 | 419;230;572 | (0.1925;73.4725;38.8236) | 60 | 2.5 | 38 | 87.015 | 60 | Varibar | [5,133,110] | [30,30,100] | 0 | 20 | 150 | abnormal | tracheal aspiration | 6.3767 | 3.0101 | 19.1949 | 27.7436 | 13.0964 | 363.3414 | 1.2396e-15 | 0.80884 | 44.1673 | 3.0552 | 0.086434 | 273.2907 | 0.39246 | 0.021495 | 5.1671 | 0.31536 | 33.8572 | 1.319 | 17.6902 | 786.3117 | 829.8111 | 0.2602 | 473.4586 | 0.10638 | 0.91234 | 0.69148 | 27.3266 | 600.7942 | 0.011354 | 39.9121 | 40.7939 | 46.2844 | 55.1919 | 41.2071 | 0.037825 | 176.8068 | 90.1245
1f37113 | MBS_a | 9 | 05m_109019_419x230x572.dat | 0.0850;0.0850;0.1928 | 419;230;572 | (0.1925;73.4725;38.8236) | 60 | 5.7448 | 47 | 87.015 | 60 | Varibar | [5,133,110] | [30,30,100] | 0 | 20 | 150 | abnormal | tracheal aspiration | 6.3767 | 3.0101 | 19.1949 | 27.7436 | 13.0964 | 363.3414 | 8.0488e-16 | 2.8222 | 98.9364 | 5.6879 | 0.27655 | 458.9874 | 1.358 | 0.042696 | 12.2915 | 0.99674 | 66.2956 | 3.4636 | 34.9841 | 1791.1978 | 1563.5863 | 0.90135 | 690.5125 | 0.29788 | 2.4988 | 1.9661 | 53.7036 | 846.6102 | 0.054816 | 77.1425 | 82.7795 | 71.9401 | 81.5477 | 48.0388 | 0.074897 | 346.0304 | 170.7897
1f37113 | MBS_a | 9 | 05m_109019_419x230x572.dat | 0.0850;0.0850;0.1928 | 419;230;572 | (0.1925;73.4725;38.8236) | 60 | 6.3535 | 49 | 87.015 | 60 | Varibar | [5,133,110] | [30,30,100] | 0 | 20 | 150 | abnormal | tracheal aspiration | 6.3767 | 3.0101 | 19.1949 | 27.7436 | 13.0964 | 363.3414 | 7.6851e-16 | 2.6068 | 108.309 | 6.1936 | 0.32516 | 481.2665 | 1.5089 | 0 | 13.6042 | 1.1662 | 64.9136 | 3.9177 | 37.6714 | 1994.1085 | 1704.4586 | 1.0451 | 717.6188 | 0.3348 | 2.8054 | 2.3043 | 57.5761 | 868.5335 | 0.075142 | 83.2008 | 89.8283 | 74.426 | 84.8705 | 48.8865 | 0.075504 | 376.7677 | 185.0874
1f37113 | MBS_a | 9 | 05m_109019_419x230x572.dat | 0.0850;0.0850;0.1928 | 419;230;572 | (0.1925;73.4725;38.8236) | 80 | 2.9 | 44 | 87.015 | 60 | Varibar | [5,133,110] | [30,30,100] | 0 | 20 | 150 | abnormal | tracheal aspiration | 6.3767 | 3.0101 | 19.1949 | 27.7436 | 13.0964 | 363.3414 | 1.1098e-15 | 1.4238 | 59.6075 | 3.7165 | 0.16981 | 317.3879 | 0.68103 | 0.029634 | 7.2488 | 0.61573 | 41.7504 | 2.0433 | 22.0371 | 1109.0195 | 1044.2336 | 0.51858 | 519.8101 | 0.19033 | 1.3435 | 1.2571 | 33.6463 | 643.1466 | 0.031586 | 50.3317 | 52.5462 | 51.6705 | 60.9794 | 42.6488 | 0 | 226.5241 | 113.4025
1f37113 | MBS_a | 9 | 05m_109019_419x230x572.dat | 0.0850;0.0850;0.1928 | 419;230;572 | (0.1925;73.4725;38.8236) | 80 | 7.702 | 57 | 87.015 | 60 | Varibar | [5,133,110] | [30,30,100] | 0 | 20 | 150 | abnormal | tracheal aspiration | 6.3767 | 3.0101 | 19.1949 | 27.7436 | 13.0964 | 363.3414 | 7.419e-16 | 3.5013 | 125.5767 | 7.0859 | 0.46656 | 520.692 | 1.7632 | 0.012675 | 16.2475 | 1.6071 | 85.3339 | 5.0328 | 41.34 | 2434.0295 | 1937.33 | 1.5312 | 748.4054 | 0.48918 | 3.6606 | 3.193 | 62.0531 | 869.2577 | 0.088865 | 95.5191 | 103.1512 | 78.5885 | 88.8841 | 49.8656 | 0.02058 | 435.9185 | 212.6301
1f37113 | MBS_a | 9 | 05m_109019_419x230x572.dat | 0.0850;0.0850;0.1928 | 419;230;572 | (0.1925;73.4725;38.8236) | 80 | 8.502 | 60 | 87.015 | 60 | Varibar | [5,133,110] | [30,30,100] | 0 | 20 | 150 | abnormal | tracheal aspiration | 6.3767 | 3.0101 | 19.1949 | 27.7436 | 13.0964 | 363.3414 | 7.2356e-16 | 3.8464 | 133.7764 | 7.6413 | 0.48246 | 543.1215 | 2.2677 | 0.0063139 | 17.4112 | 1.8916 | 95.1907 | 5.4919 | 43.4658 | 2627.1557 | 2055.9508 | 1.7317 | 766.9045 | 0.54249 | 4.1499 | 3.4882 | 64.8241 | 880.5788 | 0.1396 | 101.1513 | 109.3889 | 80.6302 | 91.2151 | 50.4381 | 0.093265 | 464.097 | 225.5793

## r.err
Git Commit | Procedure | Field # | Phantom | Voxel Size | Voxel Array | Source Coordinate | Peak Potential | HVL | Average Energy | FDD | SSD | Contrast Material | Contrast Location | Contrast Percentage | # of Radigraphs | Field Time | Total Procedure Time | Disease State | Disease | Field Width @ 20cm | Field Height @ 20cm | Field Area @ 20cm | Field Width @ Image | Field Height @ Image | Field Area @ Image | KAP | Adrenals | Brain | Breast | Colon | ET | GB-wall | Gonads | Ht-wall | Kidneys | Eye-lens | Liver | Lungs | Oesophagus | O-mucosa | Pancreas | S-glands | SI-wall | Spleen | St-wall | Thymus | Thyroid | UB-wall | R-marrow | Endost-BS | Lymph | Muscle | Skin | Prostate / Uterus | Remainder | Effective Dose
- | - | - | - | - | - | - | kVp | mm Al | keV | cm | cm | - | - | - | - | s | s | - | - | cm | cm | cm2 | cm | cm | cm2 | Gy-cm2 | mGy/Gy-cm2 | mGy/Gy-cm2 | mGy/Gy-cm2 | mGy/Gy-cm2 | mGy/Gy-cm2 | mGy/Gy-cm2 | mGy/Gy-cm2 | mGy/Gy-cm2 | mGy/Gy-cm2 | mGy/Gy-cm2 | mGy/Gy-cm2 | mGy/Gy-cm2 | mGy/Gy-cm2 | mGy/Gy-cm2 | mGy/Gy-cm2 | mGy/Gy-cm2 | mGy/Gy-cm2 | mGy/Gy-cm2 | mGy/Gy-cm2 | mGy/Gy-cm2 | mGy/Gy-cm2 | mGy/Gy-cm2 | mGy/Gy-cm2 | mGy/Gy-cm2 | mGy/Gy-cm2 | mGy/Gy-cm2 | mGy/Gy-cm2 | mGy/Gy-cm2 | mGy/Gy-cm2 | mSv/Gy-cm2
1f37113 | MBS | 1 | 00f_051004_345x211x716.dat | 0.0663;0.0663;0.0663 | 345;211;716 | (1.1750;68.1881;14.0831) | 110 | 3.9 | 52 | 78.0611 | 60 | Varibar | [5] | [0] | 0 | 10 | 80 | normal | none | 4.0118 | 5.7542 | 23.085 | 15.6583 | 22.4591 | 351.6724 | 0 | 0.0136 | 0.0005 | 0.0145 | 0.014 | 0.0077 | 0.0465 | 0.1676 | 0.0022 | 0.0099 | 0.0221 | 0.0016 | 0.0012 | 0.007 | 0.0051 | 0.0172 | 0.0031 | 0.0111 | 0.0091 | 0.0116 | 0.0028 | 0.0066 | 0.0632 | 0 | 0 | 0.0045 | 0.0005 | 0.0012 | 0.0583 | 0 | 0
1f37113 | MBS | 1 | 00f_051004_345x211x716.dat | 0.0663;0.0663;0.0663 | 345;211;716 | (1.1750;68.1881;14.0831) | 110 | 7.85 | 62 | 78.0611 | 60 | Varibar | [5] | [0] | 0 | 10 | 80 | normal | none | 4.0118 | 5.7542 | 23.085 | 15.6583 | 22.4591 | 351.6724 | 0 | 0.0126 | 0.0005 | 0.0152 | 0.0126 | 0.0077 | 0.0445 | 0.1486 | 0.0022 | 0.009 | 0.0236 | 0.0016 | 0.0012 | 0.0069 | 0.0053 | 0.0155 | 0.0032 | 0.01 | 0.0086 | 0.0107 | 0.0027 | 0.0067 | 0.0554 | 0 | 0 | 0.0045 | 0.0005 | 0.0014 | 0.0498 | 0 | 0
1f37113 | MBS | 1 | 00f_051004_345x211x716.dat | 0.0663;0.0663;0.0663 | 345;211;716 | (1.1750;68.1881;14.0831) | 110 | 9.9905 | 69 | 78.0611 | 60 | Varibar | [5] | [0] | 0 | 10 | 80 | normal | none | 4.0118 | 5.7542 | 23.085 | 15.6583 | 22.4591 | 351.6724 | 0 | 0.0122 | 0.0005 | 0.015 | 0.0121 | 0.0076 | 0.0428 | 0.1387 | 0.0022 | 0.0086 | 0.0232 | 0.0016 | 0.0012 | 0.0067 | 0.0053 | 0.0149 | 0.0032 | 0.0096 | 0.0083 | 0.0104 | 0.0027 | 0.0067 | 0.0523 | 0 | 0 | 0.0044 | 0.0005 | 0.0014 | 0.0466 | 0 | 0
1f37113 | MBS | 1 | 00f_051004_345x211x716.dat | 0.0663;0.0663;0.0663 | 345;211;716 | (1.1750;68.1881;14.0831) | 60 | 2.5 | 38 | 78.0611 | 60 | Varibar | [5] | [0] | 0 | 10 | 80 | normal | none | 4.0118 | 5.7542 | 23.085 | 15.6583 | 22.4591 | 351.6724 | 0 | 0.0156 | 0.0005 | 0.0137 | 0.0164 | 0.0077 | 0.0552 | 0.2416 | 0.0022 | 0.0117 | 0.021 | 0.0016 | 0.0011 | 0.0071 | 0.0048 | 0.0205 | 0.0029 | 0.0135 | 0.0103 | 0.0132 | 0.0028 | 0.0063 | 0.0861 | 0 | 0 | 0.0045 | 0.0005 | 0.0011 | 0.0801 | 0 | 0
1f37113 | MBS | 1 | 00f_051004_345x211x716.dat | 0.0663;0.0663;0.0663 | 345;211;716 | (1.1750;68.1881;14.0831) | 60 | 5.7448 | 47 | 78.0611 | 60 | Varibar | [5] | [0] | 0 | 10 | 80 | normal | none | 4.0118 | 5.7542 | 23.085 | 15.6583 | 22.4591 | 351.6724 | 0 | 0.0134 | 0.0005 | 0.0159 | 0.0137 | 0.0081 | 0.0465 | 0.1956 | 0.0022 | 0.0097 | 0.0239 | 0.0016 | 0.0012 | 0.0072 | 0.0054 | 0.0168 | 0.0033 | 0.011 | 0.009 | 0.0115 | 0.0028 | 0.0067 | 0.0667 | 0 | 0 | 0.0047 | 0.0005 | 0.0014 | 0.0588 | 0 | 0
1f37113 | MBS | 1 | 00f_051004_345x211x716.dat | 0.0663;0.0663;0.0663 | 345;211;716 | (1.1750;68.1881;14.0831) | 60 | 6.3535 | 49 | 78.0611 | 60 | Varibar | [5] | [0] | 0 | 10 | 80 | normal | none | 4.0118 | 5.7542 | 23.085 | 15.6583 | 22.4591 | 351.6724 | 0 | 0.0132 | 0.0005 | 0.0161 | 0.0135 | 0.0082 | 0.047 | 0.1953 | 0.0023 | 0.0096 | 0.0244 | 0.0016 | 0.0012 | 0.0072 | 0.0055 | 0.0166 | 0.0033 | 0.0107 | 0.0089 | 0.0112 | 0.0028 | 0.0067 | 0.0601 | 0 | 0 | 0.0047 | 0.0005 | 0.0014 | 0.0577 | 0 | 0
1f37113 | MBS | 1 | 00f_051004_345x211x716.dat | 0.0663;0.0663;0.0663 | 345;211;716 | (1.1750;68.1881;14.0831) | 80 | 2.9 | 44 | 78.0611 | 60 | Varibar | [5] | [0] | 0 | 10 | 80 | normal | none | 4.0118 | 5.7542 | 23.085 | 15.6583 | 22.4591 | 351.6724 | 0 | 0.0147 | 0.0005 | 0.0141 | 0.0152 | 0.0077 | 0.0511 | 0.1911 | 0.0022 | 0.0108 | 0.0217 | 0.0016 | 0.0012 | 0.0071 | 0.005 | 0.0188 | 0.003 | 0.0123 | 0.0097 | 0.0124 | 0.0028 | 0.0065 | 0.0758 | 0 | 0 | 0.0045 | 0.0005 | 0.0012 | 0.0663 | 0 | 0
1f37113 | MBS | 1 | 00f_051004_345x211x716.dat | 0.0663;0.0663;0.0663 | 345;211;716 | (1.1750;68.1881;14.0831) | 80 | 7.702 | 57 | 78.0611 | 60 | Varibar | [5] | [0] | 0 | 10 | 80 | normal | none | 4.0118 | 5.7542 | 23.085 | 15.6583 | 22.4591 | 351.6724 | 0 | 0.0128 | 0.0005 | 0.0158 | 0.0129 | 0.008 | 0.045 | 0.1468 | 0.0023 | 0.0091 | 0.0242 | 0.0016 | 0.0012 | 0.007 | 0.0055 | 0.0159 | 0.0033 | 0.0102 | 0.0087 | 0.0109 | 0.0028 | 0.0068 | 0.0553 | 0 | 0 | 0.0046 | 0.0005 | 0.0014 | 0.0523 | 0 | 0
1f37113 | MBS | 1 | 00f_051004_345x211x716.dat | 0.0663;0.0663;0.0663 | 345;211;716 | (1.1750;68.1881;14.0831) | 80 | 8.502 | 60 | 78.0611 | 60 | Varibar | [5] | [0] | 0 | 10 | 80 | normal | none | 4.0118 | 5.7542 | 23.085 | 15.6583 | 22.4591 | 351.6724 | 0 | 0.0128 | 0.0005 | 0.0157 | 0.0127 | 0.008 | 0.044 | 0.1488 | 0.0023 | 0.0089 | 0.024 | 0.0016 | 0.0012 | 0.007 | 0.0055 | 0.0156 | 0.0033 | 0.01 | 0.0086 | 0.0108 | 0.0028 | 0.0069 | 0.0559 | 0 | 0 | 0.0046 | 0.0005 | 0.0014 | 0.0505 | 0 | 0
1f37113 | MBS | 2 | 00f_051004_345x211x716.dat | 0.0663;0.0663;0.0663 | 345;211;716 | (1.1750;68.1881;12.8954) | 110 | 3.9 | 52 | 78.0611 | 60 | Varibar | [5] | [0] | 0 | 10 | 80 | normal | none | 4.0118 | 1.7034 | 6.8339 | 15.6583 | 6.6486 | 104.1068 | 0 | 0.0259 | 0.0015 | 0.063 | 0.025 | 0.0061 | 0.0913 | 0.3191 | 0.0055 | 0.0176 | 0.0522 | 0.0041 | 0.0028 | 0.008 | 0.0033 | 0.031 | 0.002 | 0.0196 | 0.0177 | 0.0221 | 0.0029 | 0.0044 | 0.1069 | 0 | 0 | 0.0039 | 0.0005 | 0.0014 | 0.0953 | 0 | 0
1f37113 | MBS | 2 | 00f_051004_345x211x716.dat | 0.0663;0.0663;0.0663 | 345;211;716 | (1.1750;68.1881;12.8954) | 110 | 7.85 | 62 | 78.0611 | 60 | Varibar | [5] | [0] | 0 | 10 | 80 | normal | none | 4.0118 | 1.7034 | 6.8339 | 15.6583 | 6.6486 | 104.1068 | 0 | 0.0231 | 0.0014 | 0.0591 | 0.022 | 0.0063 | 0.08 | 0.2513 | 0.0052 | 0.0156 | 0.0517 | 0.0038 | 0.0028 | 0.0078 | 0.0035 | 0.0275 | 0.0021 | 0.0174 | 0.0159 | 0.02 | 0.0029 | 0.0046 | 0.0923 | 0 | 0 | 0.004 | 0.0005 | 0.0016 | 0.0797 | 0 | 0
1f37113 | MBS | 2 | 00f_051004_345x211x716.dat | 0.0663;0.0663;0.0663 | 345;211;716 | (1.1750;68.1881;12.8954) | 110 | 9.9905 | 69 | 78.0611 | 60 | Varibar | [5] | [0] | 0 | 10 | 80 | normal | none | 4.0118 | 1.7034 | 6.8339 | 15.6583 | 6.6486 | 104.1068 | 0 | 0.0221 | 0.0014 | 0.0599 | 0.0212 | 0.0062 | 0.0808 | 0.262 | 0.0052 | 0.0148 | 0.0512 | 0.0038 | 0.0027 | 0.0076 | 0.0035 | 0.0265 | 0.0021 | 0.0164 | 0.0154 | 0.0192 | 0.0029 | 0.0046 | 0.0838 | 0 | 0 | 0.0039 | 0.0005 | 0.0016 | 0.0752 | 0 | 0
1f37113 | MBS | 2 | 00f_051004_345x211x716.dat | 0.0663;0.0663;0.0663 | 345;211;716 | (1.1750;68.1881;12.8954) | 60 | 2.5 | 38 | 78.0611 | 60 | Varibar | [5] | [0] | 0 | 10 | 80 | normal | none | 4.0118 | 1.7034 | 6.8339 | 15.6583 | 6.6486 | 104.1068 | 0 | 0.0321 | 0.0017 | 0.0683 | 0.0324 | 0.0059 | 0.1109 | 0.3463 | 0.0058 | 0.0228 | 0.0581 | 0.0047 | 0.0029 | 0.0083 | 0.0031 | 0.0398 | 0.0019 | 0.0255 | 0.0213 | 0.0276 | 0.0029 | 0.0042 | 0.1488 | 0 | 0 | 0.0039 | 0.0004 | 0.0013 | 0.1369 | 0 | 0
1f37113 | MBS | 2 | 00f_051004_345x211x716.dat | 0.0663;0.0663;0.0663 | 345;211;716 | (1.1750;68.1881;12.8954) | 60 | 5.7448 | 47 | 78.0611 | 60 | Varibar | [5] | [0] | 0 | 10 | 80 | normal | none | 4.0118 | 1.7034 | 6.8339 | 15.6583 | 6.6486 | 104.1068 | 0 | 0.0257 | 0.0015 | 0.0586 | 0.0256 | 0.0065 | 0.0917 | 0.2975 | 0.0053 | 0.0177 | 0.054 | 0.004 | 0.0028 | 0.0081 | 0.0036 | 0.0308 | 0.0022 | 0.0202 | 0.0175 | 0.0225 | 0.003 | 0.0045 | 0.1116 | 0 | 0 | 0.0041 | 0.0005 | 0.0016 | 0.0987 | 0 | 0
1f37113 | MBS | 2 | 00f_051004_345x211x716.dat | 0.0663;0.0663;0.0663 | 345;211;716 | (1.1750;68.1881;12.8954) | 60 | 6.3535 | 49 | 78.0611 | 60 | Varibar | [5] | [0] | 0 | 10 | 80 | normal | none | 4.0118 | 1.7034 | 6.8339 | 15.6583 | 6.6486 | 104.1068 | 0 | 0.0253 | 0.0015 | 0.0614 | 0.0241 | 0.0066 | 0.0895 | 0.2854 | 0.0053 | 0.0172 | 0.0528 | 0.0039 | 0.0028 | 0.0082 | 0.0037 | 0.0307 | 0.0022 | 0.0196 | 0.017 | 0.0216 | 0.003 | 0.0046 | 0.1046 | 0 | 0 | 0.0041 | 0.0005 | 0.0016 | 0.0967 | 0 | 0
1f37113 | MBS | 2 | 00f_051004_345x211x716.dat | 0.0663;0.0663;0.0663 | 345;211;716 | (1.1750;68.1881;12.8954) | 80 | 2.9 | 44 | 78.0611 | 60 | Varibar | [5] | [0] | 0 | 10 | 80 | normal | none | 4.0118 | 1.7034 | 6.8339 | 15.6583 | 6.6486 | 104.1068 | 0 | 0.028 | 0.0016 | 0.0668 | 0.028 | 0.0061 | 0.1014 | 0.3741 | 0.0056 | 0.0201 | 0.0553 | 0.0044 | 0.0029 | 0.0082 | 0.0033 | 0.0347 | 0.002 | 0.0227 | 0.0198 | 0.0248 | 0.0029 | 0.0044 | 0.1254 | 0 | 0 | 0.0039 | 0.0005 | 0.0014 | 0.1246 | 0 | 0
1f37113 | MBS | 2 | 00f_051004_345x211x716.dat | 0.0663;0.0663;0.0663 | 345;211;716 | (1.1750;68.1881;12.8954) | 80 | 7.702 | 57 | 78.0611 | 60 | Varibar | [5] | [0] | 0 | 10 | 80 | normal | none | 4.0118 | 1.7034 | 6.8339 | 15.6583 | 6.6486 | 104.1068 | 0 | 0.0238 | 0.0014 | 0.0612 | 0.023 | 0.0065 | 0.0855 | 0.2311 | 0.0052 | 0.0159 | 0.0544 | 0.0039 | 0.0028 | 0.008 | 0.0037 | 0.0283 | 0.0022 | 0.0181 | 0.0163 | 0.0201 | 0.003 | 0.0047 | 0.0964 | 0 | 0 | 0.0041 | 0.0005 | 0.0016 | 0.0849 | 0 | 0
1f37113 | MBS | 2 | 00f_051004_345x211x716.dat | 0.0663;0.0663;0.0663 | 345;211;716 | (1.1750;68.1881;12.8954) | 80 | 8.502 | 60 | 78.0611 | 60 | Varibar | [5] | [0] | 0 | 10 | 80 | normal | none | 4.0118 | 1.7034 | 6.8339 | 15.6583 | 6.6486 | 104.1068 | 0 | 0.0233 | 0.0014 | 0.061 | 0.0224 | 0.0065 | 0.0797 | 0.2769 | 0.0052 | 0.0154 | 0.0544 | 0.0038 | 0.0028 | 0.008 | 0.0037 | 0.0279 | 0.0022 | 0.0177 | 0.016 | 0.02 | 0.003 | 0.0047 | 0.0899 | 0 | 0 | 0.0041 | 0.0005 | 0.0016 | 0.0829 | 0 | 0
1f37113 | MBS | 3 | 00f_051004_345x211x716.dat | 0.0663;0.0663;0.0663 | 345;211;716 | (1.1750;68.1881;12.8954) | 110 | 3.9 | 52 | 78.0611 | 60 | Varibar | [5,133] | [30,30] | 0 | 10 | 80 | normal | none | 4.0118 | 1.7034 | 6.8339 | 15.6583 | 6.6486 | 104.1068 | 0 | 0.0262 | 0.0015 | 0.0617 | 0.0254 | 0.0061 | 0.0927 | 0.2954 | 0.0055 | 0.0177 | 0.053 | 0.0042 | 0.0029 | 0.008 | 0.0021 | 0.0313 | 0.0021 | 0.0198 | 0.0179 | 0.0224 | 0.0029 | 0.0044 | 0.1055 | 0 | 0 | 0.0039 | 0.0005 | 0.0014 | 0.0957 | 0 | 0
1f37113 | MBS | 3 | 00f_051004_345x211x716.dat | 0.0663;0.0663;0.0663 | 345;211;716 | (1.1750;68.1881;12.8954) | 110 | 7.85 | 62 | 78.0611 | 60 | Varibar | [5,133] | [30,30] | 0 | 10 | 80 | normal | none | 4.0118 | 1.7034 | 6.8339 | 15.6583 | 6.6486 | 104.1068 | 0 | 0.0232 | 0.0014 | 0.0598 | 0.0222 | 0.0062 | 0.0803 | 0.2337 | 0.0052 | 0.0157 | 0.052 | 0.0039 | 0.0028 | 0.0078 | 0.0021 | 0.0278 | 0.0022 | 0.0175 | 0.0161 | 0.0202 | 0.0029 | 0.0046 | 0.092 | 0 | 0 | 0.0039 | 0.0005 | 0.0016 | 0.081 | 0 | 0
1f37113 | MBS | 3 | 00f_051004_345x211x716.dat | 0.0663;0.0663;0.0663 | 345;211;716 | (1.1750;68.1881;12.8954) | 110 | 9.9905 | 69 | 78.0611 | 60 | Varibar | [5,133] | [30,30] | 0 | 10 | 80 | normal | none | 4.0118 | 1.7034 | 6.8339 | 15.6583 | 6.6486 | 104.1068 | 0 | 0.0222 | 0.0014 | 0.06 | 0.0214 | 0.0061 | 0.0812 | 0.2536 | 0.0052 | 0.0149 | 0.0512 | 0.0038 | 0.0027 | 0.0076 | 0.0022 | 0.0266 | 0.0022 | 0.0165 | 0.0155 | 0.0194 | 0.0028 | 0.0046 | 0.0843 | 0 | 0 | 0.0039 | 0.0005 | 0.0016 | 0.0754 | 0 | 0
1f37113 | MBS | 3 | 00f_051004_345x211x716.dat | 0.0663;0.0663;0.0663 | 345;211;716 | (1.1750;68.1881;12.8954) | 60 | 2.5 | 38 | 78.0611 | 60 | Varibar | [5,133] | [30,30] | 0 | 10 | 80 | normal | none | 4.0118 | 1.7034 | 6.8339 | 15.6583 | 6.6486 | 104.1068 | 0 | 0.032 | 0.0017 | 0.0705 | 0.0326 | 0.006 | 0.1129 | 0.3463 | 0.0058 | 0.023 | 0.0582 | 0.0047 | 0.003 | 0.0083 | 0.0021 | 0.0398 | 0.002 | 0.0259 | 0.0214 | 0.0279 | 0.0029 | 0.0042 | 0.1552 | 0 | 0 | 0.0039 | 0.0004 | 0.0013 | 0.1384 | 0 | 0
1f37113 | MBS | 3 | 00f_051004_345x211x716.dat | 0.0663;0.0663;0.0663 | 345;211;716 | (1.1750;68.1881;12.8954) | 60 | 5.7448 | 47 | 78.0611 | 60 | Varibar | [5,133] | [30,30] | 0 | 10 | 80 | normal | none | 4.0118 | 1.7034 | 6.8339 | 15.6583 | 6.6486 | 104.1068 | 0 | 0.0259 | 0.0015 | 0.0594 | 0.0258 | 0.0065 | 0.0911 | 0.2986 | 0.0053 | 0.0178 | 0.0543 | 0.004 | 0.0028 | 0.0081 | 0.002 | 0.031 | 0.0022 | 0.0204 | 0.0177 | 0.0228 | 0.003 | 0.0045 | 0.1113 | 0 | 0 | 0.0041 | 0.0005 | 0.0016 | 0.0994 | 0 | 0
1f37113 | MBS | 3 | 00f_051004_345x211x716.dat | 0.0663;0.0663;0.0663 | 345;211;716 | (1.1750;68.1881;12.8954) | 60 | 6.3535 | 49 | 78.0611 | 60 | Varibar | [5,133] | [30,30] | 0 | 10 | 80 | normal | none | 4.0118 | 1.7034 | 6.8339 | 15.6583 | 6.6486 | 104.1068 | 0 | 0.0255 | 0.0015 | 0.0631 | 0.0244 | 0.0066 | 0.0908 | 0.2854 | 0.0053 | 0.0174 | 0.0534 | 0.0039 | 0.0028 | 0.0082 | 0.002 | 0.0309 | 0.0023 | 0.0198 | 0.0172 | 0.0219 | 0.003 | 0.0046 | 0.1079 | 0 | 0 | 0.0041 | 0.0005 | 0.0016 | 0.0982 | 0 | 0
1f37113 | MBS | 3 | 00f_051004_345x211x716.dat | 0.0663;0.0663;0.0663 | 345;211;716 | (1.1750;68.1881;12.8954) | 80 | 2.9 | 44 | 78.0611 | 60 | Varibar | [5,133] | [30,30] | 0 | 10 | 80 | normal | none | 4.0118 | 1.7034 | 6.8339 | 15.6583 | 6.6486 | 104.1068 | 0 | 0.0283 | 0.0016 | 0.0678 | 0.0281 | 0.0061 | 0.1009 | 0.3714 | 0.0057 | 0.0203 | 0.0552 | 0.0044 | 0.0029 | 0.0082 | 0.0021 | 0.0345 | 0.002 | 0.023 | 0.0199 | 0.025 | 0.0029 | 0.0044 | 0.1272 | 0 | 0 | 0.0039 | 0.0005 | 0.0014 | 0.125 | 0 | 0
1f37113 | MBS | 3 | 00f_051004_345x211x716.dat | 0.0663;0.0663;0.0663 | 345;211;716 | (1.1750;68.1881;12.8954) | 80 | 7.702 | 57 | 78.0611 | 60 | Varibar | [5,133] | [30,30] | 0 | 10 | 80 | normal | none | 4.0118 | 1.7034 | 6.8339 | 15.6583 | 6.6486 | 104.1068 | 0 | 0.024 | 0.0014 | 0.0614 | 0.0232 | 0.0065 | 0.088 | 0.2327 | 0.0053 | 0.016 | 0.0541 | 0.0039 | 0.0028 | 0.008 | 0.0021 | 0.0285 | 0.0022 | 0.0183 | 0.0164 | 0.0203 | 0.003 | 0.0046 | 0.0962 | 0 | 0 | 0.0041 | 0.0005 | 0.0016 | 0.0846 | 0 | 0
1f37113 | MBS | 3 | 00f_051004_345x211x716.dat | 0.0663;0.0663;0.0663 | 345;211;716 | (1.1750;68.1881;12.8954) | 80 | 8.502 | 60 | 78.0611 | 60 | Varibar | [5,133] | [30,30] | 0 | 10 | 80 | normal | none | 4.0118 | 1.7034 | 6.8339 | 15.6583 | 6.6486 | 104.1068 | 0 | 0.0235 | 0.0014 | 0.0612 | 0.0226 | 0.0064 | 0.0794 | 0.2725 | 0.0052 | 0.0155 | 0.0544 | 0.0038 | 0.0028 | 0.008 | 0.0021 | 0.028 | 0.0023 | 0.0179 | 0.0161 | 0.0201 | 0.003 | 0.0047 | 0.0892 | 0 | 0 | 0.0041 | 0.0005 | 0.0016 | 0.0837 | 0 | 0
1f37113 | MBS | 4 | 00f_051004_345x211x716.dat | 0.0663;0.0663;0.0663 | 345;211;716 | (1.1750;68.1881;12.8954) | 110 | 3.9 | 52 | 78.0611 | 60 | Varibar | [5,133,110] | [30,30,100] | 0 | 20 | 80 | normal | none | 4.0118 | 1.7034 | 6.8339 | 15.6583 | 6.6486 | 104.1068 | 0 | 0.0273 | 0.0015 | 0.0616 | 0.0258 | 0.0061 | 0.0946 | 0.2999 | 0.0055 | 0.0183 | 0.053 | 0.0042 | 0.0029 | 0.0023 | 0.0021 | 0.0324 | 0.0021 | 0.0201 | 0.0186 | 0.0231 | 0.0029 | 0.0044 | 0.1058 | 0 | 0 | 0.0039 | 0.0005 | 0.0014 | 0.0991 | 0 | 0
1f37113 | MBS | 4 | 00f_051004_345x211x716.dat | 0.0663;0.0663;0.0663 | 345;211;716 | (1.1750;68.1881;12.8954) | 110 | 7.85 | 62 | 78.0611 | 60 | Varibar | [5,133,110] | [30,30,100] | 0 | 20 | 80 | normal | none | 4.0118 | 1.7034 | 6.8339 | 15.6583 | 6.6486 | 104.1068 | 0 | 0.0242 | 0.0014 | 0.0597 | 0.0225 | 0.0062 | 0.0817 | 0.2411 | 0.0053 | 0.0161 | 0.0521 | 0.0039 | 0.0028 | 0.0021 | 0.0021 | 0.0286 | 0.0022 | 0.018 | 0.0165 | 0.0205 | 0.0029 | 0.0045 | 0.0931 | 0 | 0 | 0.004 | 0.0005 | 0.0016 | 0.0822 | 0 | 0
1f37113 | MBS | 4 | 00f_051004_345x211x716.dat | 0.0663;0.0663;0.0663 | 345;211;716 | (1.1750;68.1881;12.8954) | 110 | 9.9905 | 69 | 78.0611 | 60 | Varibar | [5,133,110] | [30,30,100] | 0 | 20 | 80 | normal | none | 4.0118 | 1.7034 | 6.8339 | 15.6583 | 6.6486 | 104.1068 | 0 | 0.0231 | 0.0014 | 0.0604 | 0.0217 | 0.0061 | 0.0821 | 0.2591 | 0.0052 | 0.0153 | 0.0513 | 0.0038 | 0.0028 | 0.0021 | 0.0022 | 0.0273 | 0.0022 | 0.0168 | 0.016 | 0.0197 | 0.0028 | 0.0046 | 0.0861 | 0 | 0 | 0.0039 | 0.0005 | 0.0016 | 0.0773 | 0 | 0
1f37113 | MBS | 4 | 00f_051004_345x211x716.dat | 0.0663;0.0663;0.0663 | 345;211;716 | (1.1750;68.1881;12.8954) | 60 | 2.5 | 38 | 78.0611 | 60 | Varibar | [5,133,110] | [30,30,100] | 0 | 20 | 80 | normal | none | 4.0118 | 1.7034 | 6.8339 | 15.6583 | 6.6486 | 104.1068 | 0 | 0.0335 | 0.0017 | 0.071 | 0.033 | 0.006 | 0.1157 | 0.3489 | 0.0059 | 0.0238 | 0.0583 | 0.0047 | 0.003 | 0.0024 | 0.0021 | 0.0412 | 0.002 | 0.0264 | 0.0223 | 0.0287 | 0.0029 | 0.0042 | 0.153 | 0 | 0 | 0.0039 | 0.0004 | 0.0013 | 0.1409 | 0 | 0
1f37113 | MBS | 4 | 00f_051004_345x211x716.dat | 0.0663;0.0663;0.0663 | 345;211;716 | (1.1750;68.1881;12.8954) | 60 | 5.7448 | 47 | 78.0611 | 60 | Varibar | [5,133,110] | [30,30,100] | 0 | 20 | 80 | normal | none | 4.0118 | 1.7034 | 6.8339 | 15.6583 | 6.6486 | 104.1068 | 0 | 0.0273 | 0.0015 | 0.0594 | 0.0262 | 0.0065 | 0.0935 | 0.3292 | 0.0054 | 0.0184 | 0.0543 | 0.0041 | 0.0028 | 0.002 | 0.002 | 0.0318 | 0.0022 | 0.0208 | 0.0185 | 0.0232 | 0.003 | 0.0045 | 0.1138 | 0 | 0 | 0.0041 | 0.0005 | 0.0016 | 0.1032 | 0 | 0
1f37113 | MBS | 4 | 00f_051004_345x211x716.dat | 0.0663;0.0663;0.0663 | 345;211;716 | (1.1750;68.1881;12.8954) | 60 | 6.3535 | 49 | 78.0611 | 60 | Varibar | [5,133,110] | [30,30,100] | 0 | 20 | 80 | normal | none | 4.0118 | 1.7034 | 6.8339 | 15.6583 | 6.6486 | 104.1068 | 0 | 0.0268 | 0.0015 | 0.0637 | 0.0249 | 0.0066 | 0.0909 | 0.2992 | 0.0053 | 0.018 | 0.0534 | 0.004 | 0.0028 | 0.002 | 0.002 | 0.0319 | 0.0023 | 0.0203 | 0.0178 | 0.0226 | 0.003 | 0.0046 | 0.1083 | 0 | 0 | 0.0042 | 0.0005 | 0.0016 | 0.1011 | 0 | 0
1f37113 | MBS | 4 | 00f_051004_345x211x716.dat | 0.0663;0.0663;0.0663 | 345;211;716 | (1.1750;68.1881;12.8954) | 80 | 2.9 | 44 | 78.0611 | 60 | Varibar | [5,133,110] | [30,30,100] | 0 | 20 | 80 | normal | none | 4.0118 | 1.7034 | 6.8339 | 15.6583 | 6.6486 | 104.1068 | 0 | 0.0296 | 0.0016 | 0.0678 | 0.0288 | 0.0061 | 0.1051 | 0.4147 | 0.0057 | 0.0208 | 0.0553 | 0.0044 | 0.003 | 0.0023 | 0.0021 | 0.0356 | 0.002 | 0.0235 | 0.0207 | 0.0256 | 0.0029 | 0.0044 | 0.1293 | 0 | 0 | 0.004 | 0.0005 | 0.0014 | 0.1275 | 0 | 0
1f37113 | MBS | 4 | 00f_051004_345x211x716.dat | 0.0663;0.0663;0.0663 | 345;211;716 | (1.1750;68.1881;12.8954) | 80 | 7.702 | 57 | 78.0611 | 60 | Varibar | [5,133,110] | [30,30,100] | 0 | 20 | 80 | normal | none | 4.0118 | 1.7034 | 6.8339 | 15.6583 | 6.6486 | 104.1068 | 0 | 0.025 | 0.0014 | 0.0623 | 0.0236 | 0.0065 | 0.0893 | 0.2494 | 0.0053 | 0.0165 | 0.0541 | 0.0039 | 0.0028 | 0.002 | 0.0021 | 0.0293 | 0.0022 | 0.0186 | 0.017 | 0.0209 | 0.0029 | 0.0046 | 0.098 | 0 | 0 | 0.0041 | 0.0005 | 0.0016 | 0.0853 | 0 | 0
1f37113 | MBS | 4 | 00f_051004_345x211x716.dat | 0.0663;0.0663;0.0663 | 345;211;716 | (1.1750;68.1881;12.8954) | 80 | 8.502 | 60 | 78.0611 | 60 | Varibar | [5,133,110] | [30,30,100] | 0 | 20 | 80 | normal | none | 4.0118 | 1.7034 | 6.8339 | 15.6583 | 6.6486 | 104.1068 | 0 | 0.0247 | 0.0014 | 0.0618 | 0.023 | 0.0064 | 0.0799 | 0.2759 | 0.0053 | 0.016 | 0.0544 | 0.0039 | 0.0028 | 0.002 | 0.0021 | 0.0288 | 0.0023 | 0.0183 | 0.0167 | 0.0206 | 0.0029 | 0.0047 | 0.0921 | 0 | 0 | 0.0041 | 0.0005 | 0.0016 | 0.0848 | 0 | 0
1f37113 | MBS | 5 | 00f_051004_345x211x716.dat | 0.0663;0.0663;0.0663 | 345;211;716 | (1.1750;68.1881;12.8954) | 110 | 3.9 | 52 | 78.0611 | 60 | Varibar | [5,133] | [30,30] | 0 | 10 | 80 | normal | none | 4.0118 | 1.7034 | 6.8339 | 15.6583 | 6.6486 | 104.1068 | 0 | 0.0262 | 0.0015 | 0.0617 | 0.0254 | 0.0061 | 0.0927 | 0.2954 | 0.0055 | 0.0177 | 0.053 | 0.0042 | 0.0029 | 0.008 | 0.0021 | 0.0313 | 0.0021 | 0.0198 | 0.0179 | 0.0224 | 0.0029 | 0.0044 | 0.1055 | 0 | 0 | 0.0039 | 0.0005 | 0.0014 | 0.0957 | 0 | 0
1f37113 | MBS | 5 | 00f_051004_345x211x716.dat | 0.0663;0.0663;0.0663 | 345;211;716 | (1.1750;68.1881;12.8954) | 110 | 7.85 | 62 | 78.0611 | 60 | Varibar | [5,133] | [30,30] | 0 | 10 | 80 | normal | none | 4.0118 | 1.7034 | 6.8339 | 15.6583 | 6.6486 | 104.1068 | 0 | 0.0232 | 0.0014 | 0.0598 | 0.0222 | 0.0062 | 0.0803 | 0.2337 | 0.0052 | 0.0157 | 0.052 | 0.0039 | 0.0028 | 0.0078 | 0.0021 | 0.0278 | 0.0022 | 0.0175 | 0.0161 | 0.0202 | 0.0029 | 0.0046 | 0.092 | 0 | 0 | 0.0039 | 0.0005 | 0.0016 | 0.081 | 0 | 0
1f37113 | MBS | 5 | 00f_051004_345x211x716.dat | 0.0663;0.0663;0.0663 | 345;211;716 | (1.1750;68.1881;12.8954) | 110 | 9.9905 | 69 | 78.0611 | 60 | Varibar | [5,133] | [30,30] | 0 | 10 | 80 | normal | none | 4.0118 | 1.7034 | 6.8339 | 15.6583 | 6.6486 | 104.1068 | 0 | 0.0222 | 0.0014 | 0.06 | 0.0214 | 0.0061 | 0.0812 | 0.2536 | 0.0052 | 0.0149 | 0.0512 | 0.0038 | 0.0027 | 0.0076 | 0.0022 | 0.0266 | 0.0022 | 0.0165 | 0.0155 | 0.0194 | 0.0028 | 0.0046 | 0.0843 | 0 | 0 | 0.0039 | 0.0005 | 0.0016 | 0.0754 | 0 | 0
1f37113 | MBS | 5 | 00f_051004_345x211x716.dat | 0.0663;0.0663;0.0663 | 345;211;716 | (1.1750;68.1881;12.8954) | 60 | 2.5 | 38 | 78.0611 | 60 | Varibar | [5,133] | [30,30] | 0 | 10 | 80 | normal | none | 4.0118 | 1.7034 | 6.8339 | 15.6583 | 6.6486 | 104.1068 | 0 | 0.032 | 0.0017 | 0.0705 | 0.0326 | 0.006 | 0.1129 | 0.3463 | 0.0058 | 0.023 | 0.0582 | 0.0047 | 0.003 | 0.0083 | 0.0021 | 0.0398 | 0.002 | 0.0259 | 0.0214 | 0.0279 | 0.0029 | 0.0042 | 0.1552 | 0 | 0 | 0.0039 | 0.0004 | 0.0013 | 0.1384 | 0 | 0
1f37113 | MBS | 5 | 00f_051004_345x211x716.dat | 0.0663;0.0663;0.0663 | 345;211;716 | (1.1750;68.1881;12.8954) | 60 | 5.7448 | 47 | 78.0611 | 60 | Varibar | [5,133] | [30,30] | 0 | 10 | 80 | normal | none | 4.0118 | 1.7034 | 6.8339 | 15.6583 | 6.6486 | 104.1068 | 0 | 0.0259 | 0.0015 | 0.0594 | 0.0258 | 0.0065 | 0.0911 | 0.2986 | 0.0053 | 0.0178 | 0.0543 | 0.004 | 0.0028 | 0.0081 | 0.002 | 0.031 | 0.0022 | 0.0204 | 0.0177 | 0.0228 | 0.003 | 0.0045 | 0.1113 | 0 | 0 | 0.0041 | 0.0005 | 0.0016 | 0.0994 | 0 | 0
1f37113 | MBS | 5 | 00f_051004_345x211x716.dat | 0.0663;0.0663;0.0663 | 345;211;716 | (1.1750;68.1881;12.8954) | 60 | 6.3535 | 49 | 78.0611 | 60 | Varibar | [5,133] | [30,30] | 0 | 10 | 80 | normal | none | 4.0118 | 1.7034 | 6.8339 | 15.6583 | 6.6486 | 104.1068 | 0 | 0.0255 | 0.0015 | 0.0631 | 0.0244 | 0.0066 | 0.0908 | 0.2854 | 0.0053 | 0.0174 | 0.0534 | 0.0039 | 0.0028 | 0.0082 | 0.002 | 0.0309 | 0.0023 | 0.0198 | 0.0172 | 0.0219 | 0.003 | 0.0046 | 0.1079 | 0 | 0 | 0.0041 | 0.0005 | 0.0016 | 0.0982 | 0 | 0
1f37113 | MBS | 5 | 00f_051004_345x211x716.dat | 0.0663;0.0663;0.0663 | 345;211;716 | (1.1750;68.1881;12.8954) | 80 | 2.9 | 44 | 78.0611 | 60 | Varibar | [5,133] | [30,30] | 0 | 10 | 80 | normal | none | 4.0118 | 1.7034 | 6.8339 | 15.6583 | 6.6486 | 104.1068 | 0 | 0.0283 | 0.0016 | 0.0678 | 0.0281 | 0.0061 | 0.1009 | 0.3714 | 0.0057 | 0.0203 | 0.0552 | 0.0044 | 0.0029 | 0.0082 | 0.0021 | 0.0345 | 0.002 | 0.023 | 0.0199 | 0.025 | 0.0029 | 0.0044 | 0.1272 | 0 | 0 | 0.0039 | 0.0005 | 0.0014 | 0.125 | 0 | 0
1f37113 | MBS | 5 | 00f_051004_345x211x716.dat | 0.0663;0.0663;0.0663 | 345;211;716 | (1.1750;68.1881;12.8954) | 80 | 7.702 | 57 | 78.0611 | 60 | Varibar | [5,133] | [30,30] | 0 | 10 | 80 | normal | none | 4.0118 | 1.7034 | 6.8339 | 15.6583 | 6.6486 | 104.1068 | 0 | 0.024 | 0.0014 | 0.0614 | 0.0232 | 0.0065 | 0.088 | 0.2327 | 0.0053 | 0.016 | 0.0541 | 0.0039 | 0.0028 | 0.008 | 0.0021 | 0.0285 | 0.0022 | 0.0183 | 0.0164 | 0.0203 | 0.003 | 0.0046 | 0.0962 | 0 | 0 | 0.0041 | 0.0005 | 0.0016 | 0.0846 | 0 | 0
1f37113 | MBS | 5 | 00f_051004_345x211x716.dat | 0.0663;0.0663;0.0663 | 345;211;716 | (1.1750;68.1881;12.8954) | 80 | 8.502 | 60 | 78.0611 | 60 | Varibar | [5,133] | [30,30] | 0 | 10 | 80 | normal | none | 4.0118 | 1.7034 | 6.8339 | 15.6583 | 6.6486 | 104.1068 | 0 | 0.0235 | 0.0014 | 0.0612 | 0.0226 | 0.0064 | 0.0794 | 0.2725 | 0.0052 | 0.0155 | 0.0544 | 0.0038 | 0.0028 | 0.008 | 0.0021 | 0.028 | 0.0023 | 0.0179 | 0.0161 | 0.0201 | 0.003 | 0.0047 | 0.0892 | 0 | 0 | 0.0041 | 0.0005 | 0.0016 | 0.0837 | 0 | 0
1f37113 | MBS | 6 | 00f_051004_345x211x716.dat | 0.0663;0.0663;0.0663 | 345;211;716 | (1.1750;68.1881;12.8954) | 110 | 3.9 | 52 | 78.0611 | 60 | Varibar | [5,133,110] | [30,30,100] | 0 | 20 | 80 | normal | none | 4.0118 | 1.7034 | 6.8339 | 15.6583 | 6.6486 | 104.1068 | 0 | 0.0273 | 0.0015 | 0.0616 | 0.0258 | 0.0061 | 0.0946 | 0.2999 | 0.0055 | 0.0183 | 0.053 | 0.0042 | 0.0029 | 0.0023 | 0.0021 | 0.0324 | 0.0021 | 0.0201 | 0.0186 | 0.0231 | 0.0029 | 0.0044 | 0.1058 | 0 | 0 | 0.0039 | 0.0005 | 0.0014 | 0.0991 | 0 | 0
1f37113 | MBS | 6 | 00f_051004_345x211x716.dat | 0.0663;0.0663;0.0663 | 345;211;716 | (1.1750;68.1881;12.8954) | 110 | 7.85 | 62 | 78.0611 | 60 | Varibar | [5,133,110] | [30,30,100] | 0 | 20 | 80 | normal | none | 4.0118 | 1.7034 | 6.8339 | 15.6583 | 6.6486 | 104.1068 | 0 | 0.0242 | 0.0014 | 0.0597 | 0.0225 | 0.0062 | 0.0817 | 0.2411 | 0.0053 | 0.0161 | 0.0521 | 0.0039 | 0.0028 | 0.0021 | 0.0021 | 0.0286 | 0.0022 | 0.018 | 0.0165 | 0.0205 | 0.0029 | 0.0045 | 0.0931 | 0 | 0 | 0.004 | 0.0005 | 0.0016 | 0.0822 | 0 | 0
1f37113 | MBS | 6 | 00f_051004_345x211x716.dat | 0.0663;0.0663;0.0663 | 345;211;716 | (1.1750;68.1881;12.8954) | 110 | 9.9905 | 69 | 78.0611 | 60 | Varibar | [5,133,110] | [30,30,100] | 0 | 20 | 80 | normal | none | 4.0118 | 1.7034 | 6.8339 | 15.6583 | 6.6486 | 104.1068 | 0 | 0.0231 | 0.0014 | 0.0604 | 0.0217 | 0.0061 | 0.0821 | 0.2591 | 0.0052 | 0.0153 | 0.0513 | 0.0038 | 0.0028 | 0.0021 | 0.0022 | 0.0273 | 0.0022 | 0.0168 | 0.016 | 0.0197 | 0.0028 | 0.0046 | 0.0861 | 0 | 0 | 0.0039 | 0.0005 | 0.0016 | 0.0773 | 0 | 0
1f37113 | MBS | 6 | 00f_051004_345x211x716.dat | 0.0663;0.0663;0.0663 | 345;211;716 | (1.1750;68.1881;12.8954) | 60 | 2.5 | 38 | 78.0611 | 60 | Varibar | [5,133,110] | [30,30,100] | 0 | 20 | 80 | normal | none | 4.0118 | 1.7034 | 6.8339 | 15.6583 | 6.6486 | 104.1068 | 0 | 0.0335 | 0.0017 | 0.071 | 0.033 | 0.006 | 0.1157 | 0.3489 | 0.0059 | 0.0238 | 0.0583 | 0.0047 | 0.003 | 0.0024 | 0.0021 | 0.0412 | 0.002 | 0.0264 | 0.0223 | 0.0287 | 0.0029 | 0.0042 | 0.153 | 0 | 0 | 0.0039 | 0.0004 | 0.0013 | 0.1409 | 0 | 0
1f37113 | MBS | 6 | 00f_051004_345x211x716.dat | 0.0663;0.0663;0.0663 | 345;211;716 | (1.1750;68.1881;12.8954) | 60 | 5.7448 | 47 | 78.0611 | 60 | Varibar | [5,133,110] | [30,30,100] | 0 | 20 | 80 | normal | none | 4.0118 | 1.7034 | 6.8339 | 15.6583 | 6.6486 | 104.1068 | 0 | 0.0273 | 0.0015 | 0.0594 | 0.0262 | 0.0065 | 0.0935 | 0.3292 | 0.0054 | 0.0184 | 0.0543 | 0.0041 | 0.0028 | 0.002 | 0.002 | 0.0318 | 0.0022 | 0.0208 | 0.0185 | 0.0232 | 0.003 | 0.0045 | 0.1138 | 0 | 0 | 0.0041 | 0.0005 | 0.0016 | 0.1032 | 0 | 0
1f37113 | MBS | 6 | 00f_051004_345x211x716.dat | 0.0663;0.0663;0.0663 | 345;211;716 | (1.1750;68.1881;12.8954) | 60 | 6.3535 | 49 | 78.0611 | 60 | Varibar | [5,133,110] | [30,30,100] | 0 | 20 | 80 | normal | none | 4.0118 | 1.7034 | 6.8339 | 15.6583 | 6.6486 | 104.1068 | 0 | 0.0268 | 0.0015 | 0.0637 | 0.0249 | 0.0066 | 0.0909 | 0.2992 | 0.0053 | 0.018 | 0.0534 | 0.004 | 0.0028 | 0.002 | 0.002 | 0.0319 | 0.0023 | 0.0203 | 0.0178 | 0.0226 | 0.003 | 0.0046 | 0.1083 | 0 | 0 | 0.0042 | 0.0005 | 0.0016 | 0.1011 | 0 | 0
1f37113 | MBS | 6 | 00f_051004_345x211x716.dat | 0.0663;0.0663;0.0663 | 345;211;716 | (1.1750;68.1881;12.8954) | 80 | 2.9 | 44 | 78.0611 | 60 | Varibar | [5,133,110] | [30,30,100] | 0 | 20 | 80 | normal | none | 4.0118 | 1.7034 | 6.8339 | 15.6583 | 6.6486 | 104.1068 | 0 | 0.0296 | 0.0016 | 0.0678 | 0.0288 | 0.0061 | 0.1051 | 0.4147 | 0.0057 | 0.0208 | 0.0553 | 0.0044 | 0.003 | 0.0023 | 0.0021 | 0.0356 | 0.002 | 0.0235 | 0.0207 | 0.0256 | 0.0029 | 0.0044 | 0.1293 | 0 | 0 | 0.004 | 0.0005 | 0.0014 | 0.1275 | 0 | 0
1f37113 | MBS | 6 | 00f_051004_345x211x716.dat | 0.0663;0.0663;0.0663 | 345;211;716 | (1.1750;68.1881;12.8954) | 80 | 7.702 | 57 | 78.0611 | 60 | Varibar | [5,133,110] | [30,30,100] | 0 | 20 | 80 | normal | none | 4.0118 | 1.7034 | 6.8339 | 15.6583 | 6.6486 | 104.1068 | 0 | 0.025 | 0.0014 | 0.0623 | 0.0236 | 0.0065 | 0.0893 | 0.2494 | 0.0053 | 0.0165 | 0.0541 | 0.0039 | 0.0028 | 0.002 | 0.0021 | 0.0293 | 0.0022 | 0.0186 | 0.017 | 0.0209 | 0.0029 | 0.0046 | 0.098 | 0 | 0 | 0.0041 | 0.0005 | 0.0016 | 0.0853 | 0 | 0
1f37113 | MBS | 6 | 00f_051004_345x211x716.dat | 0.0663;0.0663;0.0663 | 345;211;716 | (1.1750;68.1881;12.8954) | 80 | 8.502 | 60 | 78.0611 | 60 | Varibar | [5,133,110] | [30,30,100] | 0 | 20 | 80 | normal | none | 4.0118 | 1.7034 | 6.8339 | 15.6583 | 6.6486 | 104.1068 | 0 | 0.0247 | 0.0014 | 0.0618 | 0.023 | 0.0064 | 0.0799 | 0.2759 | 0.0053 | 0.016 | 0.0544 | 0.0039 | 0.0028 | 0.002 | 0.0021 | 0.0288 | 0.0023 | 0.0183 | 0.0167 | 0.0206 | 0.0029 | 0.0047 | 0.0921 | 0 | 0 | 0.0041 | 0.0005 | 0.0016 | 0.0848 | 0 | 0
1f37113 | MBS | 1 | 00m_051004_345x211x716.dat | 0.0663;0.0663;0.0663 | 345;211;716 | (1.1750;68.1881;14.0831) | 110 | 3.9 | 52 | 78.0611 | 60 | Varibar | [5] | [0] | 0 | 10 | 80 | normal | none | 4.0118 | 5.7542 | 23.085 | 15.6583 | 22.4591 | 351.6724 | 0 | 0.0136 | 0.0005 | 0.0144 | 0.0141 | 0.0077 | 0.0461 | 0.2351 | 0.0022 | 0.0099 | 0.0221 | 0.0016 | 0.0012 | 0.007 | 0.0051 | 0.0172 | 0.0031 | 0.0111 | 0.0092 | 0.0116 | 0.0028 | 0.0066 | 0.0545 | 0 | 0 | 0.0045 | 0.0005 | 0.0012 | 0.1774 | 0 | 0
1f37113 | MBS | 1 | 00m_051004_345x211x716.dat | 0.0663;0.0663;0.0663 | 345;211;716 | (1.1750;68.1881;14.0831) | 110 | 7.85 | 62 | 78.0611 | 60 | Varibar | [5] | [0] | 0 | 10 | 80 | normal | none | 4.0118 | 5.7542 | 23.085 | 15.6583 | 22.4591 | 351.6724 | 0 | 0.0127 | 0.0005 | 0.0152 | 0.0126 | 0.0077 | 0.0438 | 0.2046 | 0.0022 | 0.009 | 0.0236 | 0.0016 | 0.0012 | 0.0069 | 0.0053 | 0.0156 | 0.0032 | 0.01 | 0.0085 | 0.0107 | 0.0027 | 0.0067 | 0.0513 | 0 | 0 | 0.0045 | 0.0005 | 0.0014 | 0.1533 | 0 | 0
1f37113 | MBS | 1 | 00m_051004_345x211x716.dat | 0.0663;0.0663;0.0663 | 345;211;716 | (1.1750;68.1881;14.0831) | 110 | 9.9905 | 69 | 78.0611 | 60 | Varibar | [5] | [0] | 0 | 10 | 80 | normal | none | 4.0118 | 5.7542 | 23.085 | 15.6583 | 22.4591 | 351.6724 | 0 | 0.0122 | 0.0005 | 0.015 | 0.0121 | 0.0076 | 0.0425 | 0.194 | 0.0022 | 0.0087 | 0.0231 | 0.0016 | 0.0012 | 0.0067 | 0.0053 | 0.0149 | 0.0032 | 0.0096 | 0.0083 | 0.0105 | 0.0027 | 0.0067 | 0.0465 | 0 | 0 | 0.0044 | 0.0005 | 0.0014 | 0.1319 | 0 | 0
1f37113 | MBS | 1 | 00m_051004_345x211x716.dat | 0.0663;0.0663;0.0663 | 345;211;716 | (1.1750;68.1881;14.0831) | 60 | 2.5 | 38 | 78.0611 | 60 | Varibar | [5] | [0] | 0 | 10 | 80 | normal | none | 4.0118 | 5.7542 | 23.085 | 15.6583 | 22.4591 | 351.6724 | 0 | 0.0156 | 0.0005 | 0.0137 | 0.0164 | 0.0077 | 0.0546 | 0.319 | 0.0022 | 0.0117 | 0.021 | 0.0016 | 0.0011 | 0.0072 | 0.0048 | 0.0206 | 0.0029 | 0.0136 | 0.0103 | 0.0132 | 0.0028 | 0.0063 | 0.0795 | 0 | 0 | 0.0045 | 0.0005 | 0.0011 | 0.2598 | 0 | 0
1f37113 | MBS | 1 | 00m_051004_345x211x716.dat | 0.0663;0.0663;0.0663 | 345;211;716 | (1.1750;68.1881;14.0831) | 60 | 5.7448 | 47 | 78.0611 | 60 | Varibar | [5] | [0] | 0 | 10 | 80 | normal | none | 4.0118 | 5.7542 | 23.085 | 15.6583 | 22.4591 | 351.6724 | 0 | 0.0135 | 0.0005 | 0.0159 | 0.0137 | 0.0081 | 0.0467 | 0.2355 | 0.0022 | 0.0097 | 0.0239 | 0.0016 | 0.0012 | 0.0072 | 0.0054 | 0.0169 | 0.0033 | 0.011 | 0.009 | 0.0115 | 0.0028 | 0.0067 | 0.0586 | 0 | 0 | 0.0047 | 0.0005 | 0.0014 | 0.1956 | 0 | 0
1f37113 | MBS | 1 | 00m_051004_345x211x716.dat | 0.0663;0.0663;0.0663 | 345;211;716 | (1.1750;68.1881;14.0831) | 60 | 6.3535 | 49 | 78.0611 | 60 | Varibar | [5] | [0] | 0 | 10 | 80 | normal | none | 4.0118 | 5.7542 | 23.085 | 15.6583 | 22.4591 | 351.6724 | 0 | 0.0133 | 0.0005 | 0.0161 | 0.0135 | 0.0082 | 0.0473 | 0.2421 | 0.0023 | 0.0095 | 0.0244 | 0.0016 | 0.0012 | 0.0072 | 0.0055 | 0.0165 | 0.0033 | 0.0107 | 0.0089 | 0.0112 | 0.0028 | 0.0067 | 0.0581 | 0 | 0 | 0.0047 | 0.0005 | 0.0014 | 0.1955 | 0 | 0
1f37113 | MBS | 1 | 00m_051004_345x211x716.dat | 0.0663;0.0663;0.0663 | 345;211;716 | (1.1750;68.1881;14.0831) | 80 | 2.9 | 44 | 78.0611 | 60 | Varibar | [5] | [0] | 0 | 10 | 80 | normal | none | 4.0118 | 5.7542 | 23.085 | 15.6583 | 22.4591 | 351.6724 | 0 | 0.0147 | 0.0005 | 0.0141 | 0.0152 | 0.0077 | 0.0505 | 0.275 | 0.0022 | 0.0108 | 0.0217 | 0.0016 | 0.0012 | 0.0071 | 0.005 | 0.0188 | 0.003 | 0.0123 | 0.0097 | 0.0124 | 0.0028 | 0.0065 | 0.0677 | 0 | 0 | 0.0045 | 0.0005 | 0.0012 | 0.2443 | 0 | 0
1f37113 | MBS | 1 | 00m_051004_345x211x716.dat | 0.0663;0.0663;0.0663 | 345;211;716 | (1.1750;68.1881;14.0831) | 80 | 7.702 | 57 | 78.0611 | 60 | Varibar | [5] | [0] | 0 | 10 | 80 | normal | none | 4.0118 | 5.7542 | 23.085 | 15.6583 | 22.4591 | 351.6724 | 0 | 0.0128 | 0.0005 | 0.0158 | 0.0129 | 0.008 | 0.0454 | 0.1962 | 0.0023 | 0.0091 | 0.0242 | 0.0016 | 0.0012 | 0.007 | 0.0055 | 0.016 | 0.0033 | 0.0103 | 0.0087 | 0.0109 | 0.0028 | 0.0068 | 0.0505 | 0 | 0 | 0.0046 | 0.0005 | 0.0014 | 0.161 | 0 | 0
1f37113 | MBS | 1 | 00m_051004_345x211x716.dat | 0.0663;0.0663;0.0663 | 345;211;716 | (1.1750;68.1881;14.0831) | 80 | 8.502 | 60 | 78.0611 | 60 | Varibar | [5] | [0] | 0 | 10 | 80 | normal | none | 4.0118 | 5.7542 | 23.085 | 15.6583 | 22.4591 | 351.6724 | 0 | 0.0128 | 0.0005 | 0.0158 | 0.0127 | 0.008 | 0.0447 | 0.1892 | 0.0023 | 0.0089 | 0.024 | 0.0016 | 0.0012 | 0.007 | 0.0055 | 0.0156 | 0.0033 | 0.01 | 0.0086 | 0.0108 | 0.0028 | 0.0069 | 0.0516 | 0 | 0 | 0.0046 | 0.0005 | 0.0014 | 0.1464 | 0 | 0
1f37113 | MBS | 2 | 00m_051004_345x211x716.dat | 0.0663;0.0663;0.0663 | 345;211;716 | (1.1750;68.1881;12.8580) | 110 | 3.9 | 52 | 78.0611 | 60 | Varibar | [5] | [0] | 0 | 10 | 80 | normal | none | 4.0118 | 1.6809 | 6.7434 | 15.6583 | 6.5606 | 102.7276 | 0 | 0.0261 | 0.0015 | 0.063 | 0.0253 | 0.0062 | 0.0888 | 0.3569 | 0.0054 | 0.0177 | 0.0557 | 0.0041 | 0.0028 | 0.008 | 0.0033 | 0.0314 | 0.002 | 0.0198 | 0.0177 | 0.0224 | 0.0029 | 0.0044 | 0.0919 | 0 | 0 | 0.004 | 0.0005 | 0.0014 | 0.3265 | 0 | 0
1f37113 | MBS | 2 | 00m_051004_345x211x716.dat | 0.0663;0.0663;0.0663 | 345;211;716 | (1.1750;68.1881;12.8580) | 110 | 7.85 | 62 | 78.0611 | 60 | Varibar | [5] | [0] | 0 | 10 | 80 | normal | none | 4.0118 | 1.6809 | 6.7434 | 15.6583 | 6.5606 | 102.7276 | 0 | 0.0231 | 0.0015 | 0.0608 | 0.0224 | 0.0063 | 0.0816 | 0.3743 | 0.0052 | 0.0156 | 0.0533 | 0.0038 | 0.0028 | 0.0078 | 0.0035 | 0.0274 | 0.0021 | 0.0175 | 0.0159 | 0.0203 | 0.0029 | 0.0046 | 0.0814 | 0 | 0 | 0.004 | 0.0005 | 0.0016 | 0.2405 | 0 | 0
1f37113 | MBS | 2 | 00m_051004_345x211x716.dat | 0.0663;0.0663;0.0663 | 345;211;716 | (1.1750;68.1881;12.8580) | 110 | 9.9905 | 69 | 78.0611 | 60 | Varibar | [5] | [0] | 0 | 10 | 80 | normal | none | 4.0118 | 1.6809 | 6.7434 | 15.6583 | 6.5606 | 102.7276 | 0 | 0.0221 | 0.0014 | 0.0581 | 0.0212 | 0.0063 | 0.0799 | 0.3097 | 0.0051 | 0.0148 | 0.0515 | 0.0038 | 0.0027 | 0.0076 | 0.0035 | 0.0263 | 0.0021 | 0.0164 | 0.0154 | 0.0193 | 0.0029 | 0.0046 | 0.0773 | 0 | 0 | 0.004 | 0.0005 | 0.0016 | 0.2235 | 0 | 0
1f37113 | MBS | 2 | 00m_051004_345x211x716.dat | 0.0663;0.0663;0.0663 | 345;211;716 | (1.1750;68.1881;12.8580) | 60 | 2.5 | 38 | 78.0611 | 60 | Varibar | [5] | [0] | 0 | 10 | 80 | normal | none | 4.0118 | 1.6809 | 6.7434 | 15.6583 | 6.5606 | 102.7276 | 0 | 0.0317 | 0.0017 | 0.0707 | 0.033 | 0.006 | 0.108 | 0.6323 | 0.0058 | 0.0228 | 0.0598 | 0.0047 | 0.0029 | 0.0083 | 0.0031 | 0.0404 | 0.0019 | 0.026 | 0.0215 | 0.0278 | 0.0029 | 0.0042 | 0.1303 | 0 | 0 | 0.004 | 0.0004 | 0.0013 | 0.4815 | 0 | 0
1f37113 | MBS | 2 | 00m_051004_345x211x716.dat | 0.0663;0.0663;0.0663 | 345;211;716 | (1.1750;68.1881;12.8580) | 60 | 5.7448 | 47 | 78.0611 | 60 | Varibar | [5] | [0] | 0 | 10 | 80 | normal | none | 4.0118 | 1.6809 | 6.7434 | 15.6583 | 6.5606 | 102.7276 | 0 | 0.0259 | 0.0015 | 0.0609 | 0.0256 | 0.0066 | 0.0923 | 0.3724 | 0.0053 | 0.0177 | 0.0544 | 0.004 | 0.0028 | 0.0082 | 0.0036 | 0.0314 | 0.0022 | 0.0201 | 0.0176 | 0.0229 | 0.003 | 0.0045 | 0.0976 | 0 | 0 | 0.0042 | 0.0005 | 0.0016 | 0.3184 | 0 | 0
1f37113 | MBS | 2 | 00m_051004_345x211x716.dat | 0.0663;0.0663;0.0663 | 345;211;716 | (1.1750;68.1881;12.8580) | 60 | 6.3535 | 49 | 78.0611 | 60 | Varibar | [5] | [0] | 0 | 10 | 80 | normal | none | 4.0118 | 1.6809 | 6.7434 | 15.6583 | 6.5606 | 102.7276 | 0 | 0.0254 | 0.0015 | 0.0611 | 0.0244 | 0.0067 | 0.09 | 0.294 | 0.0053 | 0.0171 | 0.053 | 0.0039 | 0.0028 | 0.0082 | 0.0036 | 0.0308 | 0.0022 | 0.0198 | 0.017 | 0.0216 | 0.003 | 0.0046 | 0.0972 | 0 | 0 | 0.0042 | 0.0005 | 0.0016 | 0.3521 | 0 | 0
1f37113 | MBS | 2 | 00m_051004_345x211x716.dat | 0.0663;0.0663;0.0663 | 345;211;716 | (1.1750;68.1881;12.8580) | 80 | 2.9 | 44 | 78.0611 | 60 | Varibar | [5] | [0] | 0 | 10 | 80 | normal | none | 4.0118 | 1.6809 | 6.7434 | 15.6583 | 6.5606 | 102.7276 | 0 | 0.0287 | 0.0016 | 0.0679 | 0.0279 | 0.0061 | 0.1062 | 0.6442 | 0.0056 | 0.0199 | 0.0573 | 0.0044 | 0.0029 | 0.0082 | 0.0033 | 0.0347 | 0.002 | 0.0227 | 0.0197 | 0.0244 | 0.0029 | 0.0044 | 0.1184 | 0 | 0 | 0.004 | 0.0005 | 0.0014 | 0.59 | 0 | 0
1f37113 | MBS | 2 | 00m_051004_345x211x716.dat | 0.0663;0.0663;0.0663 | 345;211;716 | (1.1750;68.1881;12.8580) | 80 | 7.702 | 57 | 78.0611 | 60 | Varibar | [5] | [0] | 0 | 10 | 80 | normal | none | 4.0118 | 1.6809 | 6.7434 | 15.6583 | 6.5606 | 102.7276 | 0 | 0.0239 | 0.0015 | 0.0606 | 0.023 | 0.0066 | 0.0816 | 0.4874 | 0.0052 | 0.0159 | 0.0543 | 0.0039 | 0.0028 | 0.008 | 0.0037 | 0.0283 | 0.0022 | 0.0181 | 0.0162 | 0.0203 | 0.003 | 0.0047 | 0.0844 | 0 | 0 | 0.0042 | 0.0005 | 0.0016 | 0.2671 | 0 | 0
1f37113 | MBS | 2 | 00m_051004_345x211x716.dat | 0.0663;0.0663;0.0663 | 345;211;716 | (1.1750;68.1881;12.8580) | 80 | 8.502 | 60 | 78.0611 | 60 | Varibar | [5] | [0] | 0 | 10 | 80 | normal | none | 4.0118 | 1.6809 | 6.7434 | 15.6583 | 6.5606 | 102.7276 | 0 | 0.0234 | 0.0015 | 0.0613 | 0.0226 | 0.0066 | 0.0801 | 0.3923 | 0.0052 | 0.0155 | 0.0543 | 0.0038 | 0.0028 | 0.008 | 0.0037 | 0.0278 | 0.0022 | 0.0176 | 0.0161 | 0.0201 | 0.003 | 0.0047 | 0.0794 | 0 | 0 | 0.0042 | 0.0005 | 0.0016 | 0.2349 | 0 | 0
1f37113 | MBS | 3 | 00m_051004_345x211x716.dat | 0.0663;0.0663;0.0663 | 345;211;716 | (1.1750;68.1881;12.8580) | 110 | 3.9 | 52 | 78.0611 | 60 | Varibar | [5,133] | [30,30] | 0 | 10 | 80 | normal | none | 4.0118 | 1.6809 | 6.7434 | 15.6583 | 6.5606 | 102.7276 | 0 | 0.0264 | 0.0016 | 0.0619 | 0.0256 | 0.0062 | 0.0913 | 0.3751 | 0.0055 | 0.0178 | 0.056 | 0.0042 | 0.0029 | 0.008 | 0.0021 | 0.0317 | 0.0021 | 0.02 | 0.0179 | 0.0226 | 0.0029 | 0.0044 | 0.0943 | 0 | 0 | 0.004 | 0.0005 | 0.0014 | 0.3265 | 0 | 0
1f37113 | MBS | 3 | 00m_051004_345x211x716.dat | 0.0663;0.0663;0.0663 | 345;211;716 | (1.1750;68.1881;12.8580) | 110 | 7.85 | 62 | 78.0611 | 60 | Varibar | [5,133] | [30,30] | 0 | 10 | 80 | normal | none | 4.0118 | 1.6809 | 6.7434 | 15.6583 | 6.5606 | 102.7276 | 0 | 0.0232 | 0.0015 | 0.0612 | 0.0226 | 0.0063 | 0.0833 | 0.4073 | 0.0052 | 0.0157 | 0.0534 | 0.0039 | 0.0028 | 0.0078 | 0.0021 | 0.0276 | 0.0022 | 0.0176 | 0.0161 | 0.0204 | 0.0029 | 0.0045 | 0.0819 | 0 | 0 | 0.004 | 0.0005 | 0.0016 | 0.2403 | 0 | 0
1f37113 | MBS | 3 | 00m_051004_345x211x716.dat | 0.0663;0.0663;0.0663 | 345;211;716 | (1.1750;68.1881;12.8580) | 110 | 9.9905 | 69 | 78.0611 | 60 | Varibar | [5,133] | [30,30] | 0 | 10 | 80 | normal | none | 4.0118 | 1.6809 | 6.7434 | 15.6583 | 6.5606 | 102.7276 | 0 | 0.0222 | 0.0014 | 0.058 | 0.0215 | 0.0062 | 0.0807 | 0.3096 | 0.0052 | 0.0149 | 0.0527 | 0.0038 | 0.0027 | 0.0076 | 0.0022 | 0.0264 | 0.0022 | 0.0164 | 0.0155 | 0.0195 | 0.0028 | 0.0046 | 0.079 | 0 | 0 | 0.004 | 0.0005 | 0.0016 | 0.2228 | 0 | 0
1f37113 | MBS | 3 | 00m_051004_345x211x716.dat | 0.0663;0.0663;0.0663 | 345;211;716 | (1.1750;68.1881;12.8580) | 60 | 2.5 | 38 | 78.0611 | 60 | Varibar | [5,133] | [30,30] | 0 | 10 | 80 | normal | none | 4.0118 | 1.6809 | 6.7434 | 15.6583 | 6.5606 | 102.7276 | 0 | 0.0317 | 0.0017 | 0.0715 | 0.0331 | 0.006 | 0.1079 | 0.6323 | 0.0058 | 0.0231 | 0.06 | 0.0047 | 0.003 | 0.0083 | 0.0021 | 0.0402 | 0.002 | 0.0263 | 0.0217 | 0.0282 | 0.0029 | 0.0042 | 0.1327 | 0 | 0 | 0.004 | 0.0005 | 0.0013 | 0.4826 | 0 | 0
1f37113 | MBS | 3 | 00m_051004_345x211x716.dat | 0.0663;0.0663;0.0663 | 345;211;716 | (1.1750;68.1881;12.8580) | 60 | 5.7448 | 47 | 78.0611 | 60 | Varibar | [5,133] | [30,30] | 0 | 10 | 80 | normal | none | 4.0118 | 1.6809 | 6.7434 | 15.6583 | 6.5606 | 102.7276 | 0 | 0.0261 | 0.0015 | 0.061 | 0.0259 | 0.0066 | 0.0936 | 0.3771 | 0.0053 | 0.0178 | 0.055 | 0.004 | 0.0028 | 0.0082 | 0.002 | 0.0315 | 0.0022 | 0.0203 | 0.0178 | 0.0231 | 0.0029 | 0.0045 | 0.0982 | 0 | 0 | 0.0042 | 0.0005 | 0.0016 | 0.3184 | 0 | 0
1f37113 | MBS | 3 | 00m_051004_345x211x716.dat | 0.0663;0.0663;0.0663 | 345;211;716 | (1.1750;68.1881;12.8580) | 60 | 6.3535 | 49 | 78.0611 | 60 | Varibar | [5,133] | [30,30] | 0 | 10 | 80 | normal | none | 4.0118 | 1.6809 | 6.7434 | 15.6583 | 6.5606 | 102.7276 | 0 | 0.0256 | 0.0015 | 0.0624 | 0.0248 | 0.0067 | 0.0911 | 0.294 | 0.0053 | 0.0173 | 0.0535 | 0.004 | 0.0028 | 0.0082 | 0.002 | 0.0311 | 0.0023 | 0.0199 | 0.0172 | 0.0219 | 0.003 | 0.0046 | 0.0975 | 0 | 0 | 0.0042 | 0.0005 | 0.0016 | 0.3556 | 0 | 0
1f37113 | MBS | 3 | 00m_051004_345x211x716.dat | 0.0663;0.0663;0.0663 | 345;211;716 | (1.1750;68.1881;12.8580) | 80 | 2.9 | 44 | 78.0611 | 60 | Varibar | [5,133] | [30,30] | 0 | 10 | 80 | normal | none | 4.0118 | 1.6809 | 6.7434 | 15.6583 | 6.5606 | 102.7276 | 0 | 0.0289 | 0.0016 | 0.0684 | 0.0282 | 0.0061 | 0.106 | 0.6442 | 0.0056 | 0.0201 | 0.0571 | 0.0044 | 0.0029 | 0.0083 | 0.0021 | 0.0347 | 0.002 | 0.0229 | 0.0198 | 0.0247 | 0.0029 | 0.0044 | 0.1189 | 0 | 0 | 0.0041 | 0.0005 | 0.0014 | 0.59 | 0 | 0
1f37113 | MBS | 3 | 00m_051004_345x211x716.dat | 0.0663;0.0663;0.0663 | 345;211;716 | (1.1750;68.1881;12.8580) | 80 | 7.702 | 57 | 78.0611 | 60 | Varibar | [5,133] | [30,30] | 0 | 10 | 80 | normal | none | 4.0118 | 1.6809 | 6.7434 | 15.6583 | 6.5606 | 102.7276 | 0 | 0.024 | 0.0015 | 0.062 | 0.0232 | 0.0065 | 0.0831 | 0.4607 | 0.0053 | 0.0159 | 0.054 | 0.0039 | 0.0028 | 0.008 | 0.0021 | 0.0284 | 0.0022 | 0.0182 | 0.0163 | 0.0205 | 0.003 | 0.0046 | 0.084 | 0 | 0 | 0.0042 | 0.0005 | 0.0016 | 0.2585 | 0 | 0
1f37113 | MBS | 3 | 00m_051004_345x211x716.dat | 0.0663;0.0663;0.0663 | 345;211;716 | (1.1750;68.1881;12.8580) | 80 | 8.502 | 60 | 78.0611 | 60 | Varibar | [5,133] | [30,30] | 0 | 10 | 80 | normal | none | 4.0118 | 1.6809 | 6.7434 | 15.6583 | 6.5606 | 102.7276 | 0 | 0.0235 | 0.0015 | 0.0615 | 0.0228 | 0.0065 | 0.0813 | 0.3929 | 0.0052 | 0.0156 | 0.0546 | 0.0039 | 0.0028 | 0.008 | 0.0021 | 0.0278 | 0.0023 | 0.0177 | 0.0162 | 0.0202 | 0.003 | 0.0047 | 0.0805 | 0 | 0 | 0.0042 | 0.0005 | 0.0017 | 0.2378 | 0 | 0
1f37113 | MBS | 4 | 00m_051004_345x211x716.dat | 0.0663;0.0663;0.0663 | 345;211;716 | (1.1750;68.1881;12.8580) | 110 | 3.9 | 52 | 78.0611 | 60 | Varibar | [5,133,110] | [30,30,100] | 0 | 20 | 80 | normal | none | 4.0118 | 1.6809 | 6.7434 | 15.6583 | 6.5606 | 102.7276 | 0 | 0.0273 | 0.0016 | 0.0619 | 0.026 | 0.0062 | 0.0899 | 0.3786 | 0.0055 | 0.0185 | 0.0561 | 0.0042 | 0.0029 | 0.0023 | 0.0021 | 0.0324 | 0.0021 | 0.0204 | 0.0186 | 0.0231 | 0.0029 | 0.0044 | 0.0963 | 0 | 0 | 0.004 | 0.0005 | 0.0014 | 0.3265 | 0 | 0
1f37113 | MBS | 4 | 00m_051004_345x211x716.dat | 0.0663;0.0663;0.0663 | 345;211;716 | (1.1750;68.1881;12.8580) | 110 | 7.85 | 62 | 78.0611 | 60 | Varibar | [5,133,110] | [30,30,100] | 0 | 20 | 80 | normal | none | 4.0118 | 1.6809 | 6.7434 | 15.6583 | 6.5606 | 102.7276 | 0 | 0.0241 | 0.0015 | 0.0618 | 0.0229 | 0.0063 | 0.0852 | 0.393 | 0.0053 | 0.0161 | 0.0534 | 0.0039 | 0.0028 | 0.0021 | 0.0021 | 0.0284 | 0.0022 | 0.018 | 0.0165 | 0.0208 | 0.0029 | 0.0045 | 0.0836 | 0 | 0 | 0.0041 | 0.0005 | 0.0016 | 0.2414 | 0 | 0
1f37113 | MBS | 4 | 00m_051004_345x211x716.dat | 0.0663;0.0663;0.0663 | 345;211;716 | (1.1750;68.1881;12.8580) | 110 | 9.9905 | 69 | 78.0611 | 60 | Varibar | [5,133,110] | [30,30,100] | 0 | 20 | 80 | normal | none | 4.0118 | 1.6809 | 6.7434 | 15.6583 | 6.5606 | 102.7276 | 0 | 0.023 | 0.0014 | 0.0584 | 0.0218 | 0.0062 | 0.0828 | 0.2989 | 0.0052 | 0.0153 | 0.0528 | 0.0038 | 0.0028 | 0.0021 | 0.0022 | 0.0271 | 0.0022 | 0.0168 | 0.0159 | 0.0199 | 0.0028 | 0.0046 | 0.0804 | 0 | 0 | 0.004 | 0.0005 | 0.0016 | 0.2262 | 0 | 0
1f37113 | MBS | 4 | 00m_051004_345x211x716.dat | 0.0663;0.0663;0.0663 | 345;211;716 | (1.1750;68.1881;12.8580) | 60 | 2.5 | 38 | 78.0611 | 60 | Varibar | [5,133,110] | [30,30,100] | 0 | 20 | 80 | normal | none | 4.0118 | 1.6809 | 6.7434 | 15.6583 | 6.5606 | 102.7276 | 0 | 0.0332 | 0.0017 | 0.072 | 0.0334 | 0.006 | 0.1093 | 0.6323 | 0.0059 | 0.0239 | 0.06 | 0.0047 | 0.003 | 0.0024 | 0.0021 | 0.0411 | 0.002 | 0.0267 | 0.0225 | 0.029 | 0.0029 | 0.0042 | 0.1381 | 0 | 0 | 0.004 | 0.0005 | 0.0013 | 0.4826 | 0 | 0
1f37113 | MBS | 4 | 00m_051004_345x211x716.dat | 0.0663;0.0663;0.0663 | 345;211;716 | (1.1750;68.1881;12.8580) | 60 | 5.7448 | 47 | 78.0611 | 60 | Varibar | [5,133,110] | [30,30,100] | 0 | 20 | 80 | normal | none | 4.0118 | 1.6809 | 6.7434 | 15.6583 | 6.5606 | 102.7276 | 0 | 0.0276 | 0.0015 | 0.0615 | 0.0264 | 0.0066 | 0.0935 | 0.4411 | 0.0054 | 0.0184 | 0.0552 | 0.0041 | 0.0028 | 0.002 | 0.002 | 0.0325 | 0.0022 | 0.0208 | 0.0186 | 0.0237 | 0.0029 | 0.0045 | 0.1013 | 0 | 0 | 0.0042 | 0.0005 | 0.0016 | 0.3265 | 0 | 0
1f37113 | MBS | 4 | 00m_051004_345x211x716.dat | 0.0663;0.0663;0.0663 | 345;211;716 | (1.1750;68.1881;12.8580) | 60 | 6.3535 | 49 | 78.0611 | 60 | Varibar | [5,133,110] | [30,30,100] | 0 | 20 | 80 | normal | none | 4.0118 | 1.6809 | 6.7434 | 15.6583 | 6.5606 | 102.7276 | 0 | 0.0268 | 0.0015 | 0.0634 | 0.0251 | 0.0067 | 0.0919 | 0.3072 | 0.0053 | 0.0179 | 0.0537 | 0.004 | 0.0028 | 0.002 | 0.002 | 0.0321 | 0.0023 | 0.0204 | 0.0179 | 0.0225 | 0.003 | 0.0046 | 0.1 | 0 | 0 | 0.0043 | 0.0005 | 0.0016 | 0.3801 | 0 | 0
1f37113 | MBS | 4 | 00m_051004_345x211x716.dat | 0.0663;0.0663;0.0663 | 345;211;716 | (1.1750;68.1881;12.8580) | 80 | 2.9 | 44 | 78.0611 | 60 | Varibar | [5,133,110] | [30,30,100] | 0 | 20 | 80 | normal | none | 4.0118 | 1.6809 | 6.7434 | 15.6583 | 6.5606 | 102.7276 | 0 | 0.0302 | 0.0016 | 0.0685 | 0.0286 | 0.0061 | 0.1057 | 0.7368 | 0.0057 | 0.0207 | 0.0572 | 0.0045 | 0.003 | 0.0023 | 0.0021 | 0.0357 | 0.002 | 0.0233 | 0.0204 | 0.0255 | 0.0029 | 0.0044 | 0.1213 | 0 | 0 | 0.0041 | 0.0005 | 0.0014 | 0.59 | 0 | 0
1f37113 | MBS | 4 | 00m_051004_345x211x716.dat | 0.0663;0.0663;0.0663 | 345;211;716 | (1.1750;68.1881;12.8580) | 80 | 7.702 | 57 | 78.0611 | 60 | Varibar | [5,133,110] | [30,30,100] | 0 | 20 | 80 | normal | none | 4.0118 | 1.6809 | 6.7434 | 15.6583 | 6.5606 | 102.7276 | 0 | 0.025 | 0.0015 | 0.063 | 0.0236 | 0.0065 | 0.0849 | 0.4607 | 0.0053 | 0.0165 | 0.054 | 0.0039 | 0.0028 | 0.002 | 0.0021 | 0.0294 | 0.0022 | 0.0186 | 0.0169 | 0.0211 | 0.0029 | 0.0046 | 0.0858 | 0 | 0 | 0.0042 | 0.0005 | 0.0016 | 0.2652 | 0 | 0
1f37113 | MBS | 4 | 00m_051004_345x211x716.dat | 0.0663;0.0663;0.0663 | 345;211;716 | (1.1750;68.1881;12.8580) | 80 | 8.502 | 60 | 78.0611 | 60 | Varibar | [5,133,110] | [30,30,100] | 0 | 20 | 80 | normal | none | 4.0118 | 1.6809 | 6.7434 | 15.6583 | 6.5606 | 102.7276 | 0 | 0.0246 | 0.0015 | 0.0628 | 0.0231 | 0.0065 | 0.0831 | 0.3929 | 0.0053 | 0.0161 | 0.0546 | 0.0039 | 0.0028 | 0.002 | 0.0021 | 0.0286 | 0.0023 | 0.0181 | 0.0168 | 0.0206 | 0.0029 | 0.0047 | 0.0834 | 0 | 0 | 0.0042 | 0.0005 | 0.0017 | 0.2345 | 0 | 0
1f37113 | MBS | 5 | 00m_051004_345x211x716.dat | 0.0663;0.0663;0.0663 | 345;211;716 | (1.1750;68.1881;12.8580) | 110 | 3.9 | 52 | 78.0611 | 60 | Varibar | [5,133] | [30,30] | 0 | 10 | 80 | normal | none | 4.0118 | 1.6809 | 6.7434 | 15.6583 | 6.5606 | 102.7276 | 0 | 0.0264 | 0.0016 | 0.0619 | 0.0256 | 0.0062 | 0.0913 | 0.3751 | 0.0055 | 0.0178 | 0.056 | 0.0042 | 0.0029 | 0.008 | 0.0021 | 0.0317 | 0.0021 | 0.02 | 0.0179 | 0.0226 | 0.0029 | 0.0044 | 0.0943 | 0 | 0 | 0.004 | 0.0005 | 0.0014 | 0.3265 | 0 | 0
1f37113 | MBS | 5 | 00m_051004_345x211x716.dat | 0.0663;0.0663;0.0663 | 345;211;716 | (1.1750;68.1881;12.8580) | 110 | 7.85 | 62 | 78.0611 | 60 | Varibar | [5,133] | [30,30] | 0 | 10 | 80 | normal | none | 4.0118 | 1.6809 | 6.7434 | 15.6583 | 6.5606 | 102.7276 | 0 | 0.0232 | 0.0015 | 0.0612 | 0.0226 | 0.0063 | 0.0833 | 0.4073 | 0.0052 | 0.0157 | 0.0534 | 0.0039 | 0.0028 | 0.0078 | 0.0021 | 0.0276 | 0.0022 | 0.0176 | 0.0161 | 0.0204 | 0.0029 | 0.0045 | 0.0819 | 0 | 0 | 0.004 | 0.0005 | 0.0016 | 0.2403 | 0 | 0
1f37113 | MBS | 5 | 00m_051004_345x211x716.dat | 0.0663;0.0663;0.0663 | 345;211;716 | (1.1750;68.1881;12.8580) | 110 | 9.9905 | 69 | 78.0611 | 60 | Varibar | [5,133] | [30,30] | 0 | 10 | 80 | normal | none | 4.0118 | 1.6809 | 6.7434 | 15.6583 | 6.5606 | 102.7276 | 0 | 0.0222 | 0.0014 | 0.058 | 0.0215 | 0.0062 | 0.0807 | 0.3096 | 0.0052 | 0.0149 | 0.0527 | 0.0038 | 0.0027 | 0.0076 | 0.0022 | 0.0264 | 0.0022 | 0.0164 | 0.0155 | 0.0195 | 0.0028 | 0.0046 | 0.079 | 0 | 0 | 0.004 | 0.0005 | 0.0016 | 0.2228 | 0 | 0
1f37113 | MBS | 5 | 00m_051004_345x211x716.dat | 0.0663;0.0663;0.0663 | 345;211;716 | (1.1750;68.1881;12.8580) | 60 | 2.5 | 38 | 78.0611 | 60 | Varibar | [5,133] | [30,30] | 0 | 10 | 80 | normal | none | 4.0118 | 1.6809 | 6.7434 | 15.6583 | 6.5606 | 102.7276 | 0 | 0.0317 | 0.0017 | 0.0715 | 0.0331 | 0.006 | 0.1079 | 0.6323 | 0.0058 | 0.0231 | 0.06 | 0.0047 | 0.003 | 0.0083 | 0.0021 | 0.0402 | 0.002 | 0.0263 | 0.0217 | 0.0282 | 0.0029 | 0.0042 | 0.1327 | 0 | 0 | 0.004 | 0.0005 | 0.0013 | 0.4826 | 0 | 0
1f37113 | MBS | 5 | 00m_051004_345x211x716.dat | 0.0663;0.0663;0.0663 | 345;211;716 | (1.1750;68.1881;12.8580) | 60 | 5.7448 | 47 | 78.0611 | 60 | Varibar | [5,133] | [30,30] | 0 | 10 | 80 | normal | none | 4.0118 | 1.6809 | 6.7434 | 15.6583 | 6.5606 | 102.7276 | 0 | 0.0261 | 0.0015 | 0.061 | 0.0259 | 0.0066 | 0.0936 | 0.3771 | 0.0053 | 0.0178 | 0.055 | 0.004 | 0.0028 | 0.0082 | 0.002 | 0.0315 | 0.0022 | 0.0203 | 0.0178 | 0.0231 | 0.0029 | 0.0045 | 0.0982 | 0 | 0 | 0.0042 | 0.0005 | 0.0016 | 0.3184 | 0 | 0
1f37113 | MBS | 5 | 00m_051004_345x211x716.dat | 0.0663;0.0663;0.0663 | 345;211;716 | (1.1750;68.1881;12.8580) | 60 | 6.3535 | 49 | 78.0611 | 60 | Varibar | [5,133] | [30,30] | 0 | 10 | 80 | normal | none | 4.0118 | 1.6809 | 6.7434 | 15.6583 | 6.5606 | 102.7276 | 0 | 0.0256 | 0.0015 | 0.0624 | 0.0248 | 0.0067 | 0.0911 | 0.294 | 0.0053 | 0.0173 | 0.0535 | 0.004 | 0.0028 | 0.0082 | 0.002 | 0.0311 | 0.0023 | 0.0199 | 0.0172 | 0.0219 | 0.003 | 0.0046 | 0.0975 | 0 | 0 | 0.0042 | 0.0005 | 0.0016 | 0.3556 | 0 | 0
1f37113 | MBS | 5 | 00m_051004_345x211x716.dat | 0.0663;0.0663;0.0663 | 345;211;716 | (1.1750;68.1881;12.8580) | 80 | 2.9 | 44 | 78.0611 | 60 | Varibar | [5,133] | [30,30] | 0 | 10 | 80 | normal | none | 4.0118 | 1.6809 | 6.7434 | 15.6583 | 6.5606 | 102.7276 | 0 | 0.0289 | 0.0016 | 0.0684 | 0.0282 | 0.0061 | 0.106 | 0.6442 | 0.0056 | 0.0201 | 0.0571 | 0.0044 | 0.0029 | 0.0083 | 0.0021 | 0.0347 | 0.002 | 0.0229 | 0.0198 | 0.0247 | 0.0029 | 0.0044 | 0.1189 | 0 | 0 | 0.0041 | 0.0005 | 0.0014 | 0.59 | 0 | 0
1f37113 | MBS | 5 | 00m_051004_345x211x716.dat | 0.0663;0.0663;0.0663 | 345;211;716 | (1.1750;68.1881;12.8580) | 80 | 7.702 | 57 | 78.0611 | 60 | Varibar | [5,133] | [30,30] | 0 | 10 | 80 | normal | none | 4.0118 | 1.6809 | 6.7434 | 15.6583 | 6.5606 | 102.7276 | 0 | 0.024 | 0.0015 | 0.062 | 0.0232 | 0.0065 | 0.0831 | 0.4607 | 0.0053 | 0.0159 | 0.054 | 0.0039 | 0.0028 | 0.008 | 0.0021 | 0.0284 | 0.0022 | 0.0182 | 0.0163 | 0.0205 | 0.003 | 0.0046 | 0.084 | 0 | 0 | 0.0042 | 0.0005 | 0.0016 | 0.2585 | 0 | 0
1f37113 | MBS | 5 | 00m_051004_345x211x716.dat | 0.0663;0.0663;0.0663 | 345;211;716 | (1.1750;68.1881;12.8580) | 80 | 8.502 | 60 | 78.0611 | 60 | Varibar | [5,133] | [30,30] | 0 | 10 | 80 | normal | none | 4.0118 | 1.6809 | 6.7434 | 15.6583 | 6.5606 | 102.7276 | 0 | 0.0235 | 0.0015 | 0.0615 | 0.0228 | 0.0065 | 0.0813 | 0.3929 | 0.0052 | 0.0156 | 0.0546 | 0.0039 | 0.0028 | 0.008 | 0.0021 | 0.0278 | 0.0023 | 0.0177 | 0.0162 | 0.0202 | 0.003 | 0.0047 | 0.0805 | 0 | 0 | 0.0042 | 0.0005 | 0.0017 | 0.2378 | 0 | 0
1f37113 | MBS | 6 | 00m_051004_345x211x716.dat | 0.0663;0.0663;0.0663 | 345;211;716 | (1.1750;68.1881;12.8580) | 110 | 3.9 | 52 | 78.0611 | 60 | Varibar | [5,133,110] | [30,30,100] | 0 | 20 | 80 | normal | none | 4.0118 | 1.6809 | 6.7434 | 15.6583 | 6.5606 | 102.7276 | 0 | 0.0273 | 0.0016 | 0.0619 | 0.026 | 0.0062 | 0.0899 | 0.3786 | 0.0055 | 0.0185 | 0.0561 | 0.0042 | 0.0029 | 0.0023 | 0.0021 | 0.0324 | 0.0021 | 0.0204 | 0.0186 | 0.0231 | 0.0029 | 0.0044 | 0.0963 | 0 | 0 | 0.004 | 0.0005 | 0.0014 | 0.3265 | 0 | 0
1f37113 | MBS | 6 | 00m_051004_345x211x716.dat | 0.0663;0.0663;0.0663 | 345;211;716 | (1.1750;68.1881;12.8580) | 110 | 7.85 | 62 | 78.0611 | 60 | Varibar | [5,133,110] | [30,30,100] | 0 | 20 | 80 | normal | none | 4.0118 | 1.6809 | 6.7434 | 15.6583 | 6.5606 | 102.7276 | 0 | 0.0241 | 0.0015 | 0.0618 | 0.0229 | 0.0063 | 0.0852 | 0.393 | 0.0053 | 0.0161 | 0.0534 | 0.0039 | 0.0028 | 0.0021 | 0.0021 | 0.0284 | 0.0022 | 0.018 | 0.0165 | 0.0208 | 0.0029 | 0.0045 | 0.0836 | 0 | 0 | 0.0041 | 0.0005 | 0.0016 | 0.2414 | 0 | 0
1f37113 | MBS | 6 | 00m_051004_345x211x716.dat | 0.0663;0.0663;0.0663 | 345;211;716 | (1.1750;68.1881;12.8580) | 110 | 9.9905 | 69 | 78.0611 | 60 | Varibar | [5,133,110] | [30,30,100] | 0 | 20 | 80 | normal | none | 4.0118 | 1.6809 | 6.7434 | 15.6583 | 6.5606 | 102.7276 | 0 | 0.023 | 0.0014 | 0.0584 | 0.0218 | 0.0062 | 0.0828 | 0.2989 | 0.0052 | 0.0153 | 0.0528 | 0.0038 | 0.0028 | 0.0021 | 0.0022 | 0.0271 | 0.0022 | 0.0168 | 0.0159 | 0.0199 | 0.0028 | 0.0046 | 0.0804 | 0 | 0 | 0.004 | 0.0005 | 0.0016 | 0.2262 | 0 | 0
1f37113 | MBS | 6 | 00m_051004_345x211x716.dat | 0.0663;0.0663;0.0663 | 345;211;716 | (1.1750;68.1881;12.8580) | 60 | 2.5 | 38 | 78.0611 | 60 | Varibar | [5,133,110] | [30,30,100] | 0 | 20 | 80 | normal | none | 4.0118 | 1.6809 | 6.7434 | 15.6583 | 6.5606 | 102.7276 | 0 | 0.0332 | 0.0017 | 0.072 | 0.0334 | 0.006 | 0.1093 | 0.6323 | 0.0059 | 0.0239 | 0.06 | 0.0047 | 0.003 | 0.0024 | 0.0021 | 0.0411 | 0.002 | 0.0267 | 0.0225 | 0.029 | 0.0029 | 0.0042 | 0.1381 | 0 | 0 | 0.004 | 0.0005 | 0.0013 | 0.4826 | 0 | 0
1f37113 | MBS | 6 | 00m_051004_345x211x716.dat | 0.0663;0.0663;0.0663 | 345;211;716 | (1.1750;68.1881;12.8580) | 60 | 5.7448 | 47 | 78.0611 | 60 | Varibar | [5,133,110] | [30,30,100] | 0 | 20 | 80 | normal | none | 4.0118 | 1.6809 | 6.7434 | 15.6583 | 6.5606 | 102.7276 | 0 | 0.0276 | 0.0015 | 0.0615 | 0.0264 | 0.0066 | 0.0935 | 0.4411 | 0.0054 | 0.0184 | 0.0552 | 0.0041 | 0.0028 | 0.002 | 0.002 | 0.0325 | 0.0022 | 0.0208 | 0.0186 | 0.0237 | 0.0029 | 0.0045 | 0.1013 | 0 | 0 | 0.0042 | 0.0005 | 0.0016 | 0.3265 | 0 | 0
1f37113 | MBS | 6 | 00m_051004_345x211x716.dat | 0.0663;0.0663;0.0663 | 345;211;716 | (1.1750;68.1881;12.8580) | 60 | 6.3535 | 49 | 78.0611 | 60 | Varibar | [5,133,110] | [30,30,100] | 0 | 20 | 80 | normal | none | 4.0118 | 1.6809 | 6.7434 | 15.6583 | 6.5606 | 102.7276 | 0 | 0.0268 | 0.0015 | 0.0634 | 0.0251 | 0.0067 | 0.0919 | 0.3072 | 0.0053 | 0.0179 | 0.0537 | 0.004 | 0.0028 | 0.002 | 0.002 | 0.0321 | 0.0023 | 0.0204 | 0.0179 | 0.0225 | 0.003 | 0.0046 | 0.1 | 0 | 0 | 0.0043 | 0.0005 | 0.0016 | 0.3801 | 0 | 0
1f37113 | MBS | 6 | 00m_051004_345x211x716.dat | 0.0663;0.0663;0.0663 | 345;211;716 | (1.1750;68.1881;12.8580) | 80 | 2.9 | 44 | 78.0611 | 60 | Varibar | [5,133,110] | [30,30,100] | 0 | 20 | 80 | normal | none | 4.0118 | 1.6809 | 6.7434 | 15.6583 | 6.5606 | 102.7276 | 0 | 0.0302 | 0.0016 | 0.0685 | 0.0286 | 0.0061 | 0.1057 | 0.7368 | 0.0057 | 0.0207 | 0.0572 | 0.0045 | 0.003 | 0.0023 | 0.0021 | 0.0357 | 0.002 | 0.0233 | 0.0204 | 0.0255 | 0.0029 | 0.0044 | 0.1213 | 0 | 0 | 0.0041 | 0.0005 | 0.0014 | 0.59 | 0 | 0
1f37113 | MBS | 6 | 00m_051004_345x211x716.dat | 0.0663;0.0663;0.0663 | 345;211;716 | (1.1750;68.1881;12.8580) | 80 | 7.702 | 57 | 78.0611 | 60 | Varibar | [5,133,110] | [30,30,100] | 0 | 20 | 80 | normal | none | 4.0118 | 1.6809 | 6.7434 | 15.6583 | 6.5606 | 102.7276 | 0 | 0.025 | 0.0015 | 0.063 | 0.0236 | 0.0065 | 0.0849 | 0.4607 | 0.0053 | 0.0165 | 0.054 | 0.0039 | 0.0028 | 0.002 | 0.0021 | 0.0294 | 0.0022 | 0.0186 | 0.0169 | 0.0211 | 0.0029 | 0.0046 | 0.0858 | 0 | 0 | 0.0042 | 0.0005 | 0.0016 | 0.2652 | 0 | 0
1f37113 | MBS | 6 | 00m_051004_345x211x716.dat | 0.0663;0.0663;0.0663 | 345;211;716 | (1.1750;68.1881;12.8580) | 80 | 8.502 | 60 | 78.0611 | 60 | Varibar | [5,133,110] | [30,30,100] | 0 | 20 | 80 | normal | none | 4.0118 | 1.6809 | 6.7434 | 15.6583 | 6.5606 | 102.7276 | 0 | 0.0246 | 0.0015 | 0.0628 | 0.0231 | 0.0065 | 0.0831 | 0.3929 | 0.0053 | 0.0161 | 0.0546 | 0.0039 | 0.0028 | 0.002 | 0.0021 | 0.0286 | 0.0023 | 0.0181 | 0.0168 | 0.0206 | 0.0029 | 0.0047 | 0.0834 | 0 | 0 | 0.0042 | 0.0005 | 0.0017 | 0.2345 | 0 | 0
1f37113 | MBS | 1 | 01f_076010_393x248x546.dat | 0.0663;0.0663;0.1400 | 393;248;546 | (0.1677;69.1162;23.7226) | 110 | 3.9 | 52 | 81.5087 | 60 | Varibar | [5] | [0] | 0 | 10 | 100 | normal | none | 5.7221 | 8.6242 | 49.3488 | 23.3202 | 35.1474 | 819.6433 | 0 | 0.0111 | 0.0005 | 0.0091 | 0.0129 | 0.0077 | 0.0351 | 0.1599 | 0.002 | 0.0055 | 0.0265 | 0.0014 | 0.001 | 0.0054 | 0.0068 | 0.0124 | 0.0025 | 0.0095 | 0.0057 | 0.0063 | 0.0033 | 0.0085 | 0.0587 | 0 | 0 | 0.0051 | 0.0005 | 0.0013 | 0.1426 | 0 | 0
1f37113 | MBS | 1 | 01f_076010_393x248x546.dat | 0.0663;0.0663;0.1400 | 393;248;546 | (0.1677;69.1162;23.7226) | 110 | 7.85 | 62 | 81.5087 | 60 | Varibar | [5] | [0] | 0 | 10 | 100 | normal | none | 5.7221 | 8.6242 | 49.3488 | 23.3202 | 35.1474 | 819.6433 | 0 | 0.0104 | 0.0005 | 0.0093 | 0.0113 | 0.0073 | 0.0321 | 0.143 | 0.0019 | 0.005 | 0.028 | 0.0014 | 0.0011 | 0.0054 | 0.0069 | 0.0111 | 0.0025 | 0.0083 | 0.0052 | 0.0059 | 0.0033 | 0.0086 | 0.0496 | 0 | 0 | 0.0051 | 0.0005 | 0.0014 | 0.1216 | 0 | 0
1f37113 | MBS | 1 | 01f_076010_393x248x546.dat | 0.0663;0.0663;0.1400 | 393;248;546 | (0.1677;69.1162;23.7226) | 110 | 9.9905 | 69 | 81.5087 | 60 | Varibar | [5] | [0] | 0 | 10 | 100 | normal | none | 5.7221 | 8.6242 | 49.3488 | 23.3202 | 35.1474 | 819.6433 | 0 | 0.0101 | 0.0005 | 0.0091 | 0.0107 | 0.0072 | 0.0305 | 0.128 | 0.0019 | 0.0048 | 0.0276 | 0.0014 | 0.0011 | 0.0053 | 0.0068 | 0.0106 | 0.0024 | 0.0078 | 0.005 | 0.0056 | 0.0032 | 0.0085 | 0.0474 | 0 | 0 | 0.005 | 0.0005 | 0.0014 | 0.1087 | 0 | 0
1f37113 | MBS | 1 | 01f_076010_393x248x546.dat | 0.0663;0.0663;0.1400 | 393;248;546 | (0.1677;69.1162;23.7226) | 60 | 2.5 | 38 | 81.5087 | 60 | Varibar | [5] | [0] | 0 | 10 | 100 | normal | none | 5.7221 | 8.6242 | 49.3488 | 23.3202 | 35.1474 | 819.6433 | 0 | 0.012 | 0.0005 | 0.0089 | 0.0167 | 0.008 | 0.0416 | 0.2669 | 0.002 | 0.0065 | 0.0252 | 0.0014 | 0.001 | 0.0055 | 0.0068 | 0.0156 | 0.0024 | 0.0124 | 0.0067 | 0.0071 | 0.0034 | 0.0084 | 0.0821 | 0 | 0 | 0.0051 | 0.0004 | 0.0012 | 0.2353 | 0 | 0
1f37113 | MBS | 1 | 01f_076010_393x248x546.dat | 0.0663;0.0663;0.1400 | 393;248;546 | (0.1677;69.1162;23.7226) | 60 | 5.7448 | 47 | 81.5087 | 60 | Varibar | [5] | [0] | 0 | 10 | 100 | normal | none | 5.7221 | 8.6242 | 49.3488 | 23.3202 | 35.1474 | 819.6433 | 0 | 0.0111 | 0.0005 | 0.0101 | 0.0129 | 0.0079 | 0.0342 | 0.199 | 0.002 | 0.0054 | 0.0292 | 0.0014 | 0.0011 | 0.0056 | 0.0072 | 0.0124 | 0.0025 | 0.0096 | 0.0057 | 0.0063 | 0.0033 | 0.0085 | 0.0623 | 0 | 0 | 0.0053 | 0.0005 | 0.0015 | 0.167 | 0 | 0
1f37113 | MBS | 1 | 01f_076010_393x248x546.dat | 0.0663;0.0663;0.1400 | 393;248;546 | (0.1677;69.1162;23.7226) | 60 | 6.3535 | 49 | 81.5087 | 60 | Varibar | [5] | [0] | 0 | 10 | 100 | normal | none | 5.7221 | 8.6242 | 49.3488 | 23.3202 | 35.1474 | 819.6433 | 0 | 0.011 | 0.0005 | 0.0102 | 0.0126 | 0.0079 | 0.0345 | 0.1711 | 0.002 | 0.0053 | 0.0298 | 0.0014 | 0.0011 | 0.0056 | 0.0072 | 0.0121 | 0.0026 | 0.0093 | 0.0056 | 0.0062 | 0.0034 | 0.0086 | 0.0591 | 0 | 0 | 0.0053 | 0.0005 | 0.0015 | 0.1408 | 0 | 0
1f37113 | MBS | 1 | 01f_076010_393x248x546.dat | 0.0663;0.0663;0.1400 | 393;248;546 | (0.1677;69.1162;23.7226) | 80 | 2.9 | 44 | 81.5087 | 60 | Varibar | [5] | [0] | 0 | 10 | 100 | normal | none | 5.7221 | 8.6242 | 49.3488 | 23.3202 | 35.1474 | 819.6433 | 0 | 0.0116 | 0.0005 | 0.0091 | 0.0145 | 0.0079 | 0.0382 | 0.203 | 0.002 | 0.006 | 0.026 | 0.0014 | 0.001 | 0.0055 | 0.0069 | 0.0138 | 0.0025 | 0.0106 | 0.0062 | 0.0067 | 0.0034 | 0.0085 | 0.072 | 0 | 0 | 0.0052 | 0.0004 | 0.0013 | 0.1844 | 0 | 0
1f37113 | MBS | 1 | 01f_076010_393x248x546.dat | 0.0663;0.0663;0.1400 | 393;248;546 | (0.1677;69.1162;23.7226) | 80 | 7.702 | 57 | 81.5087 | 60 | Varibar | [5] | [0] | 0 | 10 | 100 | normal | none | 5.7221 | 8.6242 | 49.3488 | 23.3202 | 35.1474 | 819.6433 | 0 | 0.0107 | 0.0005 | 0.0098 | 0.0116 | 0.0076 | 0.0335 | 0.1633 | 0.002 | 0.005 | 0.029 | 0.0014 | 0.0011 | 0.0055 | 0.0071 | 0.0113 | 0.0025 | 0.0085 | 0.0054 | 0.006 | 0.0033 | 0.0087 | 0.0538 | 0 | 0 | 0.0052 | 0.0005 | 0.0015 | 0.1308 | 0 | 0
1f37113 | MBS | 1 | 01f_076010_393x248x546.dat | 0.0663;0.0663;0.1400 | 393;248;546 | (0.1677;69.1162;23.7226) | 80 | 8.502 | 60 | 81.5087 | 60 | Varibar | [5] | [0] | 0 | 10 | 100 | normal | none | 5.7221 | 8.6242 | 49.3488 | 23.3202 | 35.1474 | 819.6433 | 0 | 0.0106 | 0.0005 | 0.0097 | 0.0113 | 0.0076 | 0.0323 | 0.1357 | 0.002 | 0.005 | 0.0291 | 0.0014 | 0.0011 | 0.0055 | 0.0071 | 0.0111 | 0.0025 | 0.0083 | 0.0053 | 0.0059 | 0.0033 | 0.0087 | 0.0521 | 0 | 0 | 0.0052 | 0.0005 | 0.0015 | 0.1273 | 0 | 0
1f37113 | MBS | 2 | 01f_076010_393x248x546.dat | 0.0663;0.0663;0.1400 | 393;248;546 | (0.1677;69.1162;23.7382) | 110 | 3.9 | 52 | 81.5087 | 60 | Varibar | [5] | [0] | 0 | 10 | 100 | normal | none | 5.7221 | 2.4744 | 14.1591 | 23.3202 | 10.0844 | 235.1704 | 0 | 0.0369 | 0.0009 | 0.0481 | 0.0303 | 0.0056 | 0.0871 | 0.3478 | 0.0058 | 0.0136 | 0.0555 | 0.0046 | 0.0028 | 0.0056 | 0.0044 | 0.0299 | 0.0016 | 0.0224 | 0.0156 | 0.0195 | 0.0055 | 0.0062 | 0.1247 | 0 | 0 | 0.0049 | 0.0004 | 0.0015 | 0.2956 | 0 | 0
1f37113 | MBS | 2 | 01f_076010_393x248x546.dat | 0.0663;0.0663;0.1400 | 393;248;546 | (0.1677;69.1162;23.7382) | 110 | 7.85 | 62 | 81.5087 | 60 | Varibar | [5] | [0] | 0 | 10 | 100 | normal | none | 5.7221 | 2.4744 | 14.1591 | 23.3202 | 10.0844 | 235.1704 | 0 | 0.0326 | 0.0009 | 0.0433 | 0.0258 | 0.0054 | 0.084 | 0.2591 | 0.0054 | 0.0121 | 0.0549 | 0.0042 | 0.0027 | 0.0056 | 0.0045 | 0.0263 | 0.0016 | 0.019 | 0.0139 | 0.0174 | 0.0053 | 0.0063 | 0.1059 | 0 | 0 | 0.0049 | 0.0004 | 0.0016 | 0.2861 | 0 | 0
1f37113 | MBS | 2 | 01f_076010_393x248x546.dat | 0.0663;0.0663;0.1400 | 393;248;546 | (0.1677;69.1162;23.7382) | 110 | 9.9905 | 69 | 81.5087 | 60 | Varibar | [5] | [0] | 0 | 10 | 100 | normal | none | 5.7221 | 2.4744 | 14.1591 | 23.3202 | 10.0844 | 235.1704 | 0 | 0.0308 | 0.0008 | 0.041 | 0.0236 | 0.0053 | 0.075 | 0.2504 | 0.0053 | 0.0113 | 0.0534 | 0.004 | 0.0027 | 0.0055 | 0.0044 | 0.0244 | 0.0016 | 0.0174 | 0.0132 | 0.0163 | 0.0052 | 0.0063 | 0.0954 | 0 | 0 | 0.0048 | 0.0004 | 0.0016 | 0.2222 | 0 | 0
1f37113 | MBS | 2 | 01f_076010_393x248x546.dat | 0.0663;0.0663;0.1400 | 393;248;546 | (0.1677;69.1162;23.7382) | 60 | 2.5 | 38 | 81.5087 | 60 | Varibar | [5] | [0] | 0 | 10 | 100 | normal | none | 5.7221 | 2.4744 | 14.1591 | 23.3202 | 10.0844 | 235.1704 | 0 | 0.046 | 0.001 | 0.0555 | 0.0429 | 0.0058 | 0.1255 | 0.5513 | 0.0065 | 0.0183 | 0.0609 | 0.0056 | 0.003 | 0.0056 | 0.0043 | 0.0428 | 0.0016 | 0.0325 | 0.0197 | 0.0258 | 0.0057 | 0.0059 | 0.2434 | 0 | 0 | 0.0051 | 0.0003 | 0.0014 | 0.5366 | 0 | 0
1f37113 | MBS | 2 | 01f_076010_393x248x546.dat | 0.0663;0.0663;0.1400 | 393;248;546 | (0.1677;69.1162;23.7382) | 60 | 5.7448 | 47 | 81.5087 | 60 | Varibar | [5] | [0] | 0 | 10 | 100 | normal | none | 5.7221 | 2.4744 | 14.1591 | 23.3202 | 10.0844 | 235.1704 | 0 | 0.0388 | 0.0009 | 0.0497 | 0.0329 | 0.0058 | 0.0949 | 0.4328 | 0.0057 | 0.014 | 0.0568 | 0.0046 | 0.0028 | 0.0058 | 0.0046 | 0.0321 | 0.0017 | 0.0236 | 0.0159 | 0.0196 | 0.0054 | 0.0062 | 0.1343 | 0 | 0 | 0.0051 | 0.0004 | 0.0017 | 0.3947 | 0 | 0
1f37113 | MBS | 2 | 01f_076010_393x248x546.dat | 0.0663;0.0663;0.1400 | 393;248;546 | (0.1677;69.1162;23.7382) | 60 | 6.3535 | 49 | 81.5087 | 60 | Varibar | [5] | [0] | 0 | 10 | 100 | normal | none | 5.7221 | 2.4744 | 14.1591 | 23.3202 | 10.0844 | 235.1704 | 0 | 0.0365 | 0.0009 | 0.0479 | 0.0313 | 0.0058 | 0.0877 | 0.4467 | 0.0056 | 0.0136 | 0.0577 | 0.0045 | 0.0028 | 0.0058 | 0.0047 | 0.0303 | 0.0017 | 0.0227 | 0.0152 | 0.0196 | 0.0054 | 0.0063 | 0.1328 | 0 | 0 | 0.0051 | 0.0004 | 0.0017 | 0.3343 | 0 | 0
1f37113 | MBS | 2 | 01f_076010_393x248x546.dat | 0.0663;0.0663;0.1400 | 393;248;546 | (0.1677;69.1162;23.7382) | 80 | 2.9 | 44 | 81.5087 | 60 | Varibar | [5] | [0] | 0 | 10 | 100 | normal | none | 5.7221 | 2.4744 | 14.1591 | 23.3202 | 10.0844 | 235.1704 | 0 | 0.0406 | 0.001 | 0.0521 | 0.0364 | 0.0057 | 0.1153 | 0.4257 | 0.0062 | 0.0158 | 0.058 | 0.0051 | 0.0029 | 0.0057 | 0.0044 | 0.0357 | 0.0016 | 0.0266 | 0.0176 | 0.0221 | 0.0056 | 0.0061 | 0.149 | 0 | 0 | 0.005 | 0.0004 | 0.0014 | 0.6699 | 0 | 0
1f37113 | MBS | 2 | 01f_076010_393x248x546.dat | 0.0663;0.0663;0.1400 | 393;248;546 | (0.1677;69.1162;23.7382) | 80 | 7.702 | 57 | 81.5087 | 60 | Varibar | [5] | [0] | 0 | 10 | 100 | normal | none | 5.7221 | 2.4744 | 14.1591 | 23.3202 | 10.0844 | 235.1704 | 0 | 0.0336 | 0.0009 | 0.044 | 0.0271 | 0.0056 | 0.0793 | 0.3505 | 0.0055 | 0.0123 | 0.0562 | 0.0042 | 0.0027 | 0.0057 | 0.0046 | 0.0269 | 0.0017 | 0.02 | 0.0143 | 0.0177 | 0.0053 | 0.0064 | 0.1173 | 0 | 0 | 0.005 | 0.0004 | 0.0017 | 0.3187 | 0 | 0
1f37113 | MBS | 2 | 01f_076010_393x248x546.dat | 0.0663;0.0663;0.1400 | 393;248;546 | (0.1677;69.1162;23.7382) | 80 | 8.502 | 60 | 81.5087 | 60 | Varibar | [5] | [0] | 0 | 10 | 100 | normal | none | 5.7221 | 2.4744 | 14.1591 | 23.3202 | 10.0844 | 235.1704 | 0 | 0.0331 | 0.0009 | 0.0438 | 0.0259 | 0.0056 | 0.0809 | 0.3052 | 0.0054 | 0.012 | 0.0531 | 0.0042 | 0.0027 | 0.0057 | 0.0046 | 0.0265 | 0.0017 | 0.0193 | 0.0139 | 0.0174 | 0.0053 | 0.0064 | 0.1078 | 0 | 0 | 0.005 | 0.0004 | 0.0017 | 0.3104 | 0 | 0
1f37113 | MBS | 3 | 01f_076010_393x248x546.dat | 0.0663;0.0663;0.1400 | 393;248;546 | (0.1677;69.1162;23.7226) | 110 | 3.9 | 52 | 81.5087 | 60 | Varibar | [5] | [0] | 0 | 10 | 100 | normal | none | 5.7221 | 8.6242 | 49.3488 | 23.3202 | 35.1474 | 819.6433 | 0 | 0.0111 | 0.0005 | 0.0091 | 0.0129 | 0.0077 | 0.0351 | 0.1599 | 0.002 | 0.0055 | 0.0265 | 0.0014 | 0.001 | 0.0054 | 0.0068 | 0.0124 | 0.0025 | 0.0095 | 0.0057 | 0.0063 | 0.0033 | 0.0085 | 0.0587 | 0 | 0 | 0.0051 | 0.0005 | 0.0013 | 0.1426 | 0 | 0
1f37113 | MBS | 3 | 01f_076010_393x248x546.dat | 0.0663;0.0663;0.1400 | 393;248;546 | (0.1677;69.1162;23.7226) | 110 | 7.85 | 62 | 81.5087 | 60 | Varibar | [5] | [0] | 0 | 10 | 100 | normal | none | 5.7221 | 8.6242 | 49.3488 | 23.3202 | 35.1474 | 819.6433 | 0 | 0.0104 | 0.0005 | 0.0093 | 0.0113 | 0.0073 | 0.0321 | 0.143 | 0.0019 | 0.005 | 0.028 | 0.0014 | 0.0011 | 0.0054 | 0.0069 | 0.0111 | 0.0025 | 0.0083 | 0.0052 | 0.0059 | 0.0033 | 0.0086 | 0.0496 | 0 | 0 | 0.0051 | 0.0005 | 0.0014 | 0.1216 | 0 | 0
1f37113 | MBS | 3 | 01f_076010_393x248x546.dat | 0.0663;0.0663;0.1400 | 393;248;546 | (0.1677;69.1162;23.7226) | 110 | 9.9905 | 69 | 81.5087 | 60 | Varibar | [5] | [0] | 0 | 10 | 100 | normal | none | 5.7221 | 8.6242 | 49.3488 | 23.3202 | 35.1474 | 819.6433 | 0 | 0.0101 | 0.0005 | 0.0091 | 0.0107 | 0.0072 | 0.0305 | 0.128 | 0.0019 | 0.0048 | 0.0276 | 0.0014 | 0.0011 | 0.0053 | 0.0068 | 0.0106 | 0.0024 | 0.0078 | 0.005 | 0.0056 | 0.0032 | 0.0085 | 0.0474 | 0 | 0 | 0.005 | 0.0005 | 0.0014 | 0.1087 | 0 | 0
1f37113 | MBS | 3 | 01f_076010_393x248x546.dat | 0.0663;0.0663;0.1400 | 393;248;546 | (0.1677;69.1162;23.7226) | 60 | 2.5 | 38 | 81.5087 | 60 | Varibar | [5] | [0] | 0 | 10 | 100 | normal | none | 5.7221 | 8.6242 | 49.3488 | 23.3202 | 35.1474 | 819.6433 | 0 | 0.012 | 0.0005 | 0.0089 | 0.0167 | 0.008 | 0.0416 | 0.2669 | 0.002 | 0.0065 | 0.0252 | 0.0014 | 0.001 | 0.0055 | 0.0068 | 0.0156 | 0.0024 | 0.0124 | 0.0067 | 0.0071 | 0.0034 | 0.0084 | 0.0821 | 0 | 0 | 0.0051 | 0.0004 | 0.0012 | 0.2353 | 0 | 0
1f37113 | MBS | 3 | 01f_076010_393x248x546.dat | 0.0663;0.0663;0.1400 | 393;248;546 | (0.1677;69.1162;23.7226) | 60 | 5.7448 | 47 | 81.5087 | 60 | Varibar | [5] | [0] | 0 | 10 | 100 | normal | none | 5.7221 | 8.6242 | 49.3488 | 23.3202 | 35.1474 | 819.6433 | 0 | 0.0111 | 0.0005 | 0.0101 | 0.0129 | 0.0079 | 0.0342 | 0.199 | 0.002 | 0.0054 | 0.0292 | 0.0014 | 0.0011 | 0.0056 | 0.0072 | 0.0124 | 0.0025 | 0.0096 | 0.0057 | 0.0063 | 0.0033 | 0.0085 | 0.0623 | 0 | 0 | 0.0053 | 0.0005 | 0.0015 | 0.167 | 0 | 0
1f37113 | MBS | 3 | 01f_076010_393x248x546.dat | 0.0663;0.0663;0.1400 | 393;248;546 | (0.1677;69.1162;23.7226) | 60 | 6.3535 | 49 | 81.5087 | 60 | Varibar | [5] | [0] | 0 | 10 | 100 | normal | none | 5.7221 | 8.6242 | 49.3488 | 23.3202 | 35.1474 | 819.6433 | 0 | 0.011 | 0.0005 | 0.0102 | 0.0126 | 0.0079 | 0.0345 | 0.1711 | 0.002 | 0.0053 | 0.0298 | 0.0014 | 0.0011 | 0.0056 | 0.0072 | 0.0121 | 0.0026 | 0.0093 | 0.0056 | 0.0062 | 0.0034 | 0.0086 | 0.0591 | 0 | 0 | 0.0053 | 0.0005 | 0.0015 | 0.1408 | 0 | 0
1f37113 | MBS | 3 | 01f_076010_393x248x546.dat | 0.0663;0.0663;0.1400 | 393;248;546 | (0.1677;69.1162;23.7226) | 80 | 2.9 | 44 | 81.5087 | 60 | Varibar | [5] | [0] | 0 | 10 | 100 | normal | none | 5.7221 | 8.6242 | 49.3488 | 23.3202 | 35.1474 | 819.6433 | 0 | 0.0116 | 0.0005 | 0.0091 | 0.0145 | 0.0079 | 0.0382 | 0.203 | 0.002 | 0.006 | 0.026 | 0.0014 | 0.001 | 0.0055 | 0.0069 | 0.0138 | 0.0025 | 0.0106 | 0.0062 | 0.0067 | 0.0034 | 0.0085 | 0.072 | 0 | 0 | 0.0052 | 0.0004 | 0.0013 | 0.1844 | 0 | 0
1f37113 | MBS | 3 | 01f_076010_393x248x546.dat | 0.0663;0.0663;0.1400 | 393;248;546 | (0.1677;69.1162;23.7226) | 80 | 7.702 | 57 | 81.5087 | 60 | Varibar | [5] | [0] | 0 | 10 | 100 | normal | none | 5.7221 | 8.6242 | 49.3488 | 23.3202 | 35.1474 | 819.6433 | 0 | 0.0107 | 0.0005 | 0.0098 | 0.0116 | 0.0076 | 0.0335 | 0.1633 | 0.002 | 0.005 | 0.029 | 0.0014 | 0.0011 | 0.0055 | 0.0071 | 0.0113 | 0.0025 | 0.0085 | 0.0054 | 0.006 | 0.0033 | 0.0087 | 0.0538 | 0 | 0 | 0.0052 | 0.0005 | 0.0015 | 0.1308 | 0 | 0
1f37113 | MBS | 3 | 01f_076010_393x248x546.dat | 0.0663;0.0663;0.1400 | 393;248;546 | (0.1677;69.1162;23.7226) | 80 | 8.502 | 60 | 81.5087 | 60 | Varibar | [5] | [0] | 0 | 10 | 100 | normal | none | 5.7221 | 8.6242 | 49.3488 | 23.3202 | 35.1474 | 819.6433 | 0 | 0.0106 | 0.0005 | 0.0097 | 0.0113 | 0.0076 | 0.0323 | 0.1357 | 0.002 | 0.005 | 0.0291 | 0.0014 | 0.0011 | 0.0055 | 0.0071 | 0.0111 | 0.0025 | 0.0083 | 0.0053 | 0.0059 | 0.0033 | 0.0087 | 0.0521 | 0 | 0 | 0.0052 | 0.0005 | 0.0015 | 0.1273 | 0 | 0
1f37113 | MBS | 4 | 01f_076010_393x248x546.dat | 0.0663;0.0663;0.1400 | 393;248;546 | (0.1677;69.1162;23.7382) | 110 | 3.9 | 52 | 81.5087 | 60 | Varibar | [5,133] | [30,30] | 0 | 10 | 100 | normal | none | 5.7221 | 2.4744 | 14.1591 | 23.3202 | 10.0844 | 235.1704 | 0 | 0.0372 | 0.0009 | 0.0488 | 0.0307 | 0.0056 | 0.0879 | 0.3406 | 0.0059 | 0.0137 | 0.0561 | 0.0047 | 0.0028 | 0.0056 | 0.0034 | 0.0303 | 0.0016 | 0.0226 | 0.0158 | 0.0196 | 0.0055 | 0.0062 | 0.1268 | 0 | 0 | 0.005 | 0.0004 | 0.0015 | 0.2883 | 0 | 0
1f37113 | MBS | 4 | 01f_076010_393x248x546.dat | 0.0663;0.0663;0.1400 | 393;248;546 | (0.1677;69.1162;23.7382) | 110 | 7.85 | 62 | 81.5087 | 60 | Varibar | [5,133] | [30,30] | 0 | 10 | 100 | normal | none | 5.7221 | 2.4744 | 14.1591 | 23.3202 | 10.0844 | 235.1704 | 0 | 0.0328 | 0.0009 | 0.0434 | 0.026 | 0.0055 | 0.085 | 0.2659 | 0.0054 | 0.0121 | 0.0547 | 0.0042 | 0.0027 | 0.0056 | 0.0033 | 0.0266 | 0.0016 | 0.0192 | 0.0141 | 0.0176 | 0.0053 | 0.0063 | 0.1059 | 0 | 0 | 0.0049 | 0.0004 | 0.0016 | 0.3002 | 0 | 0
1f37113 | MBS | 4 | 01f_076010_393x248x546.dat | 0.0663;0.0663;0.1400 | 393;248;546 | (0.1677;69.1162;23.7382) | 110 | 9.9905 | 69 | 81.5087 | 60 | Varibar | [5,133] | [30,30] | 0 | 10 | 100 | normal | none | 5.7221 | 2.4744 | 14.1591 | 23.3202 | 10.0844 | 235.1704 | 0 | 0.031 | 0.0008 | 0.0417 | 0.0238 | 0.0053 | 0.0753 | 0.2473 | 0.0053 | 0.0114 | 0.0545 | 0.0041 | 0.0027 | 0.0055 | 0.0033 | 0.0248 | 0.0016 | 0.0176 | 0.0134 | 0.0165 | 0.0053 | 0.0063 | 0.0955 | 0 | 0 | 0.0048 | 0.0004 | 0.0016 | 0.2287 | 0 | 0
1f37113 | MBS | 4 | 01f_076010_393x248x546.dat | 0.0663;0.0663;0.1400 | 393;248;546 | (0.1677;69.1162;23.7382) | 60 | 2.5 | 38 | 81.5087 | 60 | Varibar | [5,133] | [30,30] | 0 | 10 | 100 | normal | none | 5.7221 | 2.4744 | 14.1591 | 23.3202 | 10.0844 | 235.1704 | 0 | 0.0462 | 0.001 | 0.0554 | 0.0434 | 0.0058 | 0.1278 | 0.5513 | 0.0066 | 0.0185 | 0.0612 | 0.0056 | 0.003 | 0.0056 | 0.0035 | 0.0433 | 0.0016 | 0.0328 | 0.0199 | 0.026 | 0.0057 | 0.006 | 0.2441 | 0 | 0 | 0.0051 | 0.0003 | 0.0014 | 0.5366 | 0 | 0
1f37113 | MBS | 4 | 01f_076010_393x248x546.dat | 0.0663;0.0663;0.1400 | 393;248;546 | (0.1677;69.1162;23.7382) | 60 | 5.7448 | 47 | 81.5087 | 60 | Varibar | [5,133] | [30,30] | 0 | 10 | 100 | normal | none | 5.7221 | 2.4744 | 14.1591 | 23.3202 | 10.0844 | 235.1704 | 0 | 0.0388 | 0.0009 | 0.0502 | 0.0334 | 0.0058 | 0.0953 | 0.4328 | 0.0057 | 0.0141 | 0.0575 | 0.0046 | 0.0028 | 0.0058 | 0.0033 | 0.0327 | 0.0017 | 0.0238 | 0.016 | 0.0198 | 0.0054 | 0.0062 | 0.1388 | 0 | 0 | 0.0051 | 0.0004 | 0.0017 | 0.3689 | 0 | 0
1f37113 | MBS | 4 | 01f_076010_393x248x546.dat | 0.0663;0.0663;0.1400 | 393;248;546 | (0.1677;69.1162;23.7382) | 60 | 6.3535 | 49 | 81.5087 | 60 | Varibar | [5,133] | [30,30] | 0 | 10 | 100 | normal | none | 5.7221 | 2.4744 | 14.1591 | 23.3202 | 10.0844 | 235.1704 | 0 | 0.0367 | 0.0009 | 0.0485 | 0.0317 | 0.0058 | 0.0873 | 0.4488 | 0.0056 | 0.0137 | 0.0586 | 0.0045 | 0.0028 | 0.0058 | 0.0033 | 0.0307 | 0.0017 | 0.0228 | 0.0154 | 0.0198 | 0.0054 | 0.0063 | 0.1343 | 0 | 0 | 0.0051 | 0.0004 | 0.0017 | 0.3718 | 0 | 0
1f37113 | MBS | 4 | 01f_076010_393x248x546.dat | 0.0663;0.0663;0.1400 | 393;248;546 | (0.1677;69.1162;23.7382) | 80 | 2.9 | 44 | 81.5087 | 60 | Varibar | [5,133] | [30,30] | 0 | 10 | 100 | normal | none | 5.7221 | 2.4744 | 14.1591 | 23.3202 | 10.0844 | 235.1704 | 0 | 0.0408 | 0.001 | 0.053 | 0.0369 | 0.0057 | 0.1173 | 0.4257 | 0.0062 | 0.016 | 0.0585 | 0.0051 | 0.0029 | 0.0057 | 0.0034 | 0.036 | 0.0016 | 0.0268 | 0.0178 | 0.0222 | 0.0056 | 0.0061 | 0.1491 | 0 | 0 | 0.0051 | 0.0004 | 0.0014 | 0.6699 | 0 | 0
1f37113 | MBS | 4 | 01f_076010_393x248x546.dat | 0.0663;0.0663;0.1400 | 393;248;546 | (0.1677;69.1162;23.7382) | 80 | 7.702 | 57 | 81.5087 | 60 | Varibar | [5,133] | [30,30] | 0 | 10 | 100 | normal | none | 5.7221 | 2.4744 | 14.1591 | 23.3202 | 10.0844 | 235.1704 | 0 | 0.0339 | 0.0009 | 0.0445 | 0.0274 | 0.0056 | 0.0802 | 0.3505 | 0.0055 | 0.0125 | 0.0571 | 0.0043 | 0.0027 | 0.0058 | 0.0033 | 0.0272 | 0.0017 | 0.0202 | 0.0144 | 0.0179 | 0.0054 | 0.0064 | 0.1206 | 0 | 0 | 0.005 | 0.0004 | 0.0017 | 0.3291 | 0 | 0
1f37113 | MBS | 4 | 01f_076010_393x248x546.dat | 0.0663;0.0663;0.1400 | 393;248;546 | (0.1677;69.1162;23.7382) | 80 | 8.502 | 60 | 81.5087 | 60 | Varibar | [5,133] | [30,30] | 0 | 10 | 100 | normal | none | 5.7221 | 2.4744 | 14.1591 | 23.3202 | 10.0844 | 235.1704 | 0 | 0.0334 | 0.0009 | 0.0443 | 0.0262 | 0.0056 | 0.0827 | 0.3032 | 0.0055 | 0.0121 | 0.0539 | 0.0042 | 0.0027 | 0.0058 | 0.0033 | 0.0269 | 0.0017 | 0.0195 | 0.014 | 0.0175 | 0.0054 | 0.0064 | 0.1104 | 0 | 0 | 0.005 | 0.0004 | 0.0017 | 0.3112 | 0 | 0
1f37113 | MBS | 5 | 01f_076010_393x248x546.dat | 0.0663;0.0663;0.1400 | 393;248;546 | (0.1677;69.1162;23.7382) | 110 | 3.9 | 52 | 81.5087 | 60 | Varibar | [5,133,110] | [30,30,100] | 0 | 20 | 100 | normal | none | 5.7221 | 2.4744 | 14.1591 | 23.3202 | 10.0844 | 235.1704 | 0 | 0.0386 | 0.0009 | 0.0492 | 0.0314 | 0.0056 | 0.0907 | 0.3588 | 0.006 | 0.0142 | 0.0563 | 0.0048 | 0.0029 | 0.0017 | 0.0034 | 0.0311 | 0.0016 | 0.023 | 0.0163 | 0.0204 | 0.0056 | 0.0062 | 0.1306 | 0 | 0 | 0.005 | 0.0004 | 0.0015 | 0.2903 | 0 | 0
1f37113 | MBS | 5 | 01f_076010_393x248x546.dat | 0.0663;0.0663;0.1400 | 393;248;546 | (0.1677;69.1162;23.7382) | 110 | 7.85 | 62 | 81.5087 | 60 | Varibar | [5,133,110] | [30,30,100] | 0 | 20 | 100 | normal | none | 5.7221 | 2.4744 | 14.1591 | 23.3202 | 10.0844 | 235.1704 | 0 | 0.0341 | 0.0009 | 0.044 | 0.0265 | 0.0055 | 0.0867 | 0.2701 | 0.0056 | 0.0126 | 0.0547 | 0.0043 | 0.0028 | 0.0016 | 0.0033 | 0.0272 | 0.0016 | 0.0198 | 0.0145 | 0.0182 | 0.0054 | 0.0063 | 0.1075 | 0 | 0 | 0.0049 | 0.0004 | 0.0016 | 0.3009 | 0 | 0
1f37113 | MBS | 5 | 01f_076010_393x248x546.dat | 0.0663;0.0663;0.1400 | 393;248;546 | (0.1677;69.1162;23.7382) | 110 | 9.9905 | 69 | 81.5087 | 60 | Varibar | [5,133,110] | [30,30,100] | 0 | 20 | 100 | normal | none | 5.7221 | 2.4744 | 14.1591 | 23.3202 | 10.0844 | 235.1704 | 0 | 0.0327 | 0.0008 | 0.042 | 0.0245 | 0.0053 | 0.0767 | 0.2467 | 0.0054 | 0.0118 | 0.0547 | 0.0041 | 0.0027 | 0.0016 | 0.0033 | 0.0255 | 0.0016 | 0.018 | 0.0138 | 0.0172 | 0.0053 | 0.0063 | 0.096 | 0 | 0 | 0.0048 | 0.0004 | 0.0016 | 0.2407 | 0 | 0
1f37113 | MBS | 5 | 01f_076010_393x248x546.dat | 0.0663;0.0663;0.1400 | 393;248;546 | (0.1677;69.1162;23.7382) | 60 | 2.5 | 38 | 81.5087 | 60 | Varibar | [5,133,110] | [30,30,100] | 0 | 20 | 100 | normal | none | 5.7221 | 2.4744 | 14.1591 | 23.3202 | 10.0844 | 235.1704 | 0 | 0.048 | 0.001 | 0.0561 | 0.0439 | 0.0058 | 0.1288 | 0.5513 | 0.0067 | 0.0191 | 0.0613 | 0.0057 | 0.0031 | 0.0018 | 0.0035 | 0.0447 | 0.0016 | 0.0335 | 0.0208 | 0.0273 | 0.0058 | 0.006 | 0.2373 | 0 | 0 | 0.0051 | 0.0003 | 0.0014 | 0.5366 | 0 | 0
1f37113 | MBS | 5 | 01f_076010_393x248x546.dat | 0.0663;0.0663;0.1400 | 393;248;546 | (0.1677;69.1162;23.7382) | 60 | 5.7448 | 47 | 81.5087 | 60 | Varibar | [5,133,110] | [30,30,100] | 0 | 20 | 100 | normal | none | 5.7221 | 2.4744 | 14.1591 | 23.3202 | 10.0844 | 235.1704 | 0 | 0.0408 | 0.0009 | 0.0509 | 0.034 | 0.0058 | 0.0966 | 0.4328 | 0.0059 | 0.0146 | 0.0575 | 0.0047 | 0.0028 | 0.0016 | 0.0033 | 0.034 | 0.0017 | 0.0244 | 0.0166 | 0.0208 | 0.0055 | 0.0063 | 0.1403 | 0 | 0 | 0.0052 | 0.0004 | 0.0017 | 0.3694 | 0 | 0
1f37113 | MBS | 5 | 01f_076010_393x248x546.dat | 0.0663;0.0663;0.1400 | 393;248;546 | (0.1677;69.1162;23.7382) | 60 | 6.3535 | 49 | 81.5087 | 60 | Varibar | [5,133,110] | [30,30,100] | 0 | 20 | 100 | normal | none | 5.7221 | 2.4744 | 14.1591 | 23.3202 | 10.0844 | 235.1704 | 0 | 0.0383 | 0.0009 | 0.0491 | 0.0324 | 0.0058 | 0.0895 | 0.4488 | 0.0058 | 0.0142 | 0.0586 | 0.0046 | 0.0028 | 0.0016 | 0.0033 | 0.0317 | 0.0017 | 0.0234 | 0.0159 | 0.0206 | 0.0055 | 0.0063 | 0.1369 | 0 | 0 | 0.0052 | 0.0004 | 0.0017 | 0.3734 | 0 | 0
1f37113 | MBS | 5 | 01f_076010_393x248x546.dat | 0.0663;0.0663;0.1400 | 393;248;546 | (0.1677;69.1162;23.7382) | 80 | 2.9 | 44 | 81.5087 | 60 | Varibar | [5,133,110] | [30,30,100] | 0 | 20 | 100 | normal | none | 5.7221 | 2.4744 | 14.1591 | 23.3202 | 10.0844 | 235.1704 | 0 | 0.0428 | 0.001 | 0.0536 | 0.0373 | 0.0057 | 0.117 | 0.4278 | 0.0064 | 0.0165 | 0.0585 | 0.0052 | 0.003 | 0.0018 | 0.0034 | 0.0369 | 0.0016 | 0.0274 | 0.0185 | 0.0233 | 0.0057 | 0.0061 | 0.1515 | 0 | 0 | 0.0051 | 0.0004 | 0.0014 | 0.6987 | 0 | 0
1f37113 | MBS | 5 | 01f_076010_393x248x546.dat | 0.0663;0.0663;0.1400 | 393;248;546 | (0.1677;69.1162;23.7382) | 80 | 7.702 | 57 | 81.5087 | 60 | Varibar | [5,133,110] | [30,30,100] | 0 | 20 | 100 | normal | none | 5.7221 | 2.4744 | 14.1591 | 23.3202 | 10.0844 | 235.1704 | 0 | 0.0353 | 0.0009 | 0.0449 | 0.0279 | 0.0056 | 0.0821 | 0.3575 | 0.0056 | 0.013 | 0.0572 | 0.0044 | 0.0028 | 0.0016 | 0.0033 | 0.0279 | 0.0017 | 0.0207 | 0.015 | 0.0186 | 0.0054 | 0.0064 | 0.1209 | 0 | 0 | 0.0051 | 0.0004 | 0.0017 | 0.3287 | 0 | 0
1f37113 | MBS | 5 | 01f_076010_393x248x546.dat | 0.0663;0.0663;0.1400 | 393;248;546 | (0.1677;69.1162;23.7382) | 80 | 8.502 | 60 | 81.5087 | 60 | Varibar | [5,133,110] | [30,30,100] | 0 | 20 | 100 | normal | none | 5.7221 | 2.4744 | 14.1591 | 23.3202 | 10.0844 | 235.1704 | 0 | 0.0346 | 0.0009 | 0.0452 | 0.0269 | 0.0056 | 0.0855 | 0.3075 | 0.0056 | 0.0125 | 0.054 | 0.0043 | 0.0028 | 0.0016 | 0.0033 | 0.0275 | 0.0017 | 0.02 | 0.0145 | 0.0182 | 0.0054 | 0.0064 | 0.1135 | 0 | 0 | 0.005 | 0.0004 | 0.0017 | 0.3095 | 0 | 0
1f37113 | MBS | 6 | 01f_076010_393x248x546.dat | 0.0663;0.0663;0.1400 | 393;248;546 | (0.1677;69.1162;23.7226) | 110 | 3.9 | 52 | 81.5087 | 60 | Varibar | [5] | [0] | 0 | 10 | 100 | normal | none | 5.7221 | 8.6242 | 49.3488 | 23.3202 | 35.1474 | 819.6433 | 0 | 0.0111 | 0.0005 | 0.0091 | 0.0129 | 0.0077 | 0.0351 | 0.1599 | 0.002 | 0.0055 | 0.0265 | 0.0014 | 0.001 | 0.0054 | 0.0068 | 0.0124 | 0.0025 | 0.0095 | 0.0057 | 0.0063 | 0.0033 | 0.0085 | 0.0587 | 0 | 0 | 0.0051 | 0.0005 | 0.0013 | 0.1426 | 0 | 0
1f37113 | MBS | 6 | 01f_076010_393x248x546.dat | 0.0663;0.0663;0.1400 | 393;248;546 | (0.1677;69.1162;23.7226) | 110 | 7.85 | 62 | 81.5087 | 60 | Varibar | [5] | [0] | 0 | 10 | 100 | normal | none | 5.7221 | 8.6242 | 49.3488 | 23.3202 | 35.1474 | 819.6433 | 0 | 0.0104 | 0.0005 | 0.0093 | 0.0113 | 0.0073 | 0.0321 | 0.143 | 0.0019 | 0.005 | 0.028 | 0.0014 | 0.0011 | 0.0054 | 0.0069 | 0.0111 | 0.0025 | 0.0083 | 0.0052 | 0.0059 | 0.0033 | 0.0086 | 0.0496 | 0 | 0 | 0.0051 | 0.0005 | 0.0014 | 0.1216 | 0 | 0
1f37113 | MBS | 6 | 01f_076010_393x248x546.dat | 0.0663;0.0663;0.1400 | 393;248;546 | (0.1677;69.1162;23.7226) | 110 | 9.9905 | 69 | 81.5087 | 60 | Varibar | [5] | [0] | 0 | 10 | 100 | normal | none | 5.7221 | 8.6242 | 49.3488 | 23.3202 | 35.1474 | 819.6433 | 0 | 0.0101 | 0.0005 | 0.0091 | 0.0107 | 0.0072 | 0.0305 | 0.128 | 0.0019 | 0.0048 | 0.0276 | 0.0014 | 0.0011 | 0.0053 | 0.0068 | 0.0106 | 0.0024 | 0.0078 | 0.005 | 0.0056 | 0.0032 | 0.0085 | 0.0474 | 0 | 0 | 0.005 | 0.0005 | 0.0014 | 0.1087 | 0 | 0
1f37113 | MBS | 6 | 01f_076010_393x248x546.dat | 0.0663;0.0663;0.1400 | 393;248;546 | (0.1677;69.1162;23.7226) | 60 | 2.5 | 38 | 81.5087 | 60 | Varibar | [5] | [0] | 0 | 10 | 100 | normal | none | 5.7221 | 8.6242 | 49.3488 | 23.3202 | 35.1474 | 819.6433 | 0 | 0.012 | 0.0005 | 0.0089 | 0.0167 | 0.008 | 0.0416 | 0.2669 | 0.002 | 0.0065 | 0.0252 | 0.0014 | 0.001 | 0.0055 | 0.0068 | 0.0156 | 0.0024 | 0.0124 | 0.0067 | 0.0071 | 0.0034 | 0.0084 | 0.0821 | 0 | 0 | 0.0051 | 0.0004 | 0.0012 | 0.2353 | 0 | 0
1f37113 | MBS | 6 | 01f_076010_393x248x546.dat | 0.0663;0.0663;0.1400 | 393;248;546 | (0.1677;69.1162;23.7226) | 60 | 5.7448 | 47 | 81.5087 | 60 | Varibar | [5] | [0] | 0 | 10 | 100 | normal | none | 5.7221 | 8.6242 | 49.3488 | 23.3202 | 35.1474 | 819.6433 | 0 | 0.0111 | 0.0005 | 0.0101 | 0.0129 | 0.0079 | 0.0342 | 0.199 | 0.002 | 0.0054 | 0.0292 | 0.0014 | 0.0011 | 0.0056 | 0.0072 | 0.0124 | 0.0025 | 0.0096 | 0.0057 | 0.0063 | 0.0033 | 0.0085 | 0.0623 | 0 | 0 | 0.0053 | 0.0005 | 0.0015 | 0.167 | 0 | 0
1f37113 | MBS | 6 | 01f_076010_393x248x546.dat | 0.0663;0.0663;0.1400 | 393;248;546 | (0.1677;69.1162;23.7226) | 60 | 6.3535 | 49 | 81.5087 | 60 | Varibar | [5] | [0] | 0 | 10 | 100 | normal | none | 5.7221 | 8.6242 | 49.3488 | 23.3202 | 35.1474 | 819.6433 | 0 | 0.011 | 0.0005 | 0.0102 | 0.0126 | 0.0079 | 0.0345 | 0.1711 | 0.002 | 0.0053 | 0.0298 | 0.0014 | 0.0011 | 0.0056 | 0.0072 | 0.0121 | 0.0026 | 0.0093 | 0.0056 | 0.0062 | 0.0034 | 0.0086 | 0.0591 | 0 | 0 | 0.0053 | 0.0005 | 0.0015 | 0.1408 | 0 | 0
1f37113 | MBS | 6 | 01f_076010_393x248x546.dat | 0.0663;0.0663;0.1400 | 393;248;546 | (0.1677;69.1162;23.7226) | 80 | 2.9 | 44 | 81.5087 | 60 | Varibar | [5] | [0] | 0 | 10 | 100 | normal | none | 5.7221 | 8.6242 | 49.3488 | 23.3202 | 35.1474 | 819.6433 | 0 | 0.0116 | 0.0005 | 0.0091 | 0.0145 | 0.0079 | 0.0382 | 0.203 | 0.002 | 0.006 | 0.026 | 0.0014 | 0.001 | 0.0055 | 0.0069 | 0.0138 | 0.0025 | 0.0106 | 0.0062 | 0.0067 | 0.0034 | 0.0085 | 0.072 | 0 | 0 | 0.0052 | 0.0004 | 0.0013 | 0.1844 | 0 | 0
1f37113 | MBS | 6 | 01f_076010_393x248x546.dat | 0.0663;0.0663;0.1400 | 393;248;546 | (0.1677;69.1162;23.7226) | 80 | 7.702 | 57 | 81.5087 | 60 | Varibar | [5] | [0] | 0 | 10 | 100 | normal | none | 5.7221 | 8.6242 | 49.3488 | 23.3202 | 35.1474 | 819.6433 | 0 | 0.0107 | 0.0005 | 0.0098 | 0.0116 | 0.0076 | 0.0335 | 0.1633 | 0.002 | 0.005 | 0.029 | 0.0014 | 0.0011 | 0.0055 | 0.0071 | 0.0113 | 0.0025 | 0.0085 | 0.0054 | 0.006 | 0.0033 | 0.0087 | 0.0538 | 0 | 0 | 0.0052 | 0.0005 | 0.0015 | 0.1308 | 0 | 0
1f37113 | MBS | 6 | 01f_076010_393x248x546.dat | 0.0663;0.0663;0.1400 | 393;248;546 | (0.1677;69.1162;23.7226) | 80 | 8.502 | 60 | 81.5087 | 60 | Varibar | [5] | [0] | 0 | 10 | 100 | normal | none | 5.7221 | 8.6242 | 49.3488 | 23.3202 | 35.1474 | 819.6433 | 0 | 0.0106 | 0.0005 | 0.0097 | 0.0113 | 0.0076 | 0.0323 | 0.1357 | 0.002 | 0.005 | 0.0291 | 0.0014 | 0.0011 | 0.0055 | 0.0071 | 0.0111 | 0.0025 | 0.0083 | 0.0053 | 0.0059 | 0.0033 | 0.0087 | 0.0521 | 0 | 0 | 0.0052 | 0.0005 | 0.0015 | 0.1273 | 0 | 0
1f37113 | MBS | 7 | 01f_076010_393x248x546.dat | 0.0663;0.0663;0.1400 | 393;248;546 | (0.1677;69.1162;23.7382) | 110 | 3.9 | 52 | 81.5087 | 60 | Varibar | [5,133] | [30,30] | 0 | 10 | 100 | normal | none | 5.7221 | 2.4744 | 14.1591 | 23.3202 | 10.0844 | 235.1704 | 0 | 0.0372 | 0.0009 | 0.0488 | 0.0307 | 0.0056 | 0.0879 | 0.3406 | 0.0059 | 0.0137 | 0.0561 | 0.0047 | 0.0028 | 0.0056 | 0.0034 | 0.0303 | 0.0016 | 0.0226 | 0.0158 | 0.0196 | 0.0055 | 0.0062 | 0.1268 | 0 | 0 | 0.005 | 0.0004 | 0.0015 | 0.2883 | 0 | 0
1f37113 | MBS | 7 | 01f_076010_393x248x546.dat | 0.0663;0.0663;0.1400 | 393;248;546 | (0.1677;69.1162;23.7382) | 110 | 7.85 | 62 | 81.5087 | 60 | Varibar | [5,133] | [30,30] | 0 | 10 | 100 | normal | none | 5.7221 | 2.4744 | 14.1591 | 23.3202 | 10.0844 | 235.1704 | 0 | 0.0328 | 0.0009 | 0.0434 | 0.026 | 0.0055 | 0.085 | 0.2659 | 0.0054 | 0.0121 | 0.0547 | 0.0042 | 0.0027 | 0.0056 | 0.0033 | 0.0266 | 0.0016 | 0.0192 | 0.0141 | 0.0176 | 0.0053 | 0.0063 | 0.1059 | 0 | 0 | 0.0049 | 0.0004 | 0.0016 | 0.3002 | 0 | 0
1f37113 | MBS | 7 | 01f_076010_393x248x546.dat | 0.0663;0.0663;0.1400 | 393;248;546 | (0.1677;69.1162;23.7382) | 110 | 9.9905 | 69 | 81.5087 | 60 | Varibar | [5,133] | [30,30] | 0 | 10 | 100 | normal | none | 5.7221 | 2.4744 | 14.1591 | 23.3202 | 10.0844 | 235.1704 | 0 | 0.031 | 0.0008 | 0.0417 | 0.0238 | 0.0053 | 0.0753 | 0.2473 | 0.0053 | 0.0114 | 0.0545 | 0.0041 | 0.0027 | 0.0055 | 0.0033 | 0.0248 | 0.0016 | 0.0176 | 0.0134 | 0.0165 | 0.0053 | 0.0063 | 0.0955 | 0 | 0 | 0.0048 | 0.0004 | 0.0016 | 0.2287 | 0 | 0
1f37113 | MBS | 7 | 01f_076010_393x248x546.dat | 0.0663;0.0663;0.1400 | 393;248;546 | (0.1677;69.1162;23.7382) | 60 | 2.5 | 38 | 81.5087 | 60 | Varibar | [5,133] | [30,30] | 0 | 10 | 100 | normal | none | 5.7221 | 2.4744 | 14.1591 | 23.3202 | 10.0844 | 235.1704 | 0 | 0.0462 | 0.001 | 0.0554 | 0.0434 | 0.0058 | 0.1278 | 0.5513 | 0.0066 | 0.0185 | 0.0612 | 0.0056 | 0.003 | 0.0056 | 0.0035 | 0.0433 | 0.0016 | 0.0328 | 0.0199 | 0.026 | 0.0057 | 0.006 | 0.2441 | 0 | 0 | 0.0051 | 0.0003 | 0.0014 | 0.5366 | 0 | 0
1f37113 | MBS | 7 | 01f_076010_393x248x546.dat | 0.0663;0.0663;0.1400 | 393;248;546 | (0.1677;69.1162;23.7382) | 60 | 5.7448 | 47 | 81.5087 | 60 | Varibar | [5,133] | [30,30] | 0 | 10 | 100 | normal | none | 5.7221 | 2.4744 | 14.1591 | 23.3202 | 10.0844 | 235.1704 | 0 | 0.0388 | 0.0009 | 0.0502 | 0.0334 | 0.0058 | 0.0953 | 0.4328 | 0.0057 | 0.0141 | 0.0575 | 0.0046 | 0.0028 | 0.0058 | 0.0033 | 0.0327 | 0.0017 | 0.0238 | 0.016 | 0.0198 | 0.0054 | 0.0062 | 0.1388 | 0 | 0 | 0.0051 | 0.0004 | 0.0017 | 0.3689 | 0 | 0
1f37113 | MBS | 7 | 01f_076010_393x248x546.dat | 0.0663;0.0663;0.1400 | 393;248;546 | (0.1677;69.1162;23.7382) | 60 | 6.3535 | 49 | 81.5087 | 60 | Varibar | [5,133] | [30,30] | 0 | 10 | 100 | normal | none | 5.7221 | 2.4744 | 14.1591 | 23.3202 | 10.0844 | 235.1704 | 0 | 0.0367 | 0.0009 | 0.0485 | 0.0317 | 0.0058 | 0.0873 | 0.4488 | 0.0056 | 0.0137 | 0.0586 | 0.0045 | 0.0028 | 0.0058 | 0.0033 | 0.0307 | 0.0017 | 0.0228 | 0.0154 | 0.0198 | 0.0054 | 0.0063 | 0.1343 | 0 | 0 | 0.0051 | 0.0004 | 0.0017 | 0.3718 | 0 | 0
1f37113 | MBS | 7 | 01f_076010_393x248x546.dat | 0.0663;0.0663;0.1400 | 393;248;546 | (0.1677;69.1162;23.7382) | 80 | 2.9 | 44 | 81.5087 | 60 | Varibar | [5,133] | [30,30] | 0 | 10 | 100 | normal | none | 5.7221 | 2.4744 | 14.1591 | 23.3202 | 10.0844 | 235.1704 | 0 | 0.0408 | 0.001 | 0.053 | 0.0369 | 0.0057 | 0.1173 | 0.4257 | 0.0062 | 0.016 | 0.0585 | 0.0051 | 0.0029 | 0.0057 | 0.0034 | 0.036 | 0.0016 | 0.0268 | 0.0178 | 0.0222 | 0.0056 | 0.0061 | 0.1491 | 0 | 0 | 0.0051 | 0.0004 | 0.0014 | 0.6699 | 0 | 0
1f37113 | MBS | 7 | 01f_076010_393x248x546.dat | 0.0663;0.0663;0.1400 | 393;248;546 | (0.1677;69.1162;23.7382) | 80 | 7.702 | 57 | 81.5087 | 60 | Varibar | [5,133] | [30,30] | 0 | 10 | 100 | normal | none | 5.7221 | 2.4744 | 14.1591 | 23.3202 | 10.0844 | 235.1704 | 0 | 0.0339 | 0.0009 | 0.0445 | 0.0274 | 0.0056 | 0.0802 | 0.3505 | 0.0055 | 0.0125 | 0.0571 | 0.0043 | 0.0027 | 0.0058 | 0.0033 | 0.0272 | 0.0017 | 0.0202 | 0.0144 | 0.0179 | 0.0054 | 0.0064 | 0.1206 | 0 | 0 | 0.005 | 0.0004 | 0.0017 | 0.3291 | 0 | 0
1f37113 | MBS | 7 | 01f_076010_393x248x546.dat | 0.0663;0.0663;0.1400 | 393;248;546 | (0.1677;69.1162;23.7382) | 80 | 8.502 | 60 | 81.5087 | 60 | Varibar | [5,133] | [30,30] | 0 | 10 | 100 | normal | none | 5.7221 | 2.4744 | 14.1591 | 23.3202 | 10.0844 | 235.1704 | 0 | 0.0334 | 0.0009 | 0.0443 | 0.0262 | 0.0056 | 0.0827 | 0.3032 | 0.0055 | 0.0121 | 0.0539 | 0.0042 | 0.0027 | 0.0058 | 0.0033 | 0.0269 | 0.0017 | 0.0195 | 0.014 | 0.0175 | 0.0054 | 0.0064 | 0.1104 | 0 | 0 | 0.005 | 0.0004 | 0.0017 | 0.3112 | 0 | 0
1f37113 | MBS | 8 | 01f_076010_393x248x546.dat | 0.0663;0.0663;0.1400 | 393;248;546 | (0.1677;69.1162;23.7382) | 110 | 3.9 | 52 | 81.5087 | 60 | Varibar | [5,133,110] | [30,30,100] | 0 | 20 | 100 | normal | none | 5.7221 | 2.4744 | 14.1591 | 23.3202 | 10.0844 | 235.1704 | 0 | 0.0386 | 0.0009 | 0.0492 | 0.0314 | 0.0056 | 0.0907 | 0.3588 | 0.006 | 0.0142 | 0.0563 | 0.0048 | 0.0029 | 0.0017 | 0.0034 | 0.0311 | 0.0016 | 0.023 | 0.0163 | 0.0204 | 0.0056 | 0.0062 | 0.1306 | 0 | 0 | 0.005 | 0.0004 | 0.0015 | 0.2903 | 0 | 0
1f37113 | MBS | 8 | 01f_076010_393x248x546.dat | 0.0663;0.0663;0.1400 | 393;248;546 | (0.1677;69.1162;23.7382) | 110 | 7.85 | 62 | 81.5087 | 60 | Varibar | [5,133,110] | [30,30,100] | 0 | 20 | 100 | normal | none | 5.7221 | 2.4744 | 14.1591 | 23.3202 | 10.0844 | 235.1704 | 0 | 0.0341 | 0.0009 | 0.044 | 0.0265 | 0.0055 | 0.0867 | 0.2701 | 0.0056 | 0.0126 | 0.0547 | 0.0043 | 0.0028 | 0.0016 | 0.0033 | 0.0272 | 0.0016 | 0.0198 | 0.0145 | 0.0182 | 0.0054 | 0.0063 | 0.1075 | 0 | 0 | 0.0049 | 0.0004 | 0.0016 | 0.3009 | 0 | 0
1f37113 | MBS | 8 | 01f_076010_393x248x546.dat | 0.0663;0.0663;0.1400 | 393;248;546 | (0.1677;69.1162;23.7382) | 110 | 9.9905 | 69 | 81.5087 | 60 | Varibar | [5,133,110] | [30,30,100] | 0 | 20 | 100 | normal | none | 5.7221 | 2.4744 | 14.1591 | 23.3202 | 10.0844 | 235.1704 | 0 | 0.0327 | 0.0008 | 0.042 | 0.0245 | 0.0053 | 0.0767 | 0.2467 | 0.0054 | 0.0118 | 0.0547 | 0.0041 | 0.0027 | 0.0016 | 0.0033 | 0.0255 | 0.0016 | 0.018 | 0.0138 | 0.0172 | 0.0053 | 0.0063 | 0.096 | 0 | 0 | 0.0048 | 0.0004 | 0.0016 | 0.2407 | 0 | 0
1f37113 | MBS | 8 | 01f_076010_393x248x546.dat | 0.0663;0.0663;0.1400 | 393;248;546 | (0.1677;69.1162;23.7382) | 60 | 2.5 | 38 | 81.5087 | 60 | Varibar | [5,133,110] | [30,30,100] | 0 | 20 | 100 | normal | none | 5.7221 | 2.4744 | 14.1591 | 23.3202 | 10.0844 | 235.1704 | 0 | 0.048 | 0.001 | 0.0561 | 0.0439 | 0.0058 | 0.1288 | 0.5513 | 0.0067 | 0.0191 | 0.0613 | 0.0057 | 0.0031 | 0.0018 | 0.0035 | 0.0447 | 0.0016 | 0.0335 | 0.0208 | 0.0273 | 0.0058 | 0.006 | 0.2373 | 0 | 0 | 0.0051 | 0.0003 | 0.0014 | 0.5366 | 0 | 0
1f37113 | MBS | 8 | 01f_076010_393x248x546.dat | 0.0663;0.0663;0.1400 | 393;248;546 | (0.1677;69.1162;23.7382) | 60 | 5.7448 | 47 | 81.5087 | 60 | Varibar | [5,133,110] | [30,30,100] | 0 | 20 | 100 | normal | none | 5.7221 | 2.4744 | 14.1591 | 23.3202 | 10.0844 | 235.1704 | 0 | 0.0408 | 0.0009 | 0.0509 | 0.034 | 0.0058 | 0.0966 | 0.4328 | 0.0059 | 0.0146 | 0.0575 | 0.0047 | 0.0028 | 0.0016 | 0.0033 | 0.034 | 0.0017 | 0.0244 | 0.0166 | 0.0208 | 0.0055 | 0.0063 | 0.1403 | 0 | 0 | 0.0052 | 0.0004 | 0.0017 | 0.3694 | 0 | 0
1f37113 | MBS | 8 | 01f_076010_393x248x546.dat | 0.0663;0.0663;0.1400 | 393;248;546 | (0.1677;69.1162;23.7382) | 60 | 6.3535 | 49 | 81.5087 | 60 | Varibar | [5,133,110] | [30,30,100] | 0 | 20 | 100 | normal | none | 5.7221 | 2.4744 | 14.1591 | 23.3202 | 10.0844 | 235.1704 | 0 | 0.0383 | 0.0009 | 0.0491 | 0.0324 | 0.0058 | 0.0895 | 0.4488 | 0.0058 | 0.0142 | 0.0586 | 0.0046 | 0.0028 | 0.0016 | 0.0033 | 0.0317 | 0.0017 | 0.0234 | 0.0159 | 0.0206 | 0.0055 | 0.0063 | 0.1369 | 0 | 0 | 0.0052 | 0.0004 | 0.0017 | 0.3734 | 0 | 0
1f37113 | MBS | 8 | 01f_076010_393x248x546.dat | 0.0663;0.0663;0.1400 | 393;248;546 | (0.1677;69.1162;23.7382) | 80 | 2.9 | 44 | 81.5087 | 60 | Varibar | [5,133,110] | [30,30,100] | 0 | 20 | 100 | normal | none | 5.7221 | 2.4744 | 14.1591 | 23.3202 | 10.0844 | 235.1704 | 0 | 0.0428 | 0.001 | 0.0536 | 0.0373 | 0.0057 | 0.117 | 0.4278 | 0.0064 | 0.0165 | 0.0585 | 0.0052 | 0.003 | 0.0018 | 0.0034 | 0.0369 | 0.0016 | 0.0274 | 0.0185 | 0.0233 | 0.0057 | 0.0061 | 0.1515 | 0 | 0 | 0.0051 | 0.0004 | 0.0014 | 0.6987 | 0 | 0
1f37113 | MBS | 8 | 01f_076010_393x248x546.dat | 0.0663;0.0663;0.1400 | 393;248;546 | (0.1677;69.1162;23.7382) | 80 | 7.702 | 57 | 81.5087 | 60 | Varibar | [5,133,110] | [30,30,100] | 0 | 20 | 100 | normal | none | 5.7221 | 2.4744 | 14.1591 | 23.3202 | 10.0844 | 235.1704 | 0 | 0.0353 | 0.0009 | 0.0449 | 0.0279 | 0.0056 | 0.0821 | 0.3575 | 0.0056 | 0.013 | 0.0572 | 0.0044 | 0.0028 | 0.0016 | 0.0033 | 0.0279 | 0.0017 | 0.0207 | 0.015 | 0.0186 | 0.0054 | 0.0064 | 0.1209 | 0 | 0 | 0.0051 | 0.0004 | 0.0017 | 0.3287 | 0 | 0
1f37113 | MBS | 8 | 01f_076010_393x248x546.dat | 0.0663;0.0663;0.1400 | 393;248;546 | (0.1677;69.1162;23.7382) | 80 | 8.502 | 60 | 81.5087 | 60 | Varibar | [5,133,110] | [30,30,100] | 0 | 20 | 100 | normal | none | 5.7221 | 2.4744 | 14.1591 | 23.3202 | 10.0844 | 235.1704 | 0 | 0.0346 | 0.0009 | 0.0452 | 0.0269 | 0.0056 | 0.0855 | 0.3075 | 0.0056 | 0.0125 | 0.054 | 0.0043 | 0.0028 | 0.0016 | 0.0033 | 0.0275 | 0.0017 | 0.02 | 0.0145 | 0.0182 | 0.0054 | 0.0064 | 0.1135 | 0 | 0 | 0.005 | 0.0004 | 0.0017 | 0.3095 | 0 | 0
1f37113 | MBS | 1 | 01m_076010_393x248x546.dat | 0.0663;0.0663;0.1400 | 393;248;546 | (0.1677;69.1162;23.7226) | 110 | 3.9 | 52 | 81.5087 | 60 | Varibar | [5] | [0] | 0 | 10 | 100 | normal | none | 5.7221 | 8.6242 | 49.3488 | 23.3202 | 35.1474 | 819.6433 | 0 | 0.0111 | 0.0005 | 0.0091 | 0.0129 | 0.0077 | 0.0352 | 0.2477 | 0.002 | 0.0055 | 0.0265 | 0.0014 | 0.001 | 0.0054 | 0.0068 | 0.0124 | 0.0025 | 0.0095 | 0.0057 | 0.0063 | 0.0033 | 0.0085 | 0.0597 | 0 | 0 | 0.0051 | 0.0005 | 0.0013 | 0.2701 | 0 | 0
1f37113 | MBS | 1 | 01m_076010_393x248x546.dat | 0.0663;0.0663;0.1400 | 393;248;546 | (0.1677;69.1162;23.7226) | 110 | 7.85 | 62 | 81.5087 | 60 | Varibar | [5] | [0] | 0 | 10 | 100 | normal | none | 5.7221 | 8.6242 | 49.3488 | 23.3202 | 35.1474 | 819.6433 | 0 | 0.0104 | 0.0005 | 0.0093 | 0.0113 | 0.0073 | 0.0321 | 0.2109 | 0.0019 | 0.005 | 0.0279 | 0.0014 | 0.0011 | 0.0054 | 0.0069 | 0.0111 | 0.0025 | 0.0083 | 0.0052 | 0.0059 | 0.0033 | 0.0085 | 0.0493 | 0 | 0 | 0.0051 | 0.0005 | 0.0014 | 0.2082 | 0 | 0
1f37113 | MBS | 1 | 01m_076010_393x248x546.dat | 0.0663;0.0663;0.1400 | 393;248;546 | (0.1677;69.1162;23.7226) | 110 | 9.9905 | 69 | 81.5087 | 60 | Varibar | [5] | [0] | 0 | 10 | 100 | normal | none | 5.7221 | 8.6242 | 49.3488 | 23.3202 | 35.1474 | 819.6433 | 0 | 0.0101 | 0.0005 | 0.0092 | 0.0107 | 0.0072 | 0.0306 | 0.1939 | 0.0019 | 0.0048 | 0.0277 | 0.0014 | 0.0011 | 0.0053 | 0.0068 | 0.0106 | 0.0024 | 0.0078 | 0.005 | 0.0056 | 0.0032 | 0.0085 | 0.0476 | 0 | 0 | 0.005 | 0.0005 | 0.0014 | 0.1784 | 0 | 0
1f37113 | MBS | 1 | 01m_076010_393x248x546.dat | 0.0663;0.0663;0.1400 | 393;248;546 | (0.1677;69.1162;23.7226) | 60 | 2.5 | 38 | 81.5087 | 60 | Varibar | [5] | [0] | 0 | 10 | 100 | normal | none | 5.7221 | 8.6242 | 49.3488 | 23.3202 | 35.1474 | 819.6433 | 0 | 0.012 | 0.0005 | 0.009 | 0.0167 | 0.008 | 0.0417 | 0.4262 | 0.002 | 0.0065 | 0.0252 | 0.0014 | 0.001 | 0.0055 | 0.0067 | 0.0156 | 0.0024 | 0.0123 | 0.0067 | 0.007 | 0.0034 | 0.0084 | 0.0829 | 0 | 0 | 0.0051 | 0.0004 | 0.0012 | 0.3753 | 0 | 0
1f37113 | MBS | 1 | 01m_076010_393x248x546.dat | 0.0663;0.0663;0.1400 | 393;248;546 | (0.1677;69.1162;23.7226) | 60 | 5.7448 | 47 | 81.5087 | 60 | Varibar | [5] | [0] | 0 | 10 | 100 | normal | none | 5.7221 | 8.6242 | 49.3488 | 23.3202 | 35.1474 | 819.6433 | 0 | 0.0111 | 0.0005 | 0.0101 | 0.013 | 0.0079 | 0.0343 | 0.28 | 0.002 | 0.0054 | 0.0291 | 0.0014 | 0.0011 | 0.0056 | 0.0072 | 0.0124 | 0.0025 | 0.0096 | 0.0057 | 0.0063 | 0.0033 | 0.0085 | 0.0604 | 0 | 0 | 0.0053 | 0.0005 | 0.0015 | 0.274 | 0 | 0
1f37113 | MBS | 1 | 01m_076010_393x248x546.dat | 0.0663;0.0663;0.1400 | 393;248;546 | (0.1677;69.1162;23.7226) | 60 | 6.3535 | 49 | 81.5087 | 60 | Varibar | [5] | [0] | 0 | 10 | 100 | normal | none | 5.7221 | 8.6242 | 49.3488 | 23.3202 | 35.1474 | 819.6433 | 0 | 0.011 | 0.0005 | 0.0102 | 0.0126 | 0.0079 | 0.0344 | 0.2491 | 0.002 | 0.0053 | 0.0298 | 0.0014 | 0.0011 | 0.0056 | 0.0072 | 0.0121 | 0.0026 | 0.0093 | 0.0056 | 0.0062 | 0.0034 | 0.0086 | 0.0598 | 0 | 0 | 0.0053 | 0.0005 | 0.0015 | 0.2455 | 0 | 0
1f37113 | MBS | 1 | 01m_076010_393x248x546.dat | 0.0663;0.0663;0.1400 | 393;248;546 | (0.1677;69.1162;23.7226) | 80 | 2.9 | 44 | 81.5087 | 60 | Varibar | [5] | [0] | 0 | 10 | 100 | normal | none | 5.7221 | 8.6242 | 49.3488 | 23.3202 | 35.1474 | 819.6433 | 0 | 0.0116 | 0.0005 | 0.0091 | 0.0145 | 0.0079 | 0.0382 | 0.2829 | 0.002 | 0.006 | 0.026 | 0.0014 | 0.001 | 0.0055 | 0.0069 | 0.0138 | 0.0025 | 0.0106 | 0.0062 | 0.0067 | 0.0034 | 0.0085 | 0.071 | 0 | 0 | 0.0052 | 0.0004 | 0.0013 | 0.3309 | 0 | 0
1f37113 | MBS | 1 | 01m_076010_393x248x546.dat | 0.0663;0.0663;0.1400 | 393;248;546 | (0.1677;69.1162;23.7226) | 80 | 7.702 | 57 | 81.5087 | 60 | Varibar | [5] | [0] | 0 | 10 | 100 | normal | none | 5.7221 | 8.6242 | 49.3488 | 23.3202 | 35.1474 | 819.6433 | 0 | 0.0107 | 0.0005 | 0.0098 | 0.0116 | 0.0076 | 0.0334 | 0.2135 | 0.002 | 0.005 | 0.029 | 0.0014 | 0.0011 | 0.0055 | 0.0071 | 0.0113 | 0.0025 | 0.0085 | 0.0054 | 0.006 | 0.0033 | 0.0087 | 0.054 | 0 | 0 | 0.0052 | 0.0005 | 0.0015 | 0.2217 | 0 | 0
1f37113 | MBS | 1 | 01m_076010_393x248x546.dat | 0.0663;0.0663;0.1400 | 393;248;546 | (0.1677;69.1162;23.7226) | 80 | 8.502 | 60 | 81.5087 | 60 | Varibar | [5] | [0] | 0 | 10 | 100 | normal | none | 5.7221 | 8.6242 | 49.3488 | 23.3202 | 35.1474 | 819.6433 | 0 | 0.0106 | 0.0005 | 0.0097 | 0.0112 | 0.0076 | 0.0322 | 0.2497 | 0.002 | 0.005 | 0.0291 | 0.0014 | 0.0011 | 0.0055 | 0.0071 | 0.0111 | 0.0025 | 0.0083 | 0.0053 | 0.0059 | 0.0033 | 0.0087 | 0.0504 | 0 | 0 | 0.0052 | 0.0005 | 0.0015 | 0.1969 | 0 | 0
1f37113 | MBS | 2 | 01m_076010_393x248x546.dat | 0.0663;0.0663;0.1400 | 393;248;546 | (0.1677;69.1162;23.7382) | 110 | 3.9 | 52 | 81.5087 | 60 | Varibar | [5] | [0] | 0 | 10 | 100 | normal | none | 5.7221 | 2.4744 | 14.1591 | 23.3202 | 10.0844 | 235.1704 | 0 | 0.0367 | 0.0009 | 0.0481 | 0.0305 | 0.0056 | 0.0892 | 0.513 | 0.0058 | 0.0136 | 0.0555 | 0.0046 | 0.0028 | 0.0056 | 0.0044 | 0.0299 | 0.0016 | 0.0225 | 0.0156 | 0.0195 | 0.0054 | 0.0062 | 0.1266 | 0 | 0 | 0.0049 | 0.0004 | 0.0015 | 0.4782 | 0 | 0
1f37113 | MBS | 2 | 01m_076010_393x248x546.dat | 0.0663;0.0663;0.1400 | 393;248;546 | (0.1677;69.1162;23.7382) | 110 | 7.85 | 62 | 81.5087 | 60 | Varibar | [5] | [0] | 0 | 10 | 100 | normal | none | 5.7221 | 2.4744 | 14.1591 | 23.3202 | 10.0844 | 235.1704 | 0 | 0.0328 | 0.0009 | 0.0432 | 0.0258 | 0.0054 | 0.0805 | 0.4189 | 0.0054 | 0.012 | 0.0547 | 0.0042 | 0.0027 | 0.0056 | 0.0045 | 0.0262 | 0.0016 | 0.019 | 0.0139 | 0.0174 | 0.0053 | 0.0063 | 0.1038 | 0 | 0 | 0.0048 | 0.0004 | 0.0016 | 0.411 | 0 | 0
1f37113 | MBS | 2 | 01m_076010_393x248x546.dat | 0.0663;0.0663;0.1400 | 393;248;546 | (0.1677;69.1162;23.7382) | 110 | 9.9905 | 69 | 81.5087 | 60 | Varibar | [5] | [0] | 0 | 10 | 100 | normal | none | 5.7221 | 2.4744 | 14.1591 | 23.3202 | 10.0844 | 235.1704 | 0 | 0.0308 | 0.0008 | 0.0412 | 0.0236 | 0.0053 | 0.0731 | 0.3204 | 0.0053 | 0.0113 | 0.0532 | 0.004 | 0.0027 | 0.0055 | 0.0044 | 0.0244 | 0.0016 | 0.0174 | 0.0132 | 0.0163 | 0.0052 | 0.0063 | 0.0935 | 0 | 0 | 0.0047 | 0.0004 | 0.0016 | 0.3088 | 0 | 0
1f37113 | MBS | 2 | 01m_076010_393x248x546.dat | 0.0663;0.0663;0.1400 | 393;248;546 | (0.1677;69.1162;23.7382) | 60 | 2.5 | 38 | 81.5087 | 60 | Varibar | [5] | [0] | 0 | 10 | 100 | normal | none | 5.7221 | 2.4744 | 14.1591 | 23.3202 | 10.0844 | 235.1704 | 0 | 0.0463 | 0.001 | 0.0557 | 0.0428 | 0.0058 | 0.1241 | 0.8377 | 0.0065 | 0.0183 | 0.0606 | 0.0056 | 0.003 | 0.0056 | 0.0043 | 0.0428 | 0.0016 | 0.0322 | 0.0197 | 0.0258 | 0.0057 | 0.0059 | 0.2121 | 0 | 0 | 0.005 | 0.0003 | 0.0014 | 0.7435 | 0 | 0
1f37113 | MBS | 2 | 01m_076010_393x248x546.dat | 0.0663;0.0663;0.1400 | 393;248;546 | (0.1677;69.1162;23.7382) | 60 | 5.7448 | 47 | 81.5087 | 60 | Varibar | [5] | [0] | 0 | 10 | 100 | normal | none | 5.7221 | 2.4744 | 14.1591 | 23.3202 | 10.0844 | 235.1704 | 0 | 0.0386 | 0.0009 | 0.0499 | 0.033 | 0.0058 | 0.0924 | 0.5274 | 0.0057 | 0.014 | 0.057 | 0.0046 | 0.0028 | 0.0058 | 0.0046 | 0.0321 | 0.0017 | 0.0235 | 0.0159 | 0.0196 | 0.0054 | 0.0062 | 0.1476 | 0 | 0 | 0.0051 | 0.0004 | 0.0017 | 0.5453 | 0 | 0
1f37113 | MBS | 2 | 01m_076010_393x248x546.dat | 0.0663;0.0663;0.1400 | 393;248;546 | (0.1677;69.1162;23.7382) | 60 | 6.3535 | 49 | 81.5087 | 60 | Varibar | [5] | [0] | 0 | 10 | 100 | normal | none | 5.7221 | 2.4744 | 14.1591 | 23.3202 | 10.0844 | 235.1704 | 0 | 0.0365 | 0.0009 | 0.048 | 0.0313 | 0.0058 | 0.0867 | 0.4232 | 0.0056 | 0.0136 | 0.0581 | 0.0045 | 0.0028 | 0.0058 | 0.0047 | 0.0303 | 0.0017 | 0.0227 | 0.0152 | 0.0195 | 0.0054 | 0.0063 | 0.1386 | 0 | 0 | 0.0051 | 0.0004 | 0.0017 | 0.3907 | 0 | 0
1f37113 | MBS | 2 | 01m_076010_393x248x546.dat | 0.0663;0.0663;0.1400 | 393;248;546 | (0.1677;69.1162;23.7382) | 80 | 2.9 | 44 | 81.5087 | 60 | Varibar | [5] | [0] | 0 | 10 | 100 | normal | none | 5.7221 | 2.4744 | 14.1591 | 23.3202 | 10.0844 | 235.1704 | 0 | 0.0407 | 0.001 | 0.0525 | 0.036 | 0.0057 | 0.1158 | 0.6092 | 0.0062 | 0.0158 | 0.058 | 0.0051 | 0.0029 | 0.0057 | 0.0044 | 0.0359 | 0.0016 | 0.0267 | 0.0176 | 0.0221 | 0.0056 | 0.0061 | 0.1551 | 0 | 0 | 0.005 | 0.0004 | 0.0014 | 0.9522 | 0 | 0
1f37113 | MBS | 2 | 01m_076010_393x248x546.dat | 0.0663;0.0663;0.1400 | 393;248;546 | (0.1677;69.1162;23.7382) | 80 | 7.702 | 57 | 81.5087 | 60 | Varibar | [5] | [0] | 0 | 10 | 100 | normal | none | 5.7221 | 2.4744 | 14.1591 | 23.3202 | 10.0844 | 235.1704 | 0 | 0.0336 | 0.0009 | 0.0442 | 0.0271 | 0.0056 | 0.079 | 0.4108 | 0.0055 | 0.0123 | 0.0567 | 0.0042 | 0.0027 | 0.0058 | 0.0046 | 0.0269 | 0.0017 | 0.02 | 0.0143 | 0.0178 | 0.0053 | 0.0064 | 0.1148 | 0 | 0 | 0.005 | 0.0004 | 0.0017 | 0.3202 | 0 | 0
1f37113 | MBS | 2 | 01m_076010_393x248x546.dat | 0.0663;0.0663;0.1400 | 393;248;546 | (0.1677;69.1162;23.7382) | 80 | 8.502 | 60 | 81.5087 | 60 | Varibar | [5] | [0] | 0 | 10 | 100 | normal | none | 5.7221 | 2.4744 | 14.1591 | 23.3202 | 10.0844 | 235.1704 | 0 | 0.0328 | 0.0009 | 0.0439 | 0.0261 | 0.0056 | 0.0777 | 0.4141 | 0.0054 | 0.012 | 0.0532 | 0.0042 | 0.0027 | 0.0058 | 0.0046 | 0.0264 | 0.0017 | 0.0193 | 0.0139 | 0.0172 | 0.0053 | 0.0064 | 0.1124 | 0 | 0 | 0.005 | 0.0004 | 0.0017 | 0.5192 | 0 | 0
1f37113 | MBS | 3 | 01m_076010_393x248x546.dat | 0.0663;0.0663;0.1400 | 393;248;546 | (0.1677;69.1162;23.7226) | 110 | 3.9 | 52 | 81.5087 | 60 | Varibar | [5] | [0] | 0 | 10 | 100 | normal | none | 5.7221 | 8.6242 | 49.3488 | 23.3202 | 35.1474 | 819.6433 | 0 | 0.0111 | 0.0005 | 0.0091 | 0.0129 | 0.0077 | 0.0352 | 0.2477 | 0.002 | 0.0055 | 0.0265 | 0.0014 | 0.001 | 0.0054 | 0.0068 | 0.0124 | 0.0025 | 0.0095 | 0.0057 | 0.0063 | 0.0033 | 0.0085 | 0.0597 | 0 | 0 | 0.0051 | 0.0005 | 0.0013 | 0.2701 | 0 | 0
1f37113 | MBS | 3 | 01m_076010_393x248x546.dat | 0.0663;0.0663;0.1400 | 393;248;546 | (0.1677;69.1162;23.7226) | 110 | 7.85 | 62 | 81.5087 | 60 | Varibar | [5] | [0] | 0 | 10 | 100 | normal | none | 5.7221 | 8.6242 | 49.3488 | 23.3202 | 35.1474 | 819.6433 | 0 | 0.0104 | 0.0005 | 0.0093 | 0.0113 | 0.0073 | 0.0321 | 0.2109 | 0.0019 | 0.005 | 0.0279 | 0.0014 | 0.0011 | 0.0054 | 0.0069 | 0.0111 | 0.0025 | 0.0083 | 0.0052 | 0.0059 | 0.0033 | 0.0085 | 0.0493 | 0 | 0 | 0.0051 | 0.0005 | 0.0014 | 0.2082 | 0 | 0
1f37113 | MBS | 3 | 01m_076010_393x248x546.dat | 0.0663;0.0663;0.1400 | 393;248;546 | (0.1677;69.1162;23.7226) | 110 | 9.9905 | 69 | 81.5087 | 60 | Varibar | [5] | [0] | 0 | 10 | 100 | normal | none | 5.7221 | 8.6242 | 49.3488 | 23.3202 | 35.1474 | 819.6433 | 0 | 0.0101 | 0.0005 | 0.0092 | 0.0107 | 0.0072 | 0.0306 | 0.1939 | 0.0019 | 0.0048 | 0.0277 | 0.0014 | 0.0011 | 0.0053 | 0.0068 | 0.0106 | 0.0024 | 0.0078 | 0.005 | 0.0056 | 0.0032 | 0.0085 | 0.0476 | 0 | 0 | 0.005 | 0.0005 | 0.0014 | 0.1784 | 0 | 0
1f37113 | MBS | 3 | 01m_076010_393x248x546.dat | 0.0663;0.0663;0.1400 | 393;248;546 | (0.1677;69.1162;23.7226) | 60 | 2.5 | 38 | 81.5087 | 60 | Varibar | [5] | [0] | 0 | 10 | 100 | normal | none | 5.7221 | 8.6242 | 49.3488 | 23.3202 | 35.1474 | 819.6433 | 0 | 0.012 | 0.0005 | 0.009 | 0.0167 | 0.008 | 0.0417 | 0.4262 | 0.002 | 0.0065 | 0.0252 | 0.0014 | 0.001 | 0.0055 | 0.0067 | 0.0156 | 0.0024 | 0.0123 | 0.0067 | 0.007 | 0.0034 | 0.0084 | 0.0829 | 0 | 0 | 0.0051 | 0.0004 | 0.0012 | 0.3753 | 0 | 0
1f37113 | MBS | 3 | 01m_076010_393x248x546.dat | 0.0663;0.0663;0.1400 | 393;248;546 | (0.1677;69.1162;23.7226) | 60 | 5.7448 | 47 | 81.5087 | 60 | Varibar | [5] | [0] | 0 | 10 | 100 | normal | none | 5.7221 | 8.6242 | 49.3488 | 23.3202 | 35.1474 | 819.6433 | 0 | 0.0111 | 0.0005 | 0.0101 | 0.013 | 0.0079 | 0.0343 | 0.28 | 0.002 | 0.0054 | 0.0291 | 0.0014 | 0.0011 | 0.0056 | 0.0072 | 0.0124 | 0.0025 | 0.0096 | 0.0057 | 0.0063 | 0.0033 | 0.0085 | 0.0604 | 0 | 0 | 0.0053 | 0.0005 | 0.0015 | 0.274 | 0 | 0
1f37113 | MBS | 3 | 01m_076010_393x248x546.dat | 0.0663;0.0663;0.1400 | 393;248;546 | (0.1677;69.1162;23.7226) | 60 | 6.3535 | 49 | 81.5087 | 60 | Varibar | [5] | [0] | 0 | 10 | 100 | normal | none | 5.7221 | 8.6242 | 49.3488 | 23.3202 | 35.1474 | 819.6433 | 0 | 0.011 | 0.0005 | 0.0102 | 0.0126 | 0.0079 | 0.0344 | 0.2491 | 0.002 | 0.0053 | 0.0298 | 0.0014 | 0.0011 | 0.0056 | 0.0072 | 0.0121 | 0.0026 | 0.0093 | 0.0056 | 0.0062 | 0.0034 | 0.0086 | 0.0598 | 0 | 0 | 0.0053 | 0.0005 | 0.0015 | 0.2455 | 0 | 0
1f37113 | MBS | 3 | 01m_076010_393x248x546.dat | 0.0663;0.0663;0.1400 | 393;248;546 | (0.1677;69.1162;23.7226) | 80 | 2.9 | 44 | 81.5087 | 60 | Varibar | [5] | [0] | 0 | 10 | 100 | normal | none | 5.7221 | 8.6242 | 49.3488 | 23.3202 | 35.1474 | 819.6433 | 0 | 0.0116 | 0.0005 | 0.0091 | 0.0145 | 0.0079 | 0.0382 | 0.2829 | 0.002 | 0.006 | 0.026 | 0.0014 | 0.001 | 0.0055 | 0.0069 | 0.0138 | 0.0025 | 0.0106 | 0.0062 | 0.0067 | 0.0034 | 0.0085 | 0.071 | 0 | 0 | 0.0052 | 0.0004 | 0.0013 | 0.3309 | 0 | 0
1f37113 | MBS | 3 | 01m_076010_393x248x546.dat | 0.0663;0.0663;0.1400 | 393;248;546 | (0.1677;69.1162;23.7226) | 80 | 7.702 | 57 | 81.5087 | 60 | Varibar | [5] | [0] | 0 | 10 | 100 | normal | none | 5.7221 | 8.6242 | 49.3488 | 23.3202 | 35.1474 | 819.6433 | 0 | 0.0107 | 0.0005 | 0.0098 | 0.0116 | 0.0076 | 0.0334 | 0.2135 | 0.002 | 0.005 | 0.029 | 0.0014 | 0.0011 | 0.0055 | 0.0071 | 0.0113 | 0.0025 | 0.0085 | 0.0054 | 0.006 | 0.0033 | 0.0087 | 0.054 | 0 | 0 | 0.0052 | 0.0005 | 0.0015 | 0.2217 | 0 | 0
1f37113 | MBS | 3 | 01m_076010_393x248x546.dat | 0.0663;0.0663;0.1400 | 393;248;546 | (0.1677;69.1162;23.7226) | 80 | 8.502 | 60 | 81.5087 | 60 | Varibar | [5] | [0] | 0 | 10 | 100 | normal | none | 5.7221 | 8.6242 | 49.3488 | 23.3202 | 35.1474 | 819.6433 | 0 | 0.0106 | 0.0005 | 0.0097 | 0.0112 | 0.0076 | 0.0322 | 0.2497 | 0.002 | 0.005 | 0.0291 | 0.0014 | 0.0011 | 0.0055 | 0.0071 | 0.0111 | 0.0025 | 0.0083 | 0.0053 | 0.0059 | 0.0033 | 0.0087 | 0.0504 | 0 | 0 | 0.0052 | 0.0005 | 0.0015 | 0.1969 | 0 | 0
1f37113 | MBS | 4 | 01m_076010_393x248x546.dat | 0.0663;0.0663;0.1400 | 393;248;546 | (0.1677;69.1162;23.7382) | 110 | 3.9 | 52 | 81.5087 | 60 | Varibar | [5,133] | [30,30] | 0 | 10 | 100 | normal | none | 5.7221 | 2.4744 | 14.1591 | 23.3202 | 10.0844 | 235.1704 | 0 | 0.037 | 0.0009 | 0.0487 | 0.0308 | 0.0056 | 0.0901 | 0.513 | 0.0059 | 0.0137 | 0.0559 | 0.0047 | 0.0028 | 0.0057 | 0.0034 | 0.0303 | 0.0016 | 0.0226 | 0.0158 | 0.0196 | 0.0055 | 0.0062 | 0.1273 | 0 | 0 | 0.005 | 0.0004 | 0.0015 | 0.4782 | 0 | 0
1f37113 | MBS | 4 | 01m_076010_393x248x546.dat | 0.0663;0.0663;0.1400 | 393;248;546 | (0.1677;69.1162;23.7382) | 110 | 7.85 | 62 | 81.5087 | 60 | Varibar | [5,133] | [30,30] | 0 | 10 | 100 | normal | none | 5.7221 | 2.4744 | 14.1591 | 23.3202 | 10.0844 | 235.1704 | 0 | 0.033 | 0.0009 | 0.0434 | 0.0261 | 0.0055 | 0.0812 | 0.43 | 0.0054 | 0.0121 | 0.0546 | 0.0042 | 0.0027 | 0.0056 | 0.0033 | 0.0265 | 0.0016 | 0.0191 | 0.0141 | 0.0176 | 0.0053 | 0.0063 | 0.1041 | 0 | 0 | 0.0049 | 0.0004 | 0.0016 | 0.411 | 0 | 0
1f37113 | MBS | 4 | 01m_076010_393x248x546.dat | 0.0663;0.0663;0.1400 | 393;248;546 | (0.1677;69.1162;23.7382) | 110 | 9.9905 | 69 | 81.5087 | 60 | Varibar | [5,133] | [30,30] | 0 | 10 | 100 | normal | none | 5.7221 | 2.4744 | 14.1591 | 23.3202 | 10.0844 | 235.1704 | 0 | 0.0311 | 0.0008 | 0.042 | 0.0238 | 0.0053 | 0.0738 | 0.3204 | 0.0053 | 0.0114 | 0.0541 | 0.0041 | 0.0027 | 0.0056 | 0.0033 | 0.0248 | 0.0016 | 0.0176 | 0.0134 | 0.0165 | 0.0053 | 0.0063 | 0.0935 | 0 | 0 | 0.0048 | 0.0004 | 0.0016 | 0.3088 | 0 | 0
1f37113 | MBS | 4 | 01m_076010_393x248x546.dat | 0.0663;0.0663;0.1400 | 393;248;546 | (0.1677;69.1162;23.7382) | 60 | 2.5 | 38 | 81.5087 | 60 | Varibar | [5,133] | [30,30] | 0 | 10 | 100 | normal | none | 5.7221 | 2.4744 | 14.1591 | 23.3202 | 10.0844 | 235.1704 | 0 | 0.0465 | 0.001 | 0.0557 | 0.0435 | 0.0058 | 0.1261 | 0.8377 | 0.0066 | 0.0184 | 0.061 | 0.0056 | 0.003 | 0.0056 | 0.0035 | 0.0434 | 0.0016 | 0.0326 | 0.0199 | 0.026 | 0.0057 | 0.006 | 0.2121 | 0 | 0 | 0.0051 | 0.0003 | 0.0014 | 0.7435 | 0 | 0
1f37113 | MBS | 4 | 01m_076010_393x248x546.dat | 0.0663;0.0663;0.1400 | 393;248;546 | (0.1677;69.1162;23.7382) | 60 | 5.7448 | 47 | 81.5087 | 60 | Varibar | [5,133] | [30,30] | 0 | 10 | 100 | normal | none | 5.7221 | 2.4744 | 14.1591 | 23.3202 | 10.0844 | 235.1704 | 0 | 0.0387 | 0.0009 | 0.0504 | 0.0336 | 0.0058 | 0.0936 | 0.5274 | 0.0057 | 0.0141 | 0.0578 | 0.0046 | 0.0028 | 0.0058 | 0.0033 | 0.0327 | 0.0017 | 0.0237 | 0.016 | 0.0198 | 0.0054 | 0.0062 | 0.1512 | 0 | 0 | 0.0051 | 0.0004 | 0.0017 | 0.5453 | 0 | 0
1f37113 | MBS | 4 | 01m_076010_393x248x546.dat | 0.0663;0.0663;0.1400 | 393;248;546 | (0.1677;69.1162;23.7382) | 60 | 6.3535 | 49 | 81.5087 | 60 | Varibar | [5,133] | [30,30] | 0 | 10 | 100 | normal | none | 5.7221 | 2.4744 | 14.1591 | 23.3202 | 10.0844 | 235.1704 | 0 | 0.0368 | 0.0009 | 0.0487 | 0.0317 | 0.0058 | 0.0866 | 0.4232 | 0.0056 | 0.0137 | 0.0589 | 0.0045 | 0.0028 | 0.0058 | 0.0033 | 0.0307 | 0.0017 | 0.0228 | 0.0154 | 0.0197 | 0.0054 | 0.0063 | 0.143 | 0 | 0 | 0.0051 | 0.0004 | 0.0017 | 0.3907 | 0 | 0
1f37113 | MBS | 4 | 01m_076010_393x248x546.dat | 0.0663;0.0663;0.1400 | 393;248;546 | (0.1677;69.1162;23.7382) | 80 | 2.9 | 44 | 81.5087 | 60 | Varibar | [5,133] | [30,30] | 0 | 10 | 100 | normal | none | 5.7221 | 2.4744 | 14.1591 | 23.3202 | 10.0844 | 235.1704 | 0 | 0.0409 | 0.001 | 0.0534 | 0.0364 | 0.0057 | 0.1167 | 0.6092 | 0.0062 | 0.0159 | 0.0585 | 0.0051 | 0.0029 | 0.0057 | 0.0034 | 0.0362 | 0.0016 | 0.0269 | 0.0178 | 0.0223 | 0.0056 | 0.0061 | 0.1588 | 0 | 0 | 0.0051 | 0.0004 | 0.0014 | 0.9522 | 0 | 0
1f37113 | MBS | 4 | 01m_076010_393x248x546.dat | 0.0663;0.0663;0.1400 | 393;248;546 | (0.1677;69.1162;23.7382) | 80 | 7.702 | 57 | 81.5087 | 60 | Varibar | [5,133] | [30,30] | 0 | 10 | 100 | normal | none | 5.7221 | 2.4744 | 14.1591 | 23.3202 | 10.0844 | 235.1704 | 0 | 0.0339 | 0.0009 | 0.0446 | 0.0274 | 0.0056 | 0.0802 | 0.3827 | 0.0055 | 0.0125 | 0.0573 | 0.0043 | 0.0027 | 0.0058 | 0.0033 | 0.0272 | 0.0017 | 0.0202 | 0.0144 | 0.018 | 0.0054 | 0.0064 | 0.1163 | 0 | 0 | 0.005 | 0.0004 | 0.0017 | 0.3202 | 0 | 0
1f37113 | MBS | 4 | 01m_076010_393x248x546.dat | 0.0663;0.0663;0.1400 | 393;248;546 | (0.1677;69.1162;23.7382) | 80 | 8.502 | 60 | 81.5087 | 60 | Varibar | [5,133] | [30,30] | 0 | 10 | 100 | normal | none | 5.7221 | 2.4744 | 14.1591 | 23.3202 | 10.0844 | 235.1704 | 0 | 0.0331 | 0.0009 | 0.0444 | 0.0264 | 0.0056 | 0.0792 | 0.4147 | 0.0055 | 0.0121 | 0.0539 | 0.0042 | 0.0027 | 0.0058 | 0.0033 | 0.0267 | 0.0017 | 0.0195 | 0.0141 | 0.0174 | 0.0054 | 0.0064 | 0.1143 | 0 | 0 | 0.005 | 0.0004 | 0.0017 | 0.5192 | 0 | 0
1f37113 | MBS | 5 | 01m_076010_393x248x546.dat | 0.0663;0.0663;0.1400 | 393;248;546 | (0.1677;69.1162;23.7382) | 110 | 3.9 | 52 | 81.5087 | 60 | Varibar | [5,133,110] | [30,30,100] | 0 | 20 | 100 | normal | none | 5.7221 | 2.4744 | 14.1591 | 23.3202 | 10.0844 | 235.1704 | 0 | 0.0384 | 0.0009 | 0.049 | 0.0313 | 0.0056 | 0.0914 | 0.513 | 0.006 | 0.0142 | 0.0562 | 0.0048 | 0.0029 | 0.0017 | 0.0034 | 0.0311 | 0.0016 | 0.0231 | 0.0163 | 0.0205 | 0.0056 | 0.0062 | 0.1306 | 0 | 0 | 0.005 | 0.0004 | 0.0015 | 0.5362 | 0 | 0
1f37113 | MBS | 5 | 01m_076010_393x248x546.dat | 0.0663;0.0663;0.1400 | 393;248;546 | (0.1677;69.1162;23.7382) | 110 | 7.85 | 62 | 81.5087 | 60 | Varibar | [5,133,110] | [30,30,100] | 0 | 20 | 100 | normal | none | 5.7221 | 2.4744 | 14.1591 | 23.3202 | 10.0844 | 235.1704 | 0 | 0.0345 | 0.0009 | 0.0439 | 0.0266 | 0.0055 | 0.0838 | 0.43 | 0.0056 | 0.0126 | 0.0545 | 0.0043 | 0.0028 | 0.0016 | 0.0033 | 0.0272 | 0.0016 | 0.0196 | 0.0145 | 0.0182 | 0.0054 | 0.0063 | 0.1072 | 0 | 0 | 0.0049 | 0.0004 | 0.0016 | 0.3574 | 0 | 0
1f37113 | MBS | 5 | 01m_076010_393x248x546.dat | 0.0663;0.0663;0.1400 | 393;248;546 | (0.1677;69.1162;23.7382) | 110 | 9.9905 | 69 | 81.5087 | 60 | Varibar | [5,133,110] | [30,30,100] | 0 | 20 | 100 | normal | none | 5.7221 | 2.4744 | 14.1591 | 23.3202 | 10.0844 | 235.1704 | 0 | 0.0326 | 0.0008 | 0.0423 | 0.0244 | 0.0053 | 0.0754 | 0.3499 | 0.0054 | 0.0118 | 0.0543 | 0.0041 | 0.0027 | 0.0016 | 0.0033 | 0.0255 | 0.0016 | 0.018 | 0.0138 | 0.0172 | 0.0053 | 0.0063 | 0.0955 | 0 | 0 | 0.0048 | 0.0004 | 0.0016 | 0.313 | 0 | 0
1f37113 | MBS | 5 | 01m_076010_393x248x546.dat | 0.0663;0.0663;0.1400 | 393;248;546 | (0.1677;69.1162;23.7382) | 60 | 2.5 | 38 | 81.5087 | 60 | Varibar | [5,133,110] | [30,30,100] | 0 | 20 | 100 | normal | none | 5.7221 | 2.4744 | 14.1591 | 23.3202 | 10.0844 | 235.1704 | 0 | 0.048 | 0.001 | 0.0565 | 0.0443 | 0.0058 | 0.1263 | 0.8377 | 0.0067 | 0.0191 | 0.0611 | 0.0057 | 0.0031 | 0.0018 | 0.0035 | 0.0449 | 0.0016 | 0.0334 | 0.0207 | 0.0273 | 0.0058 | 0.006 | 0.2121 | 0 | 0 | 0.0051 | 0.0003 | 0.0014 | 0.7435 | 0 | 0
1f37113 | MBS | 5 | 01m_076010_393x248x546.dat | 0.0663;0.0663;0.1400 | 393;248;546 | (0.1677;69.1162;23.7382) | 60 | 5.7448 | 47 | 81.5087 | 60 | Varibar | [5,133,110] | [30,30,100] | 0 | 20 | 100 | normal | none | 5.7221 | 2.4744 | 14.1591 | 23.3202 | 10.0844 | 235.1704 | 0 | 0.0408 | 0.0009 | 0.0513 | 0.034 | 0.0058 | 0.0957 | 0.5274 | 0.0059 | 0.0147 | 0.0579 | 0.0047 | 0.0028 | 0.0016 | 0.0033 | 0.0339 | 0.0017 | 0.0243 | 0.0166 | 0.0208 | 0.0055 | 0.0063 | 0.1535 | 0 | 0 | 0.0051 | 0.0004 | 0.0017 | 0.5453 | 0 | 0
1f37113 | MBS | 5 | 01m_076010_393x248x546.dat | 0.0663;0.0663;0.1400 | 393;248;546 | (0.1677;69.1162;23.7382) | 60 | 6.3535 | 49 | 81.5087 | 60 | Varibar | [5,133,110] | [30,30,100] | 0 | 20 | 100 | normal | none | 5.7221 | 2.4744 | 14.1591 | 23.3202 | 10.0844 | 235.1704 | 0 | 0.0385 | 0.0009 | 0.0492 | 0.0324 | 0.0058 | 0.0886 | 0.4232 | 0.0058 | 0.0142 | 0.0588 | 0.0046 | 0.0028 | 0.0016 | 0.0033 | 0.0318 | 0.0017 | 0.0234 | 0.0159 | 0.0205 | 0.0055 | 0.0063 | 0.1463 | 0 | 0 | 0.0051 | 0.0004 | 0.0017 | 0.4221 | 0 | 0
1f37113 | MBS | 5 | 01m_076010_393x248x546.dat | 0.0663;0.0663;0.1400 | 393;248;546 | (0.1677;69.1162;23.7382) | 80 | 2.9 | 44 | 81.5087 | 60 | Varibar | [5,133,110] | [30,30,100] | 0 | 20 | 100 | normal | none | 5.7221 | 2.4744 | 14.1591 | 23.3202 | 10.0844 | 235.1704 | 0 | 0.0428 | 0.001 | 0.054 | 0.037 | 0.0057 | 0.117 | 0.6092 | 0.0064 | 0.0165 | 0.0585 | 0.0052 | 0.003 | 0.0018 | 0.0034 | 0.037 | 0.0016 | 0.0276 | 0.0186 | 0.0234 | 0.0057 | 0.0061 | 0.1605 | 0 | 0 | 0.0051 | 0.0004 | 0.0014 | 0.9522 | 0 | 0
1f37113 | MBS | 5 | 01m_076010_393x248x546.dat | 0.0663;0.0663;0.1400 | 393;248;546 | (0.1677;69.1162;23.7382) | 80 | 7.702 | 57 | 81.5087 | 60 | Varibar | [5,133,110] | [30,30,100] | 0 | 20 | 100 | normal | none | 5.7221 | 2.4744 | 14.1591 | 23.3202 | 10.0844 | 235.1704 | 0 | 0.0353 | 0.0009 | 0.045 | 0.0279 | 0.0056 | 0.0823 | 0.4117 | 0.0056 | 0.0129 | 0.0573 | 0.0044 | 0.0028 | 0.0016 | 0.0033 | 0.028 | 0.0017 | 0.0207 | 0.015 | 0.0186 | 0.0054 | 0.0064 | 0.1176 | 0 | 0 | 0.005 | 0.0004 | 0.0017 | 0.3339 | 0 | 0
1f37113 | MBS | 5 | 01m_076010_393x248x546.dat | 0.0663;0.0663;0.1400 | 393;248;546 | (0.1677;69.1162;23.7382) | 80 | 8.502 | 60 | 81.5087 | 60 | Varibar | [5,133,110] | [30,30,100] | 0 | 20 | 100 | normal | none | 5.7221 | 2.4744 | 14.1591 | 23.3202 | 10.0844 | 235.1704 | 0 | 0.0344 | 0.0009 | 0.0452 | 0.0271 | 0.0056 | 0.0813 | 0.4344 | 0.0056 | 0.0125 | 0.054 | 0.0043 | 0.0028 | 0.0016 | 0.0033 | 0.0274 | 0.0017 | 0.0199 | 0.0146 | 0.0182 | 0.0054 | 0.0064 | 0.1168 | 0 | 0 | 0.005 | 0.0004 | 0.0017 | 0.5192 | 0 | 0
1f37113 | MBS | 6 | 01m_076010_393x248x546.dat | 0.0663;0.0663;0.1400 | 393;248;546 | (0.1677;69.1162;23.7226) | 110 | 3.9 | 52 | 81.5087 | 60 | Varibar | [5] | [0] | 0 | 10 | 100 | normal | none | 5.7221 | 8.6242 | 49.3488 | 23.3202 | 35.1474 | 819.6433 | 0 | 0.0111 | 0.0005 | 0.0091 | 0.0129 | 0.0077 | 0.0352 | 0.2477 | 0.002 | 0.0055 | 0.0265 | 0.0014 | 0.001 | 0.0054 | 0.0068 | 0.0124 | 0.0025 | 0.0095 | 0.0057 | 0.0063 | 0.0033 | 0.0085 | 0.0597 | 0 | 0 | 0.0051 | 0.0005 | 0.0013 | 0.2701 | 0 | 0
1f37113 | MBS | 6 | 01m_076010_393x248x546.dat | 0.0663;0.0663;0.1400 | 393;248;546 | (0.1677;69.1162;23.7226) | 110 | 7.85 | 62 | 81.5087 | 60 | Varibar | [5] | [0] | 0 | 10 | 100 | normal | none | 5.7221 | 8.6242 | 49.3488 | 23.3202 | 35.1474 | 819.6433 | 0 | 0.0104 | 0.0005 | 0.0093 | 0.0113 | 0.0073 | 0.0321 | 0.2109 | 0.0019 | 0.005 | 0.0279 | 0.0014 | 0.0011 | 0.0054 | 0.0069 | 0.0111 | 0.0025 | 0.0083 | 0.0052 | 0.0059 | 0.0033 | 0.0085 | 0.0493 | 0 | 0 | 0.0051 | 0.0005 | 0.0014 | 0.2082 | 0 | 0
1f37113 | MBS | 6 | 01m_076010_393x248x546.dat | 0.0663;0.0663;0.1400 | 393;248;546 | (0.1677;69.1162;23.7226) | 110 | 9.9905 | 69 | 81.5087 | 60 | Varibar | [5] | [0] | 0 | 10 | 100 | normal | none | 5.7221 | 8.6242 | 49.3488 | 23.3202 | 35.1474 | 819.6433 | 0 | 0.0101 | 0.0005 | 0.0092 | 0.0107 | 0.0072 | 0.0306 | 0.1939 | 0.0019 | 0.0048 | 0.0277 | 0.0014 | 0.0011 | 0.0053 | 0.0068 | 0.0106 | 0.0024 | 0.0078 | 0.005 | 0.0056 | 0.0032 | 0.0085 | 0.0476 | 0 | 0 | 0.005 | 0.0005 | 0.0014 | 0.1784 | 0 | 0
1f37113 | MBS | 6 | 01m_076010_393x248x546.dat | 0.0663;0.0663;0.1400 | 393;248;546 | (0.1677;69.1162;23.7226) | 60 | 2.5 | 38 | 81.5087 | 60 | Varibar | [5] | [0] | 0 | 10 | 100 | normal | none | 5.7221 | 8.6242 | 49.3488 | 23.3202 | 35.1474 | 819.6433 | 0 | 0.012 | 0.0005 | 0.009 | 0.0167 | 0.008 | 0.0417 | 0.4262 | 0.002 | 0.0065 | 0.0252 | 0.0014 | 0.001 | 0.0055 | 0.0067 | 0.0156 | 0.0024 | 0.0123 | 0.0067 | 0.007 | 0.0034 | 0.0084 | 0.0829 | 0 | 0 | 0.0051 | 0.0004 | 0.0012 | 0.3753 | 0 | 0
1f37113 | MBS | 6 | 01m_076010_393x248x546.dat | 0.0663;0.0663;0.1400 | 393;248;546 | (0.1677;69.1162;23.7226) | 60 | 5.7448 | 47 | 81.5087 | 60 | Varibar | [5] | [0] | 0 | 10 | 100 | normal | none | 5.7221 | 8.6242 | 49.3488 | 23.3202 | 35.1474 | 819.6433 | 0 | 0.0111 | 0.0005 | 0.0101 | 0.013 | 0.0079 | 0.0343 | 0.28 | 0.002 | 0.0054 | 0.0291 | 0.0014 | 0.0011 | 0.0056 | 0.0072 | 0.0124 | 0.0025 | 0.0096 | 0.0057 | 0.0063 | 0.0033 | 0.0085 | 0.0604 | 0 | 0 | 0.0053 | 0.0005 | 0.0015 | 0.274 | 0 | 0
1f37113 | MBS | 6 | 01m_076010_393x248x546.dat | 0.0663;0.0663;0.1400 | 393;248;546 | (0.1677;69.1162;23.7226) | 60 | 6.3535 | 49 | 81.5087 | 60 | Varibar | [5] | [0] | 0 | 10 | 100 | normal | none | 5.7221 | 8.6242 | 49.3488 | 23.3202 | 35.1474 | 819.6433 | 0 | 0.011 | 0.0005 | 0.0102 | 0.0126 | 0.0079 | 0.0344 | 0.2491 | 0.002 | 0.0053 | 0.0298 | 0.0014 | 0.0011 | 0.0056 | 0.0072 | 0.0121 | 0.0026 | 0.0093 | 0.0056 | 0.0062 | 0.0034 | 0.0086 | 0.0598 | 0 | 0 | 0.0053 | 0.0005 | 0.0015 | 0.2455 | 0 | 0
1f37113 | MBS | 6 | 01m_076010_393x248x546.dat | 0.0663;0.0663;0.1400 | 393;248;546 | (0.1677;69.1162;23.7226) | 80 | 2.9 | 44 | 81.5087 | 60 | Varibar | [5] | [0] | 0 | 10 | 100 | normal | none | 5.7221 | 8.6242 | 49.3488 | 23.3202 | 35.1474 | 819.6433 | 0 | 0.0116 | 0.0005 | 0.0091 | 0.0145 | 0.0079 | 0.0382 | 0.2829 | 0.002 | 0.006 | 0.026 | 0.0014 | 0.001 | 0.0055 | 0.0069 | 0.0138 | 0.0025 | 0.0106 | 0.0062 | 0.0067 | 0.0034 | 0.0085 | 0.071 | 0 | 0 | 0.0052 | 0.0004 | 0.0013 | 0.3309 | 0 | 0
1f37113 | MBS | 6 | 01m_076010_393x248x546.dat | 0.0663;0.0663;0.1400 | 393;248;546 | (0.1677;69.1162;23.7226) | 80 | 7.702 | 57 | 81.5087 | 60 | Varibar | [5] | [0] | 0 | 10 | 100 | normal | none | 5.7221 | 8.6242 | 49.3488 | 23.3202 | 35.1474 | 819.6433 | 0 | 0.0107 | 0.0005 | 0.0098 | 0.0116 | 0.0076 | 0.0334 | 0.2135 | 0.002 | 0.005 | 0.029 | 0.0014 | 0.0011 | 0.0055 | 0.0071 | 0.0113 | 0.0025 | 0.0085 | 0.0054 | 0.006 | 0.0033 | 0.0087 | 0.054 | 0 | 0 | 0.0052 | 0.0005 | 0.0015 | 0.2217 | 0 | 0
1f37113 | MBS | 6 | 01m_076010_393x248x546.dat | 0.0663;0.0663;0.1400 | 393;248;546 | (0.1677;69.1162;23.7226) | 80 | 8.502 | 60 | 81.5087 | 60 | Varibar | [5] | [0] | 0 | 10 | 100 | normal | none | 5.7221 | 8.6242 | 49.3488 | 23.3202 | 35.1474 | 819.6433 | 0 | 0.0106 | 0.0005 | 0.0097 | 0.0112 | 0.0076 | 0.0322 | 0.2497 | 0.002 | 0.005 | 0.0291 | 0.0014 | 0.0011 | 0.0055 | 0.0071 | 0.0111 | 0.0025 | 0.0083 | 0.0053 | 0.0059 | 0.0033 | 0.0087 | 0.0504 | 0 | 0 | 0.0052 | 0.0005 | 0.0015 | 0.1969 | 0 | 0
1f37113 | MBS | 7 | 01m_076010_393x248x546.dat | 0.0663;0.0663;0.1400 | 393;248;546 | (0.1677;69.1162;23.7382) | 110 | 3.9 | 52 | 81.5087 | 60 | Varibar | [5,133] | [30,30] | 0 | 10 | 100 | normal | none | 5.7221 | 2.4744 | 14.1591 | 23.3202 | 10.0844 | 235.1704 | 0 | 0.037 | 0.0009 | 0.0487 | 0.0308 | 0.0056 | 0.0901 | 0.513 | 0.0059 | 0.0137 | 0.0559 | 0.0047 | 0.0028 | 0.0057 | 0.0034 | 0.0303 | 0.0016 | 0.0226 | 0.0158 | 0.0196 | 0.0055 | 0.0062 | 0.1273 | 0 | 0 | 0.005 | 0.0004 | 0.0015 | 0.4782 | 0 | 0
1f37113 | MBS | 7 | 01m_076010_393x248x546.dat | 0.0663;0.0663;0.1400 | 393;248;546 | (0.1677;69.1162;23.7382) | 110 | 7.85 | 62 | 81.5087 | 60 | Varibar | [5,133] | [30,30] | 0 | 10 | 100 | normal | none | 5.7221 | 2.4744 | 14.1591 | 23.3202 | 10.0844 | 235.1704 | 0 | 0.033 | 0.0009 | 0.0434 | 0.0261 | 0.0055 | 0.0812 | 0.43 | 0.0054 | 0.0121 | 0.0546 | 0.0042 | 0.0027 | 0.0056 | 0.0033 | 0.0265 | 0.0016 | 0.0191 | 0.0141 | 0.0176 | 0.0053 | 0.0063 | 0.1041 | 0 | 0 | 0.0049 | 0.0004 | 0.0016 | 0.411 | 0 | 0
1f37113 | MBS | 7 | 01m_076010_393x248x546.dat | 0.0663;0.0663;0.1400 | 393;248;546 | (0.1677;69.1162;23.7382) | 110 | 9.9905 | 69 | 81.5087 | 60 | Varibar | [5,133] | [30,30] | 0 | 10 | 100 | normal | none | 5.7221 | 2.4744 | 14.1591 | 23.3202 | 10.0844 | 235.1704 | 0 | 0.0311 | 0.0008 | 0.042 | 0.0238 | 0.0053 | 0.0738 | 0.3204 | 0.0053 | 0.0114 | 0.0541 | 0.0041 | 0.0027 | 0.0056 | 0.0033 | 0.0248 | 0.0016 | 0.0176 | 0.0134 | 0.0165 | 0.0053 | 0.0063 | 0.0935 | 0 | 0 | 0.0048 | 0.0004 | 0.0016 | 0.3088 | 0 | 0
1f37113 | MBS | 7 | 01m_076010_393x248x546.dat | 0.0663;0.0663;0.1400 | 393;248;546 | (0.1677;69.1162;23.7382) | 60 | 2.5 | 38 | 81.5087 | 60 | Varibar | [5,133] | [30,30] | 0 | 10 | 100 | normal | none | 5.7221 | 2.4744 | 14.1591 | 23.3202 | 10.0844 | 235.1704 | 0 | 0.0465 | 0.001 | 0.0557 | 0.0435 | 0.0058 | 0.1261 | 0.8377 | 0.0066 | 0.0184 | 0.061 | 0.0056 | 0.003 | 0.0056 | 0.0035 | 0.0434 | 0.0016 | 0.0326 | 0.0199 | 0.026 | 0.0057 | 0.006 | 0.2121 | 0 | 0 | 0.0051 | 0.0003 | 0.0014 | 0.7435 | 0 | 0
1f37113 | MBS | 7 | 01m_076010_393x248x546.dat | 0.0663;0.0663;0.1400 | 393;248;546 | (0.1677;69.1162;23.7382) | 60 | 5.7448 | 47 | 81.5087 | 60 | Varibar | [5,133] | [30,30] | 0 | 10 | 100 | normal | none | 5.7221 | 2.4744 | 14.1591 | 23.3202 | 10.0844 | 235.1704 | 0 | 0.0387 | 0.0009 | 0.0504 | 0.0336 | 0.0058 | 0.0936 | 0.5274 | 0.0057 | 0.0141 | 0.0578 | 0.0046 | 0.0028 | 0.0058 | 0.0033 | 0.0327 | 0.0017 | 0.0237 | 0.016 | 0.0198 | 0.0054 | 0.0062 | 0.1512 | 0 | 0 | 0.0051 | 0.0004 | 0.0017 | 0.5453 | 0 | 0
1f37113 | MBS | 7 | 01m_076010_393x248x546.dat | 0.0663;0.0663;0.1400 | 393;248;546 | (0.1677;69.1162;23.7382) | 60 | 6.3535 | 49 | 81.5087 | 60 | Varibar | [5,133] | [30,30] | 0 | 10 | 100 | normal | none | 5.7221 | 2.4744 | 14.1591 | 23.3202 | 10.0844 | 235.1704 | 0 | 0.0368 | 0.0009 | 0.0487 | 0.0317 | 0.0058 | 0.0866 | 0.4232 | 0.0056 | 0.0137 | 0.0589 | 0.0045 | 0.0028 | 0.0058 | 0.0033 | 0.0307 | 0.0017 | 0.0228 | 0.0154 | 0.0197 | 0.0054 | 0.0063 | 0.143 | 0 | 0 | 0.0051 | 0.0004 | 0.0017 | 0.3907 | 0 | 0
1f37113 | MBS | 7 | 01m_076010_393x248x546.dat | 0.0663;0.0663;0.1400 | 393;248;546 | (0.1677;69.1162;23.7382) | 80 | 2.9 | 44 | 81.5087 | 60 | Varibar | [5,133] | [30,30] | 0 | 10 | 100 | normal | none | 5.7221 | 2.4744 | 14.1591 | 23.3202 | 10.0844 | 235.1704 | 0 | 0.0409 | 0.001 | 0.0534 | 0.0364 | 0.0057 | 0.1167 | 0.6092 | 0.0062 | 0.0159 | 0.0585 | 0.0051 | 0.0029 | 0.0057 | 0.0034 | 0.0362 | 0.0016 | 0.0269 | 0.0178 | 0.0223 | 0.0056 | 0.0061 | 0.1588 | 0 | 0 | 0.0051 | 0.0004 | 0.0014 | 0.9522 | 0 | 0
1f37113 | MBS | 7 | 01m_076010_393x248x546.dat | 0.0663;0.0663;0.1400 | 393;248;546 | (0.1677;69.1162;23.7382) | 80 | 7.702 | 57 | 81.5087 | 60 | Varibar | [5,133] | [30,30] | 0 | 10 | 100 | normal | none | 5.7221 | 2.4744 | 14.1591 | 23.3202 | 10.0844 | 235.1704 | 0 | 0.0339 | 0.0009 | 0.0446 | 0.0274 | 0.0056 | 0.0802 | 0.3827 | 0.0055 | 0.0125 | 0.0573 | 0.0043 | 0.0027 | 0.0058 | 0.0033 | 0.0272 | 0.0017 | 0.0202 | 0.0144 | 0.018 | 0.0054 | 0.0064 | 0.1163 | 0 | 0 | 0.005 | 0.0004 | 0.0017 | 0.3202 | 0 | 0
1f37113 | MBS | 7 | 01m_076010_393x248x546.dat | 0.0663;0.0663;0.1400 | 393;248;546 | (0.1677;69.1162;23.7382) | 80 | 8.502 | 60 | 81.5087 | 60 | Varibar | [5,133] | [30,30] | 0 | 10 | 100 | normal | none | 5.7221 | 2.4744 | 14.1591 | 23.3202 | 10.0844 | 235.1704 | 0 | 0.0331 | 0.0009 | 0.0444 | 0.0264 | 0.0056 | 0.0792 | 0.4147 | 0.0055 | 0.0121 | 0.0539 | 0.0042 | 0.0027 | 0.0058 | 0.0033 | 0.0267 | 0.0017 | 0.0195 | 0.0141 | 0.0174 | 0.0054 | 0.0064 | 0.1143 | 0 | 0 | 0.005 | 0.0004 | 0.0017 | 0.5192 | 0 | 0
1f37113 | MBS | 8 | 01m_076010_393x248x546.dat | 0.0663;0.0663;0.1400 | 393;248;546 | (0.1677;69.1162;23.7382) | 110 | 3.9 | 52 | 81.5087 | 60 | Varibar | [5,133,110] | [30,30,100] | 0 | 20 | 100 | normal | none | 5.7221 | 2.4744 | 14.1591 | 23.3202 | 10.0844 | 235.1704 | 0 | 0.0384 | 0.0009 | 0.049 | 0.0313 | 0.0056 | 0.0914 | 0.513 | 0.006 | 0.0142 | 0.0562 | 0.0048 | 0.0029 | 0.0017 | 0.0034 | 0.0311 | 0.0016 | 0.0231 | 0.0163 | 0.0205 | 0.0056 | 0.0062 | 0.1306 | 0 | 0 | 0.005 | 0.0004 | 0.0015 | 0.5362 | 0 | 0
1f37113 | MBS | 8 | 01m_076010_393x248x546.dat | 0.0663;0.0663;0.1400 | 393;248;546 | (0.1677;69.1162;23.7382) | 110 | 7.85 | 62 | 81.5087 | 60 | Varibar | [5,133,110] | [30,30,100] | 0 | 20 | 100 | normal | none | 5.7221 | 2.4744 | 14.1591 | 23.3202 | 10.0844 | 235.1704 | 0 | 0.0345 | 0.0009 | 0.0439 | 0.0266 | 0.0055 | 0.0838 | 0.43 | 0.0056 | 0.0126 | 0.0545 | 0.0043 | 0.0028 | 0.0016 | 0.0033 | 0.0272 | 0.0016 | 0.0196 | 0.0145 | 0.0182 | 0.0054 | 0.0063 | 0.1072 | 0 | 0 | 0.0049 | 0.0004 | 0.0016 | 0.3574 | 0 | 0
1f37113 | MBS | 8 | 01m_076010_393x248x546.dat | 0.0663;0.0663;0.1400 | 393;248;546 | (0.1677;69.1162;23.7382) | 110 | 9.9905 | 69 | 81.5087 | 60 | Varibar | [5,133,110] | [30,30,100] | 0 | 20 | 100 | normal | none | 5.7221 | 2.4744 | 14.1591 | 23.3202 | 10.0844 | 235.1704 | 0 | 0.0326 | 0.0008 | 0.0423 | 0.0244 | 0.0053 | 0.0754 | 0.3499 | 0.0054 | 0.0118 | 0.0543 | 0.0041 | 0.0027 | 0.0016 | 0.0033 | 0.0255 | 0.0016 | 0.018 | 0.0138 | 0.0172 | 0.0053 | 0.0063 | 0.0955 | 0 | 0 | 0.0048 | 0.0004 | 0.0016 | 0.313 | 0 | 0
1f37113 | MBS | 8 | 01m_076010_393x248x546.dat | 0.0663;0.0663;0.1400 | 393;248;546 | (0.1677;69.1162;23.7382) | 60 | 2.5 | 38 | 81.5087 | 60 | Varibar | [5,133,110] | [30,30,100] | 0 | 20 | 100 | normal | none | 5.7221 | 2.4744 | 14.1591 | 23.3202 | 10.0844 | 235.1704 | 0 | 0.048 | 0.001 | 0.0565 | 0.0443 | 0.0058 | 0.1263 | 0.8377 | 0.0067 | 0.0191 | 0.0611 | 0.0057 | 0.0031 | 0.0018 | 0.0035 | 0.0449 | 0.0016 | 0.0334 | 0.0207 | 0.0273 | 0.0058 | 0.006 | 0.2121 | 0 | 0 | 0.0051 | 0.0003 | 0.0014 | 0.7435 | 0 | 0
1f37113 | MBS | 8 | 01m_076010_393x248x546.dat | 0.0663;0.0663;0.1400 | 393;248;546 | (0.1677;69.1162;23.7382) | 60 | 5.7448 | 47 | 81.5087 | 60 | Varibar | [5,133,110] | [30,30,100] | 0 | 20 | 100 | normal | none | 5.7221 | 2.4744 | 14.1591 | 23.3202 | 10.0844 | 235.1704 | 0 | 0.0408 | 0.0009 | 0.0513 | 0.034 | 0.0058 | 0.0957 | 0.5274 | 0.0059 | 0.0147 | 0.0579 | 0.0047 | 0.0028 | 0.0016 | 0.0033 | 0.0339 | 0.0017 | 0.0243 | 0.0166 | 0.0208 | 0.0055 | 0.0063 | 0.1535 | 0 | 0 | 0.0051 | 0.0004 | 0.0017 | 0.5453 | 0 | 0
1f37113 | MBS | 8 | 01m_076010_393x248x546.dat | 0.0663;0.0663;0.1400 | 393;248;546 | (0.1677;69.1162;23.7382) | 60 | 6.3535 | 49 | 81.5087 | 60 | Varibar | [5,133,110] | [30,30,100] | 0 | 20 | 100 | normal | none | 5.7221 | 2.4744 | 14.1591 | 23.3202 | 10.0844 | 235.1704 | 0 | 0.0385 | 0.0009 | 0.0492 | 0.0324 | 0.0058 | 0.0886 | 0.4232 | 0.0058 | 0.0142 | 0.0588 | 0.0046 | 0.0028 | 0.0016 | 0.0033 | 0.0318 | 0.0017 | 0.0234 | 0.0159 | 0.0205 | 0.0055 | 0.0063 | 0.1463 | 0 | 0 | 0.0051 | 0.0004 | 0.0017 | 0.4221 | 0 | 0
1f37113 | MBS | 8 | 01m_076010_393x248x546.dat | 0.0663;0.0663;0.1400 | 393;248;546 | (0.1677;69.1162;23.7382) | 80 | 2.9 | 44 | 81.5087 | 60 | Varibar | [5,133,110] | [30,30,100] | 0 | 20 | 100 | normal | none | 5.7221 | 2.4744 | 14.1591 | 23.3202 | 10.0844 | 235.1704 | 0 | 0.0428 | 0.001 | 0.054 | 0.037 | 0.0057 | 0.117 | 0.6092 | 0.0064 | 0.0165 | 0.0585 | 0.0052 | 0.003 | 0.0018 | 0.0034 | 0.037 | 0.0016 | 0.0276 | 0.0186 | 0.0234 | 0.0057 | 0.0061 | 0.1605 | 0 | 0 | 0.0051 | 0.0004 | 0.0014 | 0.9522 | 0 | 0
1f37113 | MBS | 8 | 01m_076010_393x248x546.dat | 0.0663;0.0663;0.1400 | 393;248;546 | (0.1677;69.1162;23.7382) | 80 | 7.702 | 57 | 81.5087 | 60 | Varibar | [5,133,110] | [30,30,100] | 0 | 20 | 100 | normal | none | 5.7221 | 2.4744 | 14.1591 | 23.3202 | 10.0844 | 235.1704 | 0 | 0.0353 | 0.0009 | 0.045 | 0.0279 | 0.0056 | 0.0823 | 0.4117 | 0.0056 | 0.0129 | 0.0573 | 0.0044 | 0.0028 | 0.0016 | 0.0033 | 0.028 | 0.0017 | 0.0207 | 0.015 | 0.0186 | 0.0054 | 0.0064 | 0.1176 | 0 | 0 | 0.005 | 0.0004 | 0.0017 | 0.3339 | 0 | 0
1f37113 | MBS | 8 | 01m_076010_393x248x546.dat | 0.0663;0.0663;0.1400 | 393;248;546 | (0.1677;69.1162;23.7382) | 80 | 8.502 | 60 | 81.5087 | 60 | Varibar | [5,133,110] | [30,30,100] | 0 | 20 | 100 | normal | none | 5.7221 | 2.4744 | 14.1591 | 23.3202 | 10.0844 | 235.1704 | 0 | 0.0344 | 0.0009 | 0.0452 | 0.0271 | 0.0056 | 0.0813 | 0.4344 | 0.0056 | 0.0125 | 0.054 | 0.0043 | 0.0028 | 0.0016 | 0.0033 | 0.0274 | 0.0017 | 0.0199 | 0.0146 | 0.0182 | 0.0054 | 0.0064 | 0.1168 | 0 | 0 | 0.005 | 0.0004 | 0.0017 | 0.5192 | 0 | 0
1f37113 | MBS | 1 | 05f_109019_419x230x572.dat | 0.0850;0.0850;0.1928 | 419;230;572 | (0.1925;73.4725;37.2187) | 110 | 3.9 | 52 | 87.015 | 60 | Varibar | [5] | [0] | 0 | 10 | 100 | normal | none | 6.3767 | 9.9022 | 63.144 | 27.7436 | 43.0822 | 1195.2548 | 0 | 0.0188 | 0.0006 | 0.0076 | 0.0143 | 0.0051 | 0.0385 | 0.1867 | 0.0022 | 0.007 | 0.0253 | 0.0014 | 0.001 | 0.0054 | 0.0072 | 0.0135 | 0.0025 | 0.0099 | 0.0075 | 0.007 | 0.0034 | 0.007 | 0.0966 | 0 | 0 | 0.0047 | 0.0004 | 0.0012 | 0.1726 | 0 | 0
1f37113 | MBS | 1 | 05f_109019_419x230x572.dat | 0.0850;0.0850;0.1928 | 419;230;572 | (0.1925;73.4725;37.2187) | 110 | 7.85 | 62 | 87.015 | 60 | Varibar | [5] | [0] | 0 | 10 | 100 | normal | none | 6.3767 | 9.9022 | 63.144 | 27.7436 | 43.0822 | 1195.2548 | 0 | 0.0167 | 0.0005 | 0.0078 | 0.0125 | 0.0048 | 0.0337 | 0.1786 | 0.0021 | 0.0062 | 0.0267 | 0.0014 | 0.001 | 0.0052 | 0.0074 | 0.0118 | 0.0025 | 0.0086 | 0.0066 | 0.0062 | 0.0033 | 0.0072 | 0.0746 | 0 | 0 | 0.0046 | 0.0004 | 0.0013 | 0.159 | 0 | 0
1f37113 | MBS | 1 | 05f_109019_419x230x572.dat | 0.0850;0.0850;0.1928 | 419;230;572 | (0.1925;73.4725;37.2187) | 110 | 9.9905 | 69 | 87.015 | 60 | Varibar | [5] | [0] | 0 | 10 | 100 | normal | none | 6.3767 | 9.9022 | 63.144 | 27.7436 | 43.0822 | 1195.2548 | 0 | 0.016 | 0.0005 | 0.0077 | 0.0115 | 0.0047 | 0.0328 | 0.1562 | 0.002 | 0.0059 | 0.0259 | 0.0013 | 0.001 | 0.0051 | 0.0073 | 0.011 | 0.0025 | 0.0079 | 0.0062 | 0.0059 | 0.0032 | 0.0072 | 0.068 | 0 | 0 | 0.0045 | 0.0004 | 0.0013 | 0.1377 | 0 | 0
1f37113 | MBS | 1 | 05f_109019_419x230x572.dat | 0.0850;0.0850;0.1928 | 419;230;572 | (0.1925;73.4725;37.2187) | 60 | 2.5 | 38 | 87.015 | 60 | Varibar | [5] | [0] | 0 | 10 | 100 | normal | none | 6.3767 | 9.9022 | 63.144 | 27.7436 | 43.0822 | 1195.2548 | 0 | 0.0233 | 0.0006 | 0.0075 | 0.0202 | 0.0054 | 0.0489 | 0.4249 | 0.0023 | 0.0092 | 0.0244 | 0.0015 | 0.001 | 0.0057 | 0.0069 | 0.0185 | 0.0025 | 0.0142 | 0.0099 | 0.009 | 0.0036 | 0.0067 | 0.1457 | 0 | 0 | 0.0049 | 0.0004 | 0.0011 | 0.2939 | 0 | 0
1f37113 | MBS | 1 | 05f_109019_419x230x572.dat | 0.0850;0.0850;0.1928 | 419;230;572 | (0.1925;73.4725;37.2187) | 60 | 5.7448 | 47 | 87.015 | 60 | Varibar | [5] | [0] | 0 | 10 | 100 | normal | none | 6.3767 | 9.9022 | 63.144 | 27.7436 | 43.0822 | 1195.2548 | 0 | 0.0189 | 0.0005 | 0.0084 | 0.0152 | 0.0053 | 0.0382 | 0.2616 | 0.0022 | 0.0072 | 0.0283 | 0.0014 | 0.001 | 0.0055 | 0.0078 | 0.0139 | 0.0026 | 0.0105 | 0.0077 | 0.0072 | 0.0034 | 0.0072 | 0.0989 | 0 | 0 | 0.0049 | 0.0004 | 0.0014 | 0.2496 | 0 | 0
1f37113 | MBS | 1 | 05f_109019_419x230x572.dat | 0.0850;0.0850;0.1928 | 419;230;572 | (0.1925;73.4725;37.2187) | 60 | 6.3535 | 49 | 87.015 | 60 | Varibar | [5] | [0] | 0 | 10 | 100 | normal | none | 6.3767 | 9.9022 | 63.144 | 27.7436 | 43.0822 | 1195.2548 | 0 | 0.0187 | 0.0005 | 0.0085 | 0.0145 | 0.0053 | 0.0367 | 0.1997 | 0.0022 | 0.0069 | 0.0286 | 0.0014 | 0.001 | 0.0055 | 0.0078 | 0.0134 | 0.0026 | 0.0101 | 0.0075 | 0.007 | 0.0034 | 0.0073 | 0.0971 | 0 | 0 | 0.0049 | 0.0005 | 0.0014 | 0.2254 | 0 | 0
1f37113 | MBS | 1 | 05f_109019_419x230x572.dat | 0.0850;0.0850;0.1928 | 419;230;572 | (0.1925;73.4725;37.2187) | 80 | 2.9 | 44 | 87.015 | 60 | Varibar | [5] | [0] | 0 | 10 | 100 | normal | none | 6.3767 | 9.9022 | 63.144 | 27.7436 | 43.0822 | 1195.2548 | 0 | 0.0209 | 0.0006 | 0.0077 | 0.0169 | 0.0053 | 0.0423 | 0.2272 | 0.0023 | 0.008 | 0.0252 | 0.0015 | 0.001 | 0.0056 | 0.0071 | 0.0158 | 0.0025 | 0.0117 | 0.0086 | 0.0079 | 0.0036 | 0.0069 | 0.1092 | 0 | 0 | 0.0048 | 0.0004 | 0.0012 | 0.2533 | 0 | 0
1f37113 | MBS | 1 | 05f_109019_419x230x572.dat | 0.0850;0.0850;0.1928 | 419;230;572 | (0.1925;73.4725;37.2187) | 80 | 7.702 | 57 | 87.015 | 60 | Varibar | [5] | [0] | 0 | 10 | 100 | normal | none | 6.3767 | 9.9022 | 63.144 | 27.7436 | 43.0822 | 1195.2548 | 0 | 0.0175 | 0.0005 | 0.0082 | 0.013 | 0.005 | 0.0344 | 0.1891 | 0.0021 | 0.0064 | 0.0278 | 0.0014 | 0.001 | 0.0054 | 0.0077 | 0.0121 | 0.0026 | 0.0089 | 0.0069 | 0.0065 | 0.0034 | 0.0074 | 0.0817 | 0 | 0 | 0.0048 | 0.0004 | 0.0014 | 0.1761 | 0 | 0
1f37113 | MBS | 1 | 05f_109019_419x230x572.dat | 0.0850;0.0850;0.1928 | 419;230;572 | (0.1925;73.4725;37.2187) | 80 | 8.502 | 60 | 87.015 | 60 | Varibar | [5] | [0] | 0 | 10 | 100 | normal | none | 6.3767 | 9.9022 | 63.144 | 27.7436 | 43.0822 | 1195.2548 | 0 | 0.017 | 0.0005 | 0.0082 | 0.0126 | 0.005 | 0.0341 | 0.1786 | 0.0021 | 0.0062 | 0.0276 | 0.0014 | 0.001 | 0.0053 | 0.0077 | 0.0119 | 0.0026 | 0.0086 | 0.0067 | 0.0063 | 0.0034 | 0.0074 | 0.0794 | 0 | 0 | 0.0048 | 0.0005 | 0.0014 | 0.1696 | 0 | 0
1f37113 | MBS | 2 | 05f_109019_419x230x572.dat | 0.0850;0.0850;0.1928 | 419;230;572 | (0.1925;73.4725;38.8236) | 110 | 3.9 | 52 | 87.015 | 60 | Varibar | [5] | [0] | 0 | 10 | 100 | normal | none | 6.3767 | 3.0101 | 19.1949 | 27.7436 | 13.0964 | 363.3414 | 0 | 0.0632 | 0.0008 | 0.0424 | 0.0385 | 0.0036 | 0.114 | 0.5432 | 0.0077 | 0.0213 | 0.0525 | 0.0058 | 0.0026 | 0.006 | 0.0045 | 0.0385 | 0.0016 | 0.0284 | 0.0213 | 0.0222 | 0.0063 | 0.0047 | 0.1886 | 0 | 0 | 0.0042 | 0.0004 | 0.0014 | 0.4958 | 0 | 0
1f37113 | MBS | 2 | 05f_109019_419x230x572.dat | 0.0850;0.0850;0.1928 | 419;230;572 | (0.1925;73.4725;38.8236) | 110 | 7.85 | 62 | 87.015 | 60 | Varibar | [5] | [0] | 0 | 10 | 100 | normal | none | 6.3767 | 3.0101 | 19.1949 | 27.7436 | 13.0964 | 363.3414 | 0 | 0.0571 | 0.0007 | 0.0406 | 0.033 | 0.0034 | 0.1061 | 0.529 | 0.0069 | 0.0181 | 0.049 | 0.0051 | 0.0024 | 0.0059 | 0.0047 | 0.0326 | 0.0016 | 0.0236 | 0.0183 | 0.0191 | 0.006 | 0.0049 | 0.1583 | 0 | 0 | 0.0041 | 0.0004 | 0.0015 | 0.4132 | 0 | 0
1f37113 | MBS | 2 | 05f_109019_419x230x572.dat | 0.0850;0.0850;0.1928 | 419;230;572 | (0.1925;73.4725;38.8236) | 110 | 9.9905 | 69 | 87.015 | 60 | Varibar | [5] | [0] | 0 | 10 | 100 | normal | none | 6.3767 | 3.0101 | 19.1949 | 27.7436 | 13.0964 | 363.3414 | 0 | 0.0529 | 0.0007 | 0.0382 | 0.0308 | 0.0034 | 0.0991 | 0.4244 | 0.0066 | 0.0165 | 0.047 | 0.0048 | 0.0024 | 0.0058 | 0.0046 | 0.0304 | 0.0016 | 0.0218 | 0.0171 | 0.0176 | 0.0059 | 0.0049 | 0.1554 | 0 | 0 | 0.0041 | 0.0004 | 0.0015 | 0.315 | 0 | 0
1f37113 | MBS | 2 | 05f_109019_419x230x572.dat | 0.0850;0.0850;0.1928 | 419;230;572 | (0.1925;73.4725;38.8236) | 60 | 2.5 | 38 | 87.015 | 60 | Varibar | [5] | [0] | 0 | 10 | 100 | normal | none | 6.3767 | 3.0101 | 19.1949 | 27.7436 | 13.0964 | 363.3414 | 0 | 0.0957 | 0.0009 | 0.0502 | 0.0607 | 0.0037 | 0.186 | 0.6634 | 0.0093 | 0.0326 | 0.0592 | 0.0075 | 0.0028 | 0.006 | 0.0043 | 0.0621 | 0.0016 | 0.0415 | 0.0295 | 0.0324 | 0.0068 | 0.0044 | 0.3778 | 0 | 0 | 0.0042 | 0.0004 | 0.0013 | 0.6269 | 0 | 0
1f37113 | MBS | 2 | 05f_109019_419x230x572.dat | 0.0850;0.0850;0.1928 | 419;230;572 | (0.1925;73.4725;38.8236) | 60 | 5.7448 | 47 | 87.015 | 60 | Varibar | [5] | [0] | 0 | 10 | 100 | normal | none | 6.3767 | 3.0101 | 19.1949 | 27.7436 | 13.0964 | 363.3414 | 0 | 0.0652 | 0.0008 | 0.0455 | 0.0433 | 0.0037 | 0.1295 | 0.4336 | 0.0077 | 0.0233 | 0.0539 | 0.0059 | 0.0025 | 0.0061 | 0.0049 | 0.0434 | 0.0017 | 0.0313 | 0.0223 | 0.0238 | 0.0062 | 0.0048 | 0.2242 | 0 | 0 | 0.0043 | 0.0004 | 0.0015 | 0.4671 | 0 | 0
1f37113 | MBS | 2 | 05f_109019_419x230x572.dat | 0.0850;0.0850;0.1928 | 419;230;572 | (0.1925;73.4725;38.8236) | 60 | 6.3535 | 49 | 87.015 | 60 | Varibar | [5] | [0] | 0 | 10 | 100 | normal | none | 6.3767 | 3.0101 | 19.1949 | 27.7436 | 13.0964 | 363.3414 | 0 | 0.0669 | 0.0008 | 0.045 | 0.0414 | 0.0037 | 0.1253 | 0.7927 | 0.0075 | 0.0222 | 0.0542 | 0.0057 | 0.0025 | 0.0062 | 0.0049 | 0.0408 | 0.0017 | 0.0303 | 0.0218 | 0.0229 | 0.0062 | 0.0049 | 0.2175 | 0 | 0 | 0.0043 | 0.0004 | 0.0016 | 0.511 | 0 | 0
1f37113 | MBS | 2 | 05f_109019_419x230x572.dat | 0.0850;0.0850;0.1928 | 419;230;572 | (0.1925;73.4725;38.8236) | 80 | 2.9 | 44 | 87.015 | 60 | Varibar | [5] | [0] | 0 | 10 | 100 | normal | none | 6.3767 | 3.0101 | 19.1949 | 27.7436 | 13.0964 | 363.3414 | 0 | 0.0792 | 0.0009 | 0.0478 | 0.047 | 0.0037 | 0.1505 | 0.5334 | 0.0085 | 0.0256 | 0.055 | 0.0065 | 0.0027 | 0.0061 | 0.0044 | 0.0489 | 0.0016 | 0.0338 | 0.0258 | 0.0264 | 0.0066 | 0.0046 | 0.2524 | 0 | 0 | 0.0042 | 0.0004 | 0.0013 | 0.5197 | 0 | 0
1f37113 | MBS | 2 | 05f_109019_419x230x572.dat | 0.0850;0.0850;0.1928 | 419;230;572 | (0.1925;73.4725;38.8236) | 80 | 7.702 | 57 | 87.015 | 60 | Varibar | [5] | [0] | 0 | 10 | 100 | normal | none | 6.3767 | 3.0101 | 19.1949 | 27.7436 | 13.0964 | 363.3414 | 0 | 0.0596 | 0.0008 | 0.0418 | 0.036 | 0.0036 | 0.1138 | 0.5081 | 0.007 | 0.0195 | 0.0505 | 0.0052 | 0.0025 | 0.0061 | 0.0049 | 0.0348 | 0.0017 | 0.0258 | 0.0194 | 0.0203 | 0.0061 | 0.005 | 0.1915 | 0 | 0 | 0.0043 | 0.0004 | 0.0016 | 0.3406 | 0 | 0
1f37113 | MBS | 2 | 05f_109019_419x230x572.dat | 0.0850;0.0850;0.1928 | 419;230;572 | (0.1925;73.4725;38.8236) | 80 | 8.502 | 60 | 87.015 | 60 | Varibar | [5] | [0] | 0 | 10 | 100 | normal | none | 6.3767 | 3.0101 | 19.1949 | 27.7436 | 13.0964 | 363.3414 | 0 | 0.0573 | 0.0007 | 0.0406 | 0.0351 | 0.0036 | 0.1043 | 0.5333 | 0.0069 | 0.0183 | 0.0484 | 0.0051 | 0.0024 | 0.0061 | 0.0048 | 0.0333 | 0.0017 | 0.0247 | 0.0186 | 0.0195 | 0.006 | 0.005 | 0.1809 | 0 | 0 | 0.0042 | 0.0004 | 0.0016 | 0.4282 | 0 | 0
1f37113 | MBS | 3 | 05f_109019_419x230x572.dat | 0.0850;0.0850;0.1928 | 419;230;572 | (0.1925;73.4725;37.2187) | 110 | 3.9 | 52 | 87.015 | 60 | Varibar | [5] | [0] | 0 | 10 | 100 | normal | none | 6.3767 | 9.9022 | 63.144 | 27.7436 | 43.0822 | 1195.2548 | 0 | 0.0188 | 0.0006 | 0.0076 | 0.0143 | 0.0051 | 0.0385 | 0.1867 | 0.0022 | 0.007 | 0.0253 | 0.0014 | 0.001 | 0.0054 | 0.0072 | 0.0135 | 0.0025 | 0.0099 | 0.0075 | 0.007 | 0.0034 | 0.007 | 0.0966 | 0 | 0 | 0.0047 | 0.0004 | 0.0012 | 0.1726 | 0 | 0
1f37113 | MBS | 3 | 05f_109019_419x230x572.dat | 0.0850;0.0850;0.1928 | 419;230;572 | (0.1925;73.4725;37.2187) | 110 | 7.85 | 62 | 87.015 | 60 | Varibar | [5] | [0] | 0 | 10 | 100 | normal | none | 6.3767 | 9.9022 | 63.144 | 27.7436 | 43.0822 | 1195.2548 | 0 | 0.0167 | 0.0005 | 0.0078 | 0.0125 | 0.0048 | 0.0337 | 0.1786 | 0.0021 | 0.0062 | 0.0267 | 0.0014 | 0.001 | 0.0052 | 0.0074 | 0.0118 | 0.0025 | 0.0086 | 0.0066 | 0.0062 | 0.0033 | 0.0072 | 0.0746 | 0 | 0 | 0.0046 | 0.0004 | 0.0013 | 0.159 | 0 | 0
1f37113 | MBS | 3 | 05f_109019_419x230x572.dat | 0.0850;0.0850;0.1928 | 419;230;572 | (0.1925;73.4725;37.2187) | 110 | 9.9905 | 69 | 87.015 | 60 | Varibar | [5] | [0] | 0 | 10 | 100 | normal | none | 6.3767 | 9.9022 | 63.144 | 27.7436 | 43.0822 | 1195.2548 | 0 | 0.016 | 0.0005 | 0.0077 | 0.0115 | 0.0047 | 0.0328 | 0.1562 | 0.002 | 0.0059 | 0.0259 | 0.0013 | 0.001 | 0.0051 | 0.0073 | 0.011 | 0.0025 | 0.0079 | 0.0062 | 0.0059 | 0.0032 | 0.0072 | 0.068 | 0 | 0 | 0.0045 | 0.0004 | 0.0013 | 0.1377 | 0 | 0
1f37113 | MBS | 3 | 05f_109019_419x230x572.dat | 0.0850;0.0850;0.1928 | 419;230;572 | (0.1925;73.4725;37.2187) | 60 | 2.5 | 38 | 87.015 | 60 | Varibar | [5] | [0] | 0 | 10 | 100 | normal | none | 6.3767 | 9.9022 | 63.144 | 27.7436 | 43.0822 | 1195.2548 | 0 | 0.0233 | 0.0006 | 0.0075 | 0.0202 | 0.0054 | 0.0489 | 0.4249 | 0.0023 | 0.0092 | 0.0244 | 0.0015 | 0.001 | 0.0057 | 0.0069 | 0.0185 | 0.0025 | 0.0142 | 0.0099 | 0.009 | 0.0036 | 0.0067 | 0.1457 | 0 | 0 | 0.0049 | 0.0004 | 0.0011 | 0.2939 | 0 | 0
1f37113 | MBS | 3 | 05f_109019_419x230x572.dat | 0.0850;0.0850;0.1928 | 419;230;572 | (0.1925;73.4725;37.2187) | 60 | 5.7448 | 47 | 87.015 | 60 | Varibar | [5] | [0] | 0 | 10 | 100 | normal | none | 6.3767 | 9.9022 | 63.144 | 27.7436 | 43.0822 | 1195.2548 | 0 | 0.0189 | 0.0005 | 0.0084 | 0.0152 | 0.0053 | 0.0382 | 0.2616 | 0.0022 | 0.0072 | 0.0283 | 0.0014 | 0.001 | 0.0055 | 0.0078 | 0.0139 | 0.0026 | 0.0105 | 0.0077 | 0.0072 | 0.0034 | 0.0072 | 0.0989 | 0 | 0 | 0.0049 | 0.0004 | 0.0014 | 0.2496 | 0 | 0
1f37113 | MBS | 3 | 05f_109019_419x230x572.dat | 0.0850;0.0850;0.1928 | 419;230;572 | (0.1925;73.4725;37.2187) | 60 | 6.3535 | 49 | 87.015 | 60 | Varibar | [5] | [0] | 0 | 10 | 100 | normal | none | 6.3767 | 9.9022 | 63.144 | 27.7436 | 43.0822 | 1195.2548 | 0 | 0.0187 | 0.0005 | 0.0085 | 0.0145 | 0.0053 | 0.0367 | 0.1997 | 0.0022 | 0.0069 | 0.0286 | 0.0014 | 0.001 | 0.0055 | 0.0078 | 0.0134 | 0.0026 | 0.0101 | 0.0075 | 0.007 | 0.0034 | 0.0073 | 0.0971 | 0 | 0 | 0.0049 | 0.0005 | 0.0014 | 0.2254 | 0 | 0
1f37113 | MBS | 3 | 05f_109019_419x230x572.dat | 0.0850;0.0850;0.1928 | 419;230;572 | (0.1925;73.4725;37.2187) | 80 | 2.9 | 44 | 87.015 | 60 | Varibar | [5] | [0] | 0 | 10 | 100 | normal | none | 6.3767 | 9.9022 | 63.144 | 27.7436 | 43.0822 | 1195.2548 | 0 | 0.0209 | 0.0006 | 0.0077 | 0.0169 | 0.0053 | 0.0423 | 0.2272 | 0.0023 | 0.008 | 0.0252 | 0.0015 | 0.001 | 0.0056 | 0.0071 | 0.0158 | 0.0025 | 0.0117 | 0.0086 | 0.0079 | 0.0036 | 0.0069 | 0.1092 | 0 | 0 | 0.0048 | 0.0004 | 0.0012 | 0.2533 | 0 | 0
1f37113 | MBS | 3 | 05f_109019_419x230x572.dat | 0.0850;0.0850;0.1928 | 419;230;572 | (0.1925;73.4725;37.2187) | 80 | 7.702 | 57 | 87.015 | 60 | Varibar | [5] | [0] | 0 | 10 | 100 | normal | none | 6.3767 | 9.9022 | 63.144 | 27.7436 | 43.0822 | 1195.2548 | 0 | 0.0175 | 0.0005 | 0.0082 | 0.013 | 0.005 | 0.0344 | 0.1891 | 0.0021 | 0.0064 | 0.0278 | 0.0014 | 0.001 | 0.0054 | 0.0077 | 0.0121 | 0.0026 | 0.0089 | 0.0069 | 0.0065 | 0.0034 | 0.0074 | 0.0817 | 0 | 0 | 0.0048 | 0.0004 | 0.0014 | 0.1761 | 0 | 0
1f37113 | MBS | 3 | 05f_109019_419x230x572.dat | 0.0850;0.0850;0.1928 | 419;230;572 | (0.1925;73.4725;37.2187) | 80 | 8.502 | 60 | 87.015 | 60 | Varibar | [5] | [0] | 0 | 10 | 100 | normal | none | 6.3767 | 9.9022 | 63.144 | 27.7436 | 43.0822 | 1195.2548 | 0 | 0.017 | 0.0005 | 0.0082 | 0.0126 | 0.005 | 0.0341 | 0.1786 | 0.0021 | 0.0062 | 0.0276 | 0.0014 | 0.001 | 0.0053 | 0.0077 | 0.0119 | 0.0026 | 0.0086 | 0.0067 | 0.0063 | 0.0034 | 0.0074 | 0.0794 | 0 | 0 | 0.0048 | 0.0005 | 0.0014 | 0.1696 | 0 | 0
1f37113 | MBS | 4 | 05f_109019_419x230x572.dat | 0.0850;0.0850;0.1928 | 419;230;572 | (0.1925;73.4725;38.8236) | 110 | 3.9 | 52 | 87.015 | 60 | Varibar | [5,133] | [30,30] | 0 | 10 | 100 | normal | none | 6.3767 | 3.0101 | 19.1949 | 27.7436 | 13.0964 | 363.3414 | 0 | 0.065 | 0.0008 | 0.043 | 0.0393 | 0.0036 | 0.1135 | 0.5432 | 0.0078 | 0.0216 | 0.0529 | 0.0059 | 0.0026 | 0.006 | 0.0033 | 0.0389 | 0.0016 | 0.0288 | 0.0217 | 0.0225 | 0.0064 | 0.0047 | 0.1975 | 0 | 0 | 0.0042 | 0.0004 | 0.0014 | 0.4958 | 0 | 0
1f37113 | MBS | 4 | 05f_109019_419x230x572.dat | 0.0850;0.0850;0.1928 | 419;230;572 | (0.1925;73.4725;38.8236) | 110 | 7.85 | 62 | 87.015 | 60 | Varibar | [5,133] | [30,30] | 0 | 10 | 100 | normal | none | 6.3767 | 3.0101 | 19.1949 | 27.7436 | 13.0964 | 363.3414 | 0 | 0.0574 | 0.0008 | 0.0415 | 0.0333 | 0.0035 | 0.107 | 0.568 | 0.007 | 0.0184 | 0.0495 | 0.0052 | 0.0025 | 0.0059 | 0.0032 | 0.0331 | 0.0016 | 0.0239 | 0.0185 | 0.0194 | 0.0061 | 0.0049 | 0.1588 | 0 | 0 | 0.0042 | 0.0004 | 0.0015 | 0.417 | 0 | 0
1f37113 | MBS | 4 | 05f_109019_419x230x572.dat | 0.0850;0.0850;0.1928 | 419;230;572 | (0.1925;73.4725;38.8236) | 110 | 9.9905 | 69 | 87.015 | 60 | Varibar | [5,133] | [30,30] | 0 | 10 | 100 | normal | none | 6.3767 | 3.0101 | 19.1949 | 27.7436 | 13.0964 | 363.3414 | 0 | 0.0536 | 0.0007 | 0.0388 | 0.031 | 0.0034 | 0.0998 | 0.4156 | 0.0067 | 0.0167 | 0.0477 | 0.0049 | 0.0024 | 0.0059 | 0.0031 | 0.0309 | 0.0016 | 0.0221 | 0.0173 | 0.0179 | 0.006 | 0.005 | 0.1557 | 0 | 0 | 0.0041 | 0.0004 | 0.0015 | 0.315 | 0 | 0
1f37113 | MBS | 4 | 05f_109019_419x230x572.dat | 0.0850;0.0850;0.1928 | 419;230;572 | (0.1925;73.4725;38.8236) | 60 | 2.5 | 38 | 87.015 | 60 | Varibar | [5,133] | [30,30] | 0 | 10 | 100 | normal | none | 6.3767 | 3.0101 | 19.1949 | 27.7436 | 13.0964 | 363.3414 | 0 | 0.0962 | 0.0009 | 0.0508 | 0.0607 | 0.0037 | 0.1849 | 0.6634 | 0.0094 | 0.033 | 0.0596 | 0.0075 | 0.0028 | 0.006 | 0.0034 | 0.0638 | 0.0016 | 0.0417 | 0.0298 | 0.0329 | 0.0068 | 0.0044 | 0.3739 | 0 | 0 | 0.0042 | 0.0004 | 0.0013 | 0.6269 | 0 | 0
1f37113 | MBS | 4 | 05f_109019_419x230x572.dat | 0.0850;0.0850;0.1928 | 419;230;572 | (0.1925;73.4725;38.8236) | 60 | 5.7448 | 47 | 87.015 | 60 | Varibar | [5,133] | [30,30] | 0 | 10 | 100 | normal | none | 6.3767 | 3.0101 | 19.1949 | 27.7436 | 13.0964 | 363.3414 | 0 | 0.0653 | 0.0008 | 0.0467 | 0.0438 | 0.0037 | 0.1304 | 0.4336 | 0.0077 | 0.0236 | 0.0541 | 0.0059 | 0.0025 | 0.0061 | 0.0032 | 0.0442 | 0.0017 | 0.0318 | 0.0226 | 0.0241 | 0.0063 | 0.0048 | 0.2257 | 0 | 0 | 0.0044 | 0.0004 | 0.0015 | 0.4671 | 0 | 0
1f37113 | MBS | 4 | 05f_109019_419x230x572.dat | 0.0850;0.0850;0.1928 | 419;230;572 | (0.1925;73.4725;38.8236) | 60 | 6.3535 | 49 | 87.015 | 60 | Varibar | [5,133] | [30,30] | 0 | 10 | 100 | normal | none | 6.3767 | 3.0101 | 19.1949 | 27.7436 | 13.0964 | 363.3414 | 0 | 0.0676 | 0.0008 | 0.0456 | 0.0416 | 0.0037 | 0.1247 | 0.7927 | 0.0076 | 0.0224 | 0.0554 | 0.0058 | 0.0025 | 0.0062 | 0.0031 | 0.0414 | 0.0017 | 0.0306 | 0.0221 | 0.0233 | 0.0062 | 0.0049 | 0.2167 | 0 | 0 | 0.0044 | 0.0004 | 0.0016 | 0.511 | 0 | 0
1f37113 | MBS | 4 | 05f_109019_419x230x572.dat | 0.0850;0.0850;0.1928 | 419;230;572 | (0.1925;73.4725;38.8236) | 80 | 2.9 | 44 | 87.015 | 60 | Varibar | [5,133] | [30,30] | 0 | 10 | 100 | normal | none | 6.3767 | 3.0101 | 19.1949 | 27.7436 | 13.0964 | 363.3414 | 0 | 0.0798 | 0.0009 | 0.0485 | 0.0476 | 0.0037 | 0.1561 | 0.5334 | 0.0085 | 0.0258 | 0.056 | 0.0066 | 0.0027 | 0.0061 | 0.0033 | 0.0497 | 0.0016 | 0.0339 | 0.026 | 0.0268 | 0.0066 | 0.0046 | 0.2524 | 0 | 0 | 0.0043 | 0.0004 | 0.0013 | 0.5197 | 0 | 0
1f37113 | MBS | 4 | 05f_109019_419x230x572.dat | 0.0850;0.0850;0.1928 | 419;230;572 | (0.1925;73.4725;38.8236) | 80 | 7.702 | 57 | 87.015 | 60 | Varibar | [5,133] | [30,30] | 0 | 10 | 100 | normal | none | 6.3767 | 3.0101 | 19.1949 | 27.7436 | 13.0964 | 363.3414 | 0 | 0.0604 | 0.0008 | 0.0422 | 0.0366 | 0.0036 | 0.1159 | 0.5136 | 0.0071 | 0.0197 | 0.0511 | 0.0053 | 0.0025 | 0.0061 | 0.0031 | 0.0355 | 0.0017 | 0.0262 | 0.0197 | 0.0207 | 0.0061 | 0.005 | 0.1894 | 0 | 0 | 0.0043 | 0.0004 | 0.0016 | 0.3406 | 0 | 0
1f37113 | MBS | 4 | 05f_109019_419x230x572.dat | 0.0850;0.0850;0.1928 | 419;230;572 | (0.1925;73.4725;38.8236) | 80 | 8.502 | 60 | 87.015 | 60 | Varibar | [5,133] | [30,30] | 0 | 10 | 100 | normal | none | 6.3767 | 3.0101 | 19.1949 | 27.7436 | 13.0964 | 363.3414 | 0 | 0.0579 | 0.0008 | 0.0413 | 0.0354 | 0.0036 | 0.1062 | 0.5333 | 0.007 | 0.0185 | 0.0486 | 0.0051 | 0.0025 | 0.0061 | 0.0031 | 0.0339 | 0.0017 | 0.025 | 0.0189 | 0.0199 | 0.0061 | 0.005 | 0.187 | 0 | 0 | 0.0043 | 0.0004 | 0.0016 | 0.4282 | 0 | 0
1f37113 | MBS | 5 | 05f_109019_419x230x572.dat | 0.0850;0.0850;0.1928 | 419;230;572 | (0.1925;73.4725;38.8236) | 110 | 3.9 | 52 | 87.015 | 60 | Varibar | [5,133,110] | [30,30,100] | 0 | 20 | 100 | normal | none | 6.3767 | 3.0101 | 19.1949 | 27.7436 | 13.0964 | 363.3414 | 0 | 0.0678 | 0.0008 | 0.0436 | 0.0404 | 0.0036 | 0.1163 | 0.5316 | 0.008 | 0.0224 | 0.0528 | 0.006 | 0.0026 | 0.002 | 0.0033 | 0.0408 | 0.0016 | 0.0297 | 0.0225 | 0.0236 | 0.0065 | 0.0047 | 0.1975 | 0 | 0 | 0.0042 | 0.0004 | 0.0014 | 0.5262 | 0 | 0
1f37113 | MBS | 5 | 05f_109019_419x230x572.dat | 0.0850;0.0850;0.1928 | 419;230;572 | (0.1925;73.4725;38.8236) | 110 | 7.85 | 62 | 87.015 | 60 | Varibar | [5,133,110] | [30,30,100] | 0 | 20 | 100 | normal | none | 6.3767 | 3.0101 | 19.1949 | 27.7436 | 13.0964 | 363.3414 | 0 | 0.06 | 0.0008 | 0.0419 | 0.034 | 0.0035 | 0.1084 | 0.6684 | 0.0072 | 0.019 | 0.0495 | 0.0053 | 0.0025 | 0.0019 | 0.0032 | 0.0345 | 0.0017 | 0.0245 | 0.0192 | 0.0201 | 0.0062 | 0.0049 | 0.1617 | 0 | 0 | 0.0042 | 0.0004 | 0.0015 | 0.417 | 0 | 0
1f37113 | MBS | 5 | 05f_109019_419x230x572.dat | 0.0850;0.0850;0.1928 | 419;230;572 | (0.1925;73.4725;38.8236) | 110 | 9.9905 | 69 | 87.015 | 60 | Varibar | [5,133,110] | [30,30,100] | 0 | 20 | 100 | normal | none | 6.3767 | 3.0101 | 19.1949 | 27.7436 | 13.0964 | 363.3414 | 0 | 0.0549 | 0.0007 | 0.0391 | 0.0317 | 0.0034 | 0.1048 | 0.4156 | 0.0069 | 0.0173 | 0.0478 | 0.005 | 0.0025 | 0.0018 | 0.0031 | 0.0321 | 0.0016 | 0.0227 | 0.018 | 0.0186 | 0.0061 | 0.005 | 0.154 | 0 | 0 | 0.0041 | 0.0004 | 0.0015 | 0.324 | 0 | 0
1f37113 | MBS | 5 | 05f_109019_419x230x572.dat | 0.0850;0.0850;0.1928 | 419;230;572 | (0.1925;73.4725;38.8236) | 60 | 2.5 | 38 | 87.015 | 60 | Varibar | [5,133,110] | [30,30,100] | 0 | 20 | 100 | normal | none | 6.3767 | 3.0101 | 19.1949 | 27.7436 | 13.0964 | 363.3414 | 0 | 0.1006 | 0.0009 | 0.051 | 0.061 | 0.0037 | 0.192 | 0.6634 | 0.0097 | 0.0344 | 0.0596 | 0.0077 | 0.0028 | 0.0021 | 0.0034 | 0.0661 | 0.0016 | 0.0429 | 0.0308 | 0.0346 | 0.007 | 0.0044 | 0.3739 | 0 | 0 | 0.0043 | 0.0004 | 0.0013 | 0.6269 | 0 | 0
1f37113 | MBS | 5 | 05f_109019_419x230x572.dat | 0.0850;0.0850;0.1928 | 419;230;572 | (0.1925;73.4725;38.8236) | 60 | 5.7448 | 47 | 87.015 | 60 | Varibar | [5,133,110] | [30,30,100] | 0 | 20 | 100 | normal | none | 6.3767 | 3.0101 | 19.1949 | 27.7436 | 13.0964 | 363.3414 | 0 | 0.0684 | 0.0008 | 0.0473 | 0.0443 | 0.0037 | 0.132 | 0.4336 | 0.008 | 0.0245 | 0.0541 | 0.0061 | 0.0026 | 0.0019 | 0.0032 | 0.046 | 0.0017 | 0.0324 | 0.0236 | 0.0255 | 0.0064 | 0.0049 | 0.2262 | 0 | 0 | 0.0044 | 0.0004 | 0.0016 | 0.485 | 0 | 0
1f37113 | MBS | 5 | 05f_109019_419x230x572.dat | 0.0850;0.0850;0.1928 | 419;230;572 | (0.1925;73.4725;38.8236) | 60 | 6.3535 | 49 | 87.015 | 60 | Varibar | [5,133,110] | [30,30,100] | 0 | 20 | 100 | normal | none | 6.3767 | 3.0101 | 19.1949 | 27.7436 | 13.0964 | 363.3414 | 0 | 0.0717 | 0.0008 | 0.0462 | 0.0423 | 0.0037 | 0.1258 | 0.8123 | 0.0079 | 0.0233 | 0.0554 | 0.0059 | 0.0026 | 0.0018 | 0.0031 | 0.0433 | 0.0017 | 0.0314 | 0.023 | 0.0245 | 0.0064 | 0.0049 | 0.2233 | 0 | 0 | 0.0044 | 0.0004 | 0.0016 | 0.6232 | 0 | 0
1f37113 | MBS | 5 | 05f_109019_419x230x572.dat | 0.0850;0.0850;0.1928 | 419;230;572 | (0.1925;73.4725;38.8236) | 80 | 2.9 | 44 | 87.015 | 60 | Varibar | [5,133,110] | [30,30,100] | 0 | 20 | 100 | normal | none | 6.3767 | 3.0101 | 19.1949 | 27.7436 | 13.0964 | 363.3414 | 0 | 0.0831 | 0.0009 | 0.0488 | 0.0486 | 0.0037 | 0.1592 | 0.5334 | 0.0088 | 0.0268 | 0.0559 | 0.0067 | 0.0027 | 0.002 | 0.0033 | 0.0525 | 0.0016 | 0.0347 | 0.0272 | 0.0277 | 0.0068 | 0.0046 | 0.2581 | 0 | 0 | 0.0043 | 0.0004 | 0.0013 | 0.5439 | 0 | 0
1f37113 | MBS | 5 | 05f_109019_419x230x572.dat | 0.0850;0.0850;0.1928 | 419;230;572 | (0.1925;73.4725;38.8236) | 80 | 7.702 | 57 | 87.015 | 60 | Varibar | [5,133,110] | [30,30,100] | 0 | 20 | 100 | normal | none | 6.3767 | 3.0101 | 19.1949 | 27.7436 | 13.0964 | 363.3414 | 0 | 0.0637 | 0.0008 | 0.0428 | 0.0372 | 0.0036 | 0.1183 | 0.5136 | 0.0074 | 0.0206 | 0.0512 | 0.0054 | 0.0025 | 0.0018 | 0.0031 | 0.0375 | 0.0017 | 0.0269 | 0.0205 | 0.0215 | 0.0063 | 0.005 | 0.1866 | 0 | 0 | 0.0043 | 0.0004 | 0.0016 | 0.2961 | 0 | 0
1f37113 | MBS | 5 | 05f_109019_419x230x572.dat | 0.0850;0.0850;0.1928 | 419;230;572 | (0.1925;73.4725;38.8236) | 80 | 8.502 | 60 | 87.015 | 60 | Varibar | [5,133,110] | [30,30,100] | 0 | 20 | 100 | normal | none | 6.3767 | 3.0101 | 19.1949 | 27.7436 | 13.0964 | 363.3414 | 0 | 0.0608 | 0.0008 | 0.0417 | 0.0362 | 0.0036 | 0.1083 | 0.5333 | 0.0073 | 0.0192 | 0.0486 | 0.0053 | 0.0025 | 0.0018 | 0.0031 | 0.0357 | 0.0017 | 0.0257 | 0.0197 | 0.0208 | 0.0063 | 0.0051 | 0.187 | 0 | 0 | 0.0043 | 0.0004 | 0.0016 | 0.4731 | 0 | 0
1f37113 | MBS | 6 | 05f_109019_419x230x572.dat | 0.0850;0.0850;0.1928 | 419;230;572 | (0.1925;73.4725;37.2187) | 110 | 3.9 | 52 | 87.015 | 60 | Varibar | [5] | [0] | 0 | 10 | 100 | normal | none | 6.3767 | 9.9022 | 63.144 | 27.7436 | 43.0822 | 1195.2548 | 0 | 0.0188 | 0.0006 | 0.0076 | 0.0143 | 0.0051 | 0.0385 | 0.1867 | 0.0022 | 0.007 | 0.0253 | 0.0014 | 0.001 | 0.0054 | 0.0072 | 0.0135 | 0.0025 | 0.0099 | 0.0075 | 0.007 | 0.0034 | 0.007 | 0.0966 | 0 | 0 | 0.0047 | 0.0004 | 0.0012 | 0.1726 | 0 | 0
1f37113 | MBS | 6 | 05f_109019_419x230x572.dat | 0.0850;0.0850;0.1928 | 419;230;572 | (0.1925;73.4725;37.2187) | 110 | 7.85 | 62 | 87.015 | 60 | Varibar | [5] | [0] | 0 | 10 | 100 | normal | none | 6.3767 | 9.9022 | 63.144 | 27.7436 | 43.0822 | 1195.2548 | 0 | 0.0167 | 0.0005 | 0.0078 | 0.0125 | 0.0048 | 0.0337 | 0.1786 | 0.0021 | 0.0062 | 0.0267 | 0.0014 | 0.001 | 0.0052 | 0.0074 | 0.0118 | 0.0025 | 0.0086 | 0.0066 | 0.0062 | 0.0033 | 0.0072 | 0.0746 | 0 | 0 | 0.0046 | 0.0004 | 0.0013 | 0.159 | 0 | 0
1f37113 | MBS | 6 | 05f_109019_419x230x572.dat | 0.0850;0.0850;0.1928 | 419;230;572 | (0.1925;73.4725;37.2187) | 110 | 9.9905 | 69 | 87.015 | 60 | Varibar | [5] | [0] | 0 | 10 | 100 | normal | none | 6.3767 | 9.9022 | 63.144 | 27.7436 | 43.0822 | 1195.2548 | 0 | 0.016 | 0.0005 | 0.0077 | 0.0115 | 0.0047 | 0.0328 | 0.1562 | 0.002 | 0.0059 | 0.0259 | 0.0013 | 0.001 | 0.0051 | 0.0073 | 0.011 | 0.0025 | 0.0079 | 0.0062 | 0.0059 | 0.0032 | 0.0072 | 0.068 | 0 | 0 | 0.0045 | 0.0004 | 0.0013 | 0.1377 | 0 | 0
1f37113 | MBS | 6 | 05f_109019_419x230x572.dat | 0.0850;0.0850;0.1928 | 419;230;572 | (0.1925;73.4725;37.2187) | 60 | 2.5 | 38 | 87.015 | 60 | Varibar | [5] | [0] | 0 | 10 | 100 | normal | none | 6.3767 | 9.9022 | 63.144 | 27.7436 | 43.0822 | 1195.2548 | 0 | 0.0233 | 0.0006 | 0.0075 | 0.0202 | 0.0054 | 0.0489 | 0.4249 | 0.0023 | 0.0092 | 0.0244 | 0.0015 | 0.001 | 0.0057 | 0.0069 | 0.0185 | 0.0025 | 0.0142 | 0.0099 | 0.009 | 0.0036 | 0.0067 | 0.1457 | 0 | 0 | 0.0049 | 0.0004 | 0.0011 | 0.2939 | 0 | 0
1f37113 | MBS | 6 | 05f_109019_419x230x572.dat | 0.0850;0.0850;0.1928 | 419;230;572 | (0.1925;73.4725;37.2187) | 60 | 5.7448 | 47 | 87.015 | 60 | Varibar | [5] | [0] | 0 | 10 | 100 | normal | none | 6.3767 | 9.9022 | 63.144 | 27.7436 | 43.0822 | 1195.2548 | 0 | 0.0189 | 0.0005 | 0.0084 | 0.0152 | 0.0053 | 0.0382 | 0.2616 | 0.0022 | 0.0072 | 0.0283 | 0.0014 | 0.001 | 0.0055 | 0.0078 | 0.0139 | 0.0026 | 0.0105 | 0.0077 | 0.0072 | 0.0034 | 0.0072 | 0.0989 | 0 | 0 | 0.0049 | 0.0004 | 0.0014 | 0.2496 | 0 | 0
1f37113 | MBS | 6 | 05f_109019_419x230x572.dat | 0.0850;0.0850;0.1928 | 419;230;572 | (0.1925;73.4725;37.2187) | 60 | 6.3535 | 49 | 87.015 | 60 | Varibar | [5] | [0] | 0 | 10 | 100 | normal | none | 6.3767 | 9.9022 | 63.144 | 27.7436 | 43.0822 | 1195.2548 | 0 | 0.0187 | 0.0005 | 0.0085 | 0.0145 | 0.0053 | 0.0367 | 0.1997 | 0.0022 | 0.0069 | 0.0286 | 0.0014 | 0.001 | 0.0055 | 0.0078 | 0.0134 | 0.0026 | 0.0101 | 0.0075 | 0.007 | 0.0034 | 0.0073 | 0.0971 | 0 | 0 | 0.0049 | 0.0005 | 0.0014 | 0.2254 | 0 | 0
1f37113 | MBS | 6 | 05f_109019_419x230x572.dat | 0.0850;0.0850;0.1928 | 419;230;572 | (0.1925;73.4725;37.2187) | 80 | 2.9 | 44 | 87.015 | 60 | Varibar | [5] | [0] | 0 | 10 | 100 | normal | none | 6.3767 | 9.9022 | 63.144 | 27.7436 | 43.0822 | 1195.2548 | 0 | 0.0209 | 0.0006 | 0.0077 | 0.0169 | 0.0053 | 0.0423 | 0.2272 | 0.0023 | 0.008 | 0.0252 | 0.0015 | 0.001 | 0.0056 | 0.0071 | 0.0158 | 0.0025 | 0.0117 | 0.0086 | 0.0079 | 0.0036 | 0.0069 | 0.1092 | 0 | 0 | 0.0048 | 0.0004 | 0.0012 | 0.2533 | 0 | 0
1f37113 | MBS | 6 | 05f_109019_419x230x572.dat | 0.0850;0.0850;0.1928 | 419;230;572 | (0.1925;73.4725;37.2187) | 80 | 7.702 | 57 | 87.015 | 60 | Varibar | [5] | [0] | 0 | 10 | 100 | normal | none | 6.3767 | 9.9022 | 63.144 | 27.7436 | 43.0822 | 1195.2548 | 0 | 0.0175 | 0.0005 | 0.0082 | 0.013 | 0.005 | 0.0344 | 0.1891 | 0.0021 | 0.0064 | 0.0278 | 0.0014 | 0.001 | 0.0054 | 0.0077 | 0.0121 | 0.0026 | 0.0089 | 0.0069 | 0.0065 | 0.0034 | 0.0074 | 0.0817 | 0 | 0 | 0.0048 | 0.0004 | 0.0014 | 0.1761 | 0 | 0
1f37113 | MBS | 6 | 05f_109019_419x230x572.dat | 0.0850;0.0850;0.1928 | 419;230;572 | (0.1925;73.4725;37.2187) | 80 | 8.502 | 60 | 87.015 | 60 | Varibar | [5] | [0] | 0 | 10 | 100 | normal | none | 6.3767 | 9.9022 | 63.144 | 27.7436 | 43.0822 | 1195.2548 | 0 | 0.017 | 0.0005 | 0.0082 | 0.0126 | 0.005 | 0.0341 | 0.1786 | 0.0021 | 0.0062 | 0.0276 | 0.0014 | 0.001 | 0.0053 | 0.0077 | 0.0119 | 0.0026 | 0.0086 | 0.0067 | 0.0063 | 0.0034 | 0.0074 | 0.0794 | 0 | 0 | 0.0048 | 0.0005 | 0.0014 | 0.1696 | 0 | 0
1f37113 | MBS | 7 | 05f_109019_419x230x572.dat | 0.0850;0.0850;0.1928 | 419;230;572 | (0.1925;73.4725;38.8236) | 110 | 3.9 | 52 | 87.015 | 60 | Varibar | [5,133] | [30,30] | 0 | 10 | 100 | normal | none | 6.3767 | 3.0101 | 19.1949 | 27.7436 | 13.0964 | 363.3414 | 0 | 0.065 | 0.0008 | 0.043 | 0.0393 | 0.0036 | 0.1135 | 0.5432 | 0.0078 | 0.0216 | 0.0529 | 0.0059 | 0.0026 | 0.006 | 0.0033 | 0.0389 | 0.0016 | 0.0288 | 0.0217 | 0.0225 | 0.0064 | 0.0047 | 0.1975 | 0 | 0 | 0.0042 | 0.0004 | 0.0014 | 0.4958 | 0 | 0
1f37113 | MBS | 7 | 05f_109019_419x230x572.dat | 0.0850;0.0850;0.1928 | 419;230;572 | (0.1925;73.4725;38.8236) | 110 | 7.85 | 62 | 87.015 | 60 | Varibar | [5,133] | [30,30] | 0 | 10 | 100 | normal | none | 6.3767 | 3.0101 | 19.1949 | 27.7436 | 13.0964 | 363.3414 | 0 | 0.0574 | 0.0008 | 0.0415 | 0.0333 | 0.0035 | 0.107 | 0.568 | 0.007 | 0.0184 | 0.0495 | 0.0052 | 0.0025 | 0.0059 | 0.0032 | 0.0331 | 0.0016 | 0.0239 | 0.0185 | 0.0194 | 0.0061 | 0.0049 | 0.1588 | 0 | 0 | 0.0042 | 0.0004 | 0.0015 | 0.417 | 0 | 0
1f37113 | MBS | 7 | 05f_109019_419x230x572.dat | 0.0850;0.0850;0.1928 | 419;230;572 | (0.1925;73.4725;38.8236) | 110 | 9.9905 | 69 | 87.015 | 60 | Varibar | [5,133] | [30,30] | 0 | 10 | 100 | normal | none | 6.3767 | 3.0101 | 19.1949 | 27.7436 | 13.0964 | 363.3414 | 0 | 0.0536 | 0.0007 | 0.0388 | 0.031 | 0.0034 | 0.0998 | 0.4156 | 0.0067 | 0.0167 | 0.0477 | 0.0049 | 0.0024 | 0.0059 | 0.0031 | 0.0309 | 0.0016 | 0.0221 | 0.0173 | 0.0179 | 0.006 | 0.005 | 0.1557 | 0 | 0 | 0.0041 | 0.0004 | 0.0015 | 0.315 | 0 | 0
1f37113 | MBS | 7 | 05f_109019_419x230x572.dat | 0.0850;0.0850;0.1928 | 419;230;572 | (0.1925;73.4725;38.8236) | 60 | 2.5 | 38 | 87.015 | 60 | Varibar | [5,133] | [30,30] | 0 | 10 | 100 | normal | none | 6.3767 | 3.0101 | 19.1949 | 27.7436 | 13.0964 | 363.3414 | 0 | 0.0962 | 0.0009 | 0.0508 | 0.0607 | 0.0037 | 0.1849 | 0.6634 | 0.0094 | 0.033 | 0.0596 | 0.0075 | 0.0028 | 0.006 | 0.0034 | 0.0638 | 0.0016 | 0.0417 | 0.0298 | 0.0329 | 0.0068 | 0.0044 | 0.3739 | 0 | 0 | 0.0042 | 0.0004 | 0.0013 | 0.6269 | 0 | 0
1f37113 | MBS | 7 | 05f_109019_419x230x572.dat | 0.0850;0.0850;0.1928 | 419;230;572 | (0.1925;73.4725;38.8236) | 60 | 5.7448 | 47 | 87.015 | 60 | Varibar | [5,133] | [30,30] | 0 | 10 | 100 | normal | none | 6.3767 | 3.0101 | 19.1949 | 27.7436 | 13.0964 | 363.3414 | 0 | 0.0653 | 0.0008 | 0.0467 | 0.0438 | 0.0037 | 0.1304 | 0.4336 | 0.0077 | 0.0236 | 0.0541 | 0.0059 | 0.0025 | 0.0061 | 0.0032 | 0.0442 | 0.0017 | 0.0318 | 0.0226 | 0.0241 | 0.0063 | 0.0048 | 0.2257 | 0 | 0 | 0.0044 | 0.0004 | 0.0015 | 0.4671 | 0 | 0
1f37113 | MBS | 7 | 05f_109019_419x230x572.dat | 0.0850;0.0850;0.1928 | 419;230;572 | (0.1925;73.4725;38.8236) | 60 | 6.3535 | 49 | 87.015 | 60 | Varibar | [5,133] | [30,30] | 0 | 10 | 100 | normal | none | 6.3767 | 3.0101 | 19.1949 | 27.7436 | 13.0964 | 363.3414 | 0 | 0.0676 | 0.0008 | 0.0456 | 0.0416 | 0.0037 | 0.1247 | 0.7927 | 0.0076 | 0.0224 | 0.0554 | 0.0058 | 0.0025 | 0.0062 | 0.0031 | 0.0414 | 0.0017 | 0.0306 | 0.0221 | 0.0233 | 0.0062 | 0.0049 | 0.2167 | 0 | 0 | 0.0044 | 0.0004 | 0.0016 | 0.511 | 0 | 0
1f37113 | MBS | 7 | 05f_109019_419x230x572.dat | 0.0850;0.0850;0.1928 | 419;230;572 | (0.1925;73.4725;38.8236) | 80 | 2.9 | 44 | 87.015 | 60 | Varibar | [5,133] | [30,30] | 0 | 10 | 100 | normal | none | 6.3767 | 3.0101 | 19.1949 | 27.7436 | 13.0964 | 363.3414 | 0 | 0.0798 | 0.0009 | 0.0485 | 0.0476 | 0.0037 | 0.1561 | 0.5334 | 0.0085 | 0.0258 | 0.056 | 0.0066 | 0.0027 | 0.0061 | 0.0033 | 0.0497 | 0.0016 | 0.0339 | 0.026 | 0.0268 | 0.0066 | 0.0046 | 0.2524 | 0 | 0 | 0.0043 | 0.0004 | 0.0013 | 0.5197 | 0 | 0
1f37113 | MBS | 7 | 05f_109019_419x230x572.dat | 0.0850;0.0850;0.1928 | 419;230;572 | (0.1925;73.4725;38.8236) | 80 | 7.702 | 57 | 87.015 | 60 | Varibar | [5,133] | [30,30] | 0 | 10 | 100 | normal | none | 6.3767 | 3.0101 | 19.1949 | 27.7436 | 13.0964 | 363.3414 | 0 | 0.0604 | 0.0008 | 0.0422 | 0.0366 | 0.0036 | 0.1159 | 0.5136 | 0.0071 | 0.0197 | 0.0511 | 0.0053 | 0.0025 | 0.0061 | 0.0031 | 0.0355 | 0.0017 | 0.0262 | 0.0197 | 0.0207 | 0.0061 | 0.005 | 0.1894 | 0 | 0 | 0.0043 | 0.0004 | 0.0016 | 0.3406 | 0 | 0
1f37113 | MBS | 7 | 05f_109019_419x230x572.dat | 0.0850;0.0850;0.1928 | 419;230;572 | (0.1925;73.4725;38.8236) | 80 | 8.502 | 60 | 87.015 | 60 | Varibar | [5,133] | [30,30] | 0 | 10 | 100 | normal | none | 6.3767 | 3.0101 | 19.1949 | 27.7436 | 13.0964 | 363.3414 | 0 | 0.0579 | 0.0008 | 0.0413 | 0.0354 | 0.0036 | 0.1062 | 0.5333 | 0.007 | 0.0185 | 0.0486 | 0.0051 | 0.0025 | 0.0061 | 0.0031 | 0.0339 | 0.0017 | 0.025 | 0.0189 | 0.0199 | 0.0061 | 0.005 | 0.187 | 0 | 0 | 0.0043 | 0.0004 | 0.0016 | 0.4282 | 0 | 0
1f37113 | MBS | 8 | 05f_109019_419x230x572.dat | 0.0850;0.0850;0.1928 | 419;230;572 | (0.1925;73.4725;38.8236) | 110 | 3.9 | 52 | 87.015 | 60 | Varibar | [5,133,110] | [30,30,100] | 0 | 20 | 100 | normal | none | 6.3767 | 3.0101 | 19.1949 | 27.7436 | 13.0964 | 363.3414 | 0 | 0.0678 | 0.0008 | 0.0436 | 0.0404 | 0.0036 | 0.1163 | 0.5316 | 0.008 | 0.0224 | 0.0528 | 0.006 | 0.0026 | 0.002 | 0.0033 | 0.0408 | 0.0016 | 0.0297 | 0.0225 | 0.0236 | 0.0065 | 0.0047 | 0.1975 | 0 | 0 | 0.0042 | 0.0004 | 0.0014 | 0.5262 | 0 | 0
1f37113 | MBS | 8 | 05f_109019_419x230x572.dat | 0.0850;0.0850;0.1928 | 419;230;572 | (0.1925;73.4725;38.8236) | 110 | 7.85 | 62 | 87.015 | 60 | Varibar | [5,133,110] | [30,30,100] | 0 | 20 | 100 | normal | none | 6.3767 | 3.0101 | 19.1949 | 27.7436 | 13.0964 | 363.3414 | 0 | 0.06 | 0.0008 | 0.0419 | 0.034 | 0.0035 | 0.1084 | 0.6684 | 0.0072 | 0.019 | 0.0495 | 0.0053 | 0.0025 | 0.0019 | 0.0032 | 0.0345 | 0.0017 | 0.0245 | 0.0192 | 0.0201 | 0.0062 | 0.0049 | 0.1617 | 0 | 0 | 0.0042 | 0.0004 | 0.0015 | 0.417 | 0 | 0
1f37113 | MBS | 8 | 05f_109019_419x230x572.dat | 0.0850;0.0850;0.1928 | 419;230;572 | (0.1925;73.4725;38.8236) | 110 | 9.9905 | 69 | 87.015 | 60 | Varibar | [5,133,110] | [30,30,100] | 0 | 20 | 100 | normal | none | 6.3767 | 3.0101 | 19.1949 | 27.7436 | 13.0964 | 363.3414 | 0 | 0.0549 | 0.0007 | 0.0391 | 0.0317 | 0.0034 | 0.1048 | 0.4156 | 0.0069 | 0.0173 | 0.0478 | 0.005 | 0.0025 | 0.0018 | 0.0031 | 0.0321 | 0.0016 | 0.0227 | 0.018 | 0.0186 | 0.0061 | 0.005 | 0.154 | 0 | 0 | 0.0041 | 0.0004 | 0.0015 | 0.324 | 0 | 0
1f37113 | MBS | 8 | 05f_109019_419x230x572.dat | 0.0850;0.0850;0.1928 | 419;230;572 | (0.1925;73.4725;38.8236) | 60 | 2.5 | 38 | 87.015 | 60 | Varibar | [5,133,110] | [30,30,100] | 0 | 20 | 100 | normal | none | 6.3767 | 3.0101 | 19.1949 | 27.7436 | 13.0964 | 363.3414 | 0 | 0.1006 | 0.0009 | 0.051 | 0.061 | 0.0037 | 0.192 | 0.6634 | 0.0097 | 0.0344 | 0.0596 | 0.0077 | 0.0028 | 0.0021 | 0.0034 | 0.0661 | 0.0016 | 0.0429 | 0.0308 | 0.0346 | 0.007 | 0.0044 | 0.3739 | 0 | 0 | 0.0043 | 0.0004 | 0.0013 | 0.6269 | 0 | 0
1f37113 | MBS | 8 | 05f_109019_419x230x572.dat | 0.0850;0.0850;0.1928 | 419;230;572 | (0.1925;73.4725;38.8236) | 60 | 5.7448 | 47 | 87.015 | 60 | Varibar | [5,133,110] | [30,30,100] | 0 | 20 | 100 | normal | none | 6.3767 | 3.0101 | 19.1949 | 27.7436 | 13.0964 | 363.3414 | 0 | 0.0684 | 0.0008 | 0.0473 | 0.0443 | 0.0037 | 0.132 | 0.4336 | 0.008 | 0.0245 | 0.0541 | 0.0061 | 0.0026 | 0.0019 | 0.0032 | 0.046 | 0.0017 | 0.0324 | 0.0236 | 0.0255 | 0.0064 | 0.0049 | 0.2262 | 0 | 0 | 0.0044 | 0.0004 | 0.0016 | 0.485 | 0 | 0
1f37113 | MBS | 8 | 05f_109019_419x230x572.dat | 0.0850;0.0850;0.1928 | 419;230;572 | (0.1925;73.4725;38.8236) | 60 | 6.3535 | 49 | 87.015 | 60 | Varibar | [5,133,110] | [30,30,100] | 0 | 20 | 100 | normal | none | 6.3767 | 3.0101 | 19.1949 | 27.7436 | 13.0964 | 363.3414 | 0 | 0.0717 | 0.0008 | 0.0462 | 0.0423 | 0.0037 | 0.1258 | 0.8123 | 0.0079 | 0.0233 | 0.0554 | 0.0059 | 0.0026 | 0.0018 | 0.0031 | 0.0433 | 0.0017 | 0.0314 | 0.023 | 0.0245 | 0.0064 | 0.0049 | 0.2233 | 0 | 0 | 0.0044 | 0.0004 | 0.0016 | 0.6232 | 0 | 0
1f37113 | MBS | 8 | 05f_109019_419x230x572.dat | 0.0850;0.0850;0.1928 | 419;230;572 | (0.1925;73.4725;38.8236) | 80 | 2.9 | 44 | 87.015 | 60 | Varibar | [5,133,110] | [30,30,100] | 0 | 20 | 100 | normal | none | 6.3767 | 3.0101 | 19.1949 | 27.7436 | 13.0964 | 363.3414 | 0 | 0.0831 | 0.0009 | 0.0488 | 0.0486 | 0.0037 | 0.1592 | 0.5334 | 0.0088 | 0.0268 | 0.0559 | 0.0067 | 0.0027 | 0.002 | 0.0033 | 0.0525 | 0.0016 | 0.0347 | 0.0272 | 0.0277 | 0.0068 | 0.0046 | 0.2581 | 0 | 0 | 0.0043 | 0.0004 | 0.0013 | 0.5439 | 0 | 0
1f37113 | MBS | 8 | 05f_109019_419x230x572.dat | 0.0850;0.0850;0.1928 | 419;230;572 | (0.1925;73.4725;38.8236) | 80 | 7.702 | 57 | 87.015 | 60 | Varibar | [5,133,110] | [30,30,100] | 0 | 20 | 100 | normal | none | 6.3767 | 3.0101 | 19.1949 | 27.7436 | 13.0964 | 363.3414 | 0 | 0.0637 | 0.0008 | 0.0428 | 0.0372 | 0.0036 | 0.1183 | 0.5136 | 0.0074 | 0.0206 | 0.0512 | 0.0054 | 0.0025 | 0.0018 | 0.0031 | 0.0375 | 0.0017 | 0.0269 | 0.0205 | 0.0215 | 0.0063 | 0.005 | 0.1866 | 0 | 0 | 0.0043 | 0.0004 | 0.0016 | 0.2961 | 0 | 0
1f37113 | MBS | 8 | 05f_109019_419x230x572.dat | 0.0850;0.0850;0.1928 | 419;230;572 | (0.1925;73.4725;38.8236) | 80 | 8.502 | 60 | 87.015 | 60 | Varibar | [5,133,110] | [30,30,100] | 0 | 20 | 100 | normal | none | 6.3767 | 3.0101 | 19.1949 | 27.7436 | 13.0964 | 363.3414 | 0 | 0.0608 | 0.0008 | 0.0417 | 0.0362 | 0.0036 | 0.1083 | 0.5333 | 0.0073 | 0.0192 | 0.0486 | 0.0053 | 0.0025 | 0.0018 | 0.0031 | 0.0357 | 0.0017 | 0.0257 | 0.0197 | 0.0208 | 0.0063 | 0.0051 | 0.187 | 0 | 0 | 0.0043 | 0.0004 | 0.0016 | 0.4731 | 0 | 0
1f37113 | MBS | 1 | 05m_109019_419x230x572.dat | 0.0850;0.0850;0.1928 | 419;230;572 | (0.1925;73.4725;37.2187) | 110 | 3.9 | 52 | 87.015 | 60 | Varibar | [5] | [0] | 0 | 10 | 100 | normal | none | 6.3767 | 9.9022 | 63.144 | 27.7436 | 43.0822 | 1195.2548 | 0 | 0.0188 | 0.0006 | 0.0077 | 0.0143 | 0.0051 | 0.0385 | 0.4525 | 0.0022 | 0.007 | 0.0253 | 0.0014 | 0.001 | 0.0054 | 0.0072 | 0.0135 | 0.0025 | 0.0099 | 0.0075 | 0.007 | 0.0034 | 0.007 | 0.093 | 0 | 0 | 0.0047 | 0.0004 | 0.0012 | 0.5675 | 0 | 0
1f37113 | MBS | 1 | 05m_109019_419x230x572.dat | 0.0850;0.0850;0.1928 | 419;230;572 | (0.1925;73.4725;37.2187) | 110 | 7.85 | 62 | 87.015 | 60 | Varibar | [5] | [0] | 0 | 10 | 100 | normal | none | 6.3767 | 9.9022 | 63.144 | 27.7436 | 43.0822 | 1195.2548 | 0 | 0.0167 | 0.0005 | 0.0079 | 0.0125 | 0.0048 | 0.0336 | 0.3687 | 0.0021 | 0.0062 | 0.0268 | 0.0014 | 0.001 | 0.0053 | 0.0074 | 0.0118 | 0.0025 | 0.0085 | 0.0066 | 0.0062 | 0.0033 | 0.0072 | 0.073 | 0 | 0 | 0.0046 | 0.0004 | 0.0013 | 0.4781 | 0 | 0
1f37113 | MBS | 1 | 05m_109019_419x230x572.dat | 0.0850;0.0850;0.1928 | 419;230;572 | (0.1925;73.4725;37.2187) | 110 | 9.9905 | 69 | 87.015 | 60 | Varibar | [5] | [0] | 0 | 10 | 100 | normal | none | 6.3767 | 9.9022 | 63.144 | 27.7436 | 43.0822 | 1195.2548 | 0 | 0.016 | 0.0005 | 0.0077 | 0.0114 | 0.0047 | 0.0329 | 0.3317 | 0.002 | 0.0059 | 0.0258 | 0.0013 | 0.001 | 0.0051 | 0.0073 | 0.011 | 0.0025 | 0.0079 | 0.0062 | 0.0059 | 0.0032 | 0.0072 | 0.0696 | 0 | 0 | 0.0045 | 0.0004 | 0.0013 | 0.3862 | 0 | 0
1f37113 | MBS | 1 | 05m_109019_419x230x572.dat | 0.0850;0.0850;0.1928 | 419;230;572 | (0.1925;73.4725;37.2187) | 60 | 2.5 | 38 | 87.015 | 60 | Varibar | [5] | [0] | 0 | 10 | 100 | normal | none | 6.3767 | 9.9022 | 63.144 | 27.7436 | 43.0822 | 1195.2548 | 0 | 0.0234 | 0.0006 | 0.0076 | 0.0203 | 0.0054 | 0.0488 | 0.7409 | 0.0023 | 0.0092 | 0.0243 | 0.0015 | 0.001 | 0.0058 | 0.0069 | 0.0186 | 0.0025 | 0.0142 | 0.0099 | 0.009 | 0.0036 | 0.0067 | 0.1659 | 0 | 0 | 0.0048 | 0.0004 | 0.0011 | 0.8613 | 0 | 0
1f37113 | MBS | 1 | 05m_109019_419x230x572.dat | 0.0850;0.0850;0.1928 | 419;230;572 | (0.1925;73.4725;37.2187) | 60 | 5.7448 | 47 | 87.015 | 60 | Varibar | [5] | [0] | 0 | 10 | 100 | normal | none | 6.3767 | 9.9022 | 63.144 | 27.7436 | 43.0822 | 1195.2548 | 0 | 0.0189 | 0.0005 | 0.0085 | 0.0152 | 0.0053 | 0.0383 | 0.9049 | 0.0022 | 0.0072 | 0.0283 | 0.0014 | 0.001 | 0.0056 | 0.0078 | 0.0139 | 0.0026 | 0.0105 | 0.0077 | 0.0072 | 0.0034 | 0.0072 | 0.1038 | 0 | 0 | 0.0049 | 0.0004 | 0.0014 | 0.5581 | 0 | 0
1f37113 | MBS | 1 | 05m_109019_419x230x572.dat | 0.0850;0.0850;0.1928 | 419;230;572 | (0.1925;73.4725;37.2187) | 60 | 6.3535 | 49 | 87.015 | 60 | Varibar | [5] | [0] | 0 | 10 | 100 | normal | none | 6.3767 | 9.9022 | 63.144 | 27.7436 | 43.0822 | 1195.2548 | 0 | 0.0187 | 0.0005 | 0.0085 | 0.0144 | 0.0052 | 0.0364 | 0.4447 | 0.0022 | 0.0069 | 0.0286 | 0.0014 | 0.001 | 0.0055 | 0.0078 | 0.0134 | 0.0026 | 0.0101 | 0.0075 | 0.007 | 0.0034 | 0.0073 | 0.0983 | 0 | 0 | 0.0049 | 0.0005 | 0.0014 | 0.6347 | 0 | 0
1f37113 | MBS | 1 | 05m_109019_419x230x572.dat | 0.0850;0.0850;0.1928 | 419;230;572 | (0.1925;73.4725;37.2187) | 80 | 2.9 | 44 | 87.015 | 60 | Varibar | [5] | [0] | 0 | 10 | 100 | normal | none | 6.3767 | 9.9022 | 63.144 | 27.7436 | 43.0822 | 1195.2548 | 0 | 0.0209 | 0.0006 | 0.0077 | 0.0169 | 0.0053 | 0.0425 | 0.6134 | 0.0023 | 0.008 | 0.0252 | 0.0015 | 0.001 | 0.0057 | 0.0071 | 0.0158 | 0.0025 | 0.0117 | 0.0086 | 0.0079 | 0.0036 | 0.0069 | 0.1269 | 0 | 0 | 0.0048 | 0.0004 | 0.0012 | 0.5781 | 0 | 0
1f37113 | MBS | 1 | 05m_109019_419x230x572.dat | 0.0850;0.0850;0.1928 | 419;230;572 | (0.1925;73.4725;37.2187) | 80 | 7.702 | 57 | 87.015 | 60 | Varibar | [5] | [0] | 0 | 10 | 100 | normal | none | 6.3767 | 9.9022 | 63.144 | 27.7436 | 43.0822 | 1195.2548 | 0 | 0.0175 | 0.0005 | 0.0082 | 0.013 | 0.005 | 0.0345 | 0.3681 | 0.0021 | 0.0064 | 0.0278 | 0.0014 | 0.001 | 0.0054 | 0.0077 | 0.0121 | 0.0026 | 0.0089 | 0.0069 | 0.0065 | 0.0034 | 0.0074 | 0.0806 | 0 | 0 | 0.0047 | 0.0005 | 0.0014 | 0.3317 | 0 | 0
1f37113 | MBS | 1 | 05m_109019_419x230x572.dat | 0.0850;0.0850;0.1928 | 419;230;572 | (0.1925;73.4725;37.2187) | 80 | 8.502 | 60 | 87.015 | 60 | Varibar | [5] | [0] | 0 | 10 | 100 | normal | none | 6.3767 | 9.9022 | 63.144 | 27.7436 | 43.0822 | 1195.2548 | 0 | 0.017 | 0.0005 | 0.0082 | 0.0126 | 0.005 | 0.0338 | 0.3972 | 0.0021 | 0.0062 | 0.0276 | 0.0014 | 0.001 | 0.0054 | 0.0077 | 0.0119 | 0.0026 | 0.0086 | 0.0067 | 0.0063 | 0.0034 | 0.0074 | 0.0797 | 0 | 0 | 0.0047 | 0.0005 | 0.0014 | 0.5183 | 0 | 0
1f37113 | MBS | 2 | 05m_109019_419x230x572.dat | 0.0850;0.0850;0.1928 | 419;230;572 | (0.1925;73.4725;38.8236) | 110 | 3.9 | 52 | 87.015 | 60 | Varibar | [5] | [0] | 0 | 10 | 100 | normal | none | 6.3767 | 3.0101 | 19.1949 | 27.7436 | 13.0964 | 363.3414 | 0 | 0.0624 | 0.0008 | 0.0426 | 0.0387 | 0.0036 | 0.1153 | 0.5832 | 0.0077 | 0.0213 | 0.0523 | 0.0058 | 0.0026 | 0.0061 | 0.0045 | 0.0387 | 0.0016 | 0.0284 | 0.0212 | 0.0223 | 0.0063 | 0.0047 | 0.2316 | 0 | 0 | 0.0041 | 0.0004 | 0.0014 | 0.8371 | 0 | 0
1f37113 | MBS | 2 | 05m_109019_419x230x572.dat | 0.0850;0.0850;0.1928 | 419;230;572 | (0.1925;73.4725;38.8236) | 110 | 7.85 | 62 | 87.015 | 60 | Varibar | [5] | [0] | 0 | 10 | 100 | normal | none | 6.3767 | 3.0101 | 19.1949 | 27.7436 | 13.0964 | 363.3414 | 0 | 0.0575 | 0.0007 | 0.0408 | 0.0329 | 0.0034 | 0.1067 | 1 | 0.0069 | 0.0181 | 0.0484 | 0.0051 | 0.0024 | 0.006 | 0.0047 | 0.0324 | 0.0016 | 0.0235 | 0.0183 | 0.0191 | 0.006 | 0.0049 | 0.1934 | 0 | 0 | 0.0041 | 0.0004 | 0.0015 | 0.6827 | 0 | 0
1f37113 | MBS | 2 | 05m_109019_419x230x572.dat | 0.0850;0.0850;0.1928 | 419;230;572 | (0.1925;73.4725;38.8236) | 110 | 9.9905 | 69 | 87.015 | 60 | Varibar | [5] | [0] | 0 | 10 | 100 | normal | none | 6.3767 | 3.0101 | 19.1949 | 27.7436 | 13.0964 | 363.3414 | 0 | 0.0529 | 0.0007 | 0.0383 | 0.0309 | 0.0034 | 0.0976 | 0.5153 | 0.0066 | 0.0165 | 0.0472 | 0.0048 | 0.0024 | 0.006 | 0.0046 | 0.0303 | 0.0016 | 0.0217 | 0.0171 | 0.0175 | 0.0059 | 0.0049 | 0.163 | 0 | 0 | 0.004 | 0.0004 | 0.0015 | 0.5838 | 0 | 0
1f37113 | MBS | 2 | 05m_109019_419x230x572.dat | 0.0850;0.0850;0.1928 | 419;230;572 | (0.1925;73.4725;38.8236) | 60 | 2.5 | 38 | 87.015 | 60 | Varibar | [5] | [0] | 0 | 10 | 100 | normal | none | 6.3767 | 3.0101 | 19.1949 | 27.7436 | 13.0964 | 363.3414 | 0 | 0.0948 | 0.0009 | 0.0504 | 0.061 | 0.0037 | 0.1889 | 0.8796 | 0.0093 | 0.0327 | 0.0595 | 0.0075 | 0.0028 | 0.0061 | 0.0043 | 0.0633 | 0.0016 | 0.0412 | 0.0294 | 0.0324 | 0.0068 | 0.0044 | 0.4427 | 0 | 0 | 0.0041 | 0.0004 | 0.0013 | 0.7621 | 0 | 0
1f37113 | MBS | 2 | 05m_109019_419x230x572.dat | 0.0850;0.0850;0.1928 | 419;230;572 | (0.1925;73.4725;38.8236) | 60 | 5.7448 | 47 | 87.015 | 60 | Varibar | [5] | [0] | 0 | 10 | 100 | normal | none | 6.3767 | 3.0101 | 19.1949 | 27.7436 | 13.0964 | 363.3414 | 0 | 0.0649 | 0.0008 | 0.0455 | 0.0433 | 0.0037 | 0.1324 | 0.911 | 0.0077 | 0.0232 | 0.0532 | 0.0059 | 0.0025 | 0.0063 | 0.0049 | 0.0434 | 0.0017 | 0.0312 | 0.0225 | 0.0239 | 0.0062 | 0.0048 | 0.2708 | 0 | 0 | 0.0043 | 0.0004 | 0.0015 | 1 | 0 | 0
1f37113 | MBS | 2 | 05m_109019_419x230x572.dat | 0.0850;0.0850;0.1928 | 419;230;572 | (0.1925;73.4725;38.8236) | 60 | 6.3535 | 49 | 87.015 | 60 | Varibar | [5] | [0] | 0 | 10 | 100 | normal | none | 6.3767 | 3.0101 | 19.1949 | 27.7436 | 13.0964 | 363.3414 | 0 | 0.0671 | 0.0008 | 0.0449 | 0.0415 | 0.0037 | 0.125 | 0 | 0.0075 | 0.0222 | 0.0546 | 0.0057 | 0.0025 | 0.0063 | 0.0049 | 0.0407 | 0.0017 | 0.0301 | 0.0217 | 0.0229 | 0.0062 | 0.0049 | 0.2319 | 0 | 0 | 0.0043 | 0.0004 | 0.0016 | 0.6676 | 0 | 0
1f37113 | MBS | 2 | 05m_109019_419x230x572.dat | 0.0850;0.0850;0.1928 | 419;230;572 | (0.1925;73.4725;38.8236) | 80 | 2.9 | 44 | 87.015 | 60 | Varibar | [5] | [0] | 0 | 10 | 100 | normal | none | 6.3767 | 3.0101 | 19.1949 | 27.7436 | 13.0964 | 363.3414 | 0 | 0.0784 | 0.0009 | 0.0479 | 0.0467 | 0.0037 | 0.1473 | 0.8126 | 0.0085 | 0.0256 | 0.0551 | 0.0065 | 0.0027 | 0.0062 | 0.0044 | 0.0485 | 0.0016 | 0.0336 | 0.0258 | 0.0265 | 0.0066 | 0.0046 | 0.3019 | 0 | 0 | 0.0041 | 0.0004 | 0.0013 | 0 | 0 | 0
1f37113 | MBS | 2 | 05m_109019_419x230x572.dat | 0.0850;0.0850;0.1928 | 419;230;572 | (0.1925;73.4725;38.8236) | 80 | 7.702 | 57 | 87.015 | 60 | Varibar | [5] | [0] | 0 | 10 | 100 | normal | none | 6.3767 | 3.0101 | 19.1949 | 27.7436 | 13.0964 | 363.3414 | 0 | 0.0599 | 0.0008 | 0.0417 | 0.0358 | 0.0036 | 0.1182 | 0.6995 | 0.007 | 0.0194 | 0.0502 | 0.0052 | 0.0025 | 0.0062 | 0.0049 | 0.0348 | 0.0017 | 0.0256 | 0.0194 | 0.0203 | 0.0061 | 0.005 | 0.1992 | 0 | 0 | 0.0042 | 0.0004 | 0.0016 | 0.5835 | 0 | 0
1f37113 | MBS | 2 | 05m_109019_419x230x572.dat | 0.0850;0.0850;0.1928 | 419;230;572 | (0.1925;73.4725;38.8236) | 80 | 8.502 | 60 | 87.015 | 60 | Varibar | [5] | [0] | 0 | 10 | 100 | normal | none | 6.3767 | 3.0101 | 19.1949 | 27.7436 | 13.0964 | 363.3414 | 0 | 0.058 | 0.0007 | 0.0405 | 0.0353 | 0.0036 | 0.102 | 0.766 | 0.0069 | 0.0183 | 0.0487 | 0.0051 | 0.0024 | 0.0062 | 0.0048 | 0.0334 | 0.0017 | 0.0247 | 0.0185 | 0.0195 | 0.006 | 0.005 | 0.1821 | 0 | 0 | 0.0042 | 0.0004 | 0.0016 | 0.6129 | 0 | 0
1f37113 | MBS | 3 | 05m_109019_419x230x572.dat | 0.0850;0.0850;0.1928 | 419;230;572 | (0.1925;73.4725;37.2187) | 110 | 3.9 | 52 | 87.015 | 60 | Varibar | [5] | [0] | 0 | 10 | 100 | normal | none | 6.3767 | 9.9022 | 63.144 | 27.7436 | 43.0822 | 1195.2548 | 0 | 0.0188 | 0.0006 | 0.0077 | 0.0143 | 0.0051 | 0.0385 | 0.4525 | 0.0022 | 0.007 | 0.0253 | 0.0014 | 0.001 | 0.0054 | 0.0072 | 0.0135 | 0.0025 | 0.0099 | 0.0075 | 0.007 | 0.0034 | 0.007 | 0.093 | 0 | 0 | 0.0047 | 0.0004 | 0.0012 | 0.5675 | 0 | 0
1f37113 | MBS | 3 | 05m_109019_419x230x572.dat | 0.0850;0.0850;0.1928 | 419;230;572 | (0.1925;73.4725;37.2187) | 110 | 7.85 | 62 | 87.015 | 60 | Varibar | [5] | [0] | 0 | 10 | 100 | normal | none | 6.3767 | 9.9022 | 63.144 | 27.7436 | 43.0822 | 1195.2548 | 0 | 0.0167 | 0.0005 | 0.0079 | 0.0125 | 0.0048 | 0.0336 | 0.3687 | 0.0021 | 0.0062 | 0.0268 | 0.0014 | 0.001 | 0.0053 | 0.0074 | 0.0118 | 0.0025 | 0.0085 | 0.0066 | 0.0062 | 0.0033 | 0.0072 | 0.073 | 0 | 0 | 0.0046 | 0.0004 | 0.0013 | 0.4781 | 0 | 0
1f37113 | MBS | 3 | 05m_109019_419x230x572.dat | 0.0850;0.0850;0.1928 | 419;230;572 | (0.1925;73.4725;37.2187) | 110 | 9.9905 | 69 | 87.015 | 60 | Varibar | [5] | [0] | 0 | 10 | 100 | normal | none | 6.3767 | 9.9022 | 63.144 | 27.7436 | 43.0822 | 1195.2548 | 0 | 0.016 | 0.0005 | 0.0077 | 0.0114 | 0.0047 | 0.0329 | 0.3317 | 0.002 | 0.0059 | 0.0258 | 0.0013 | 0.001 | 0.0051 | 0.0073 | 0.011 | 0.0025 | 0.0079 | 0.0062 | 0.0059 | 0.0032 | 0.0072 | 0.0696 | 0 | 0 | 0.0045 | 0.0004 | 0.0013 | 0.3862 | 0 | 0
1f37113 | MBS | 3 | 05m_109019_419x230x572.dat | 0.0850;0.0850;0.1928 | 419;230;572 | (0.1925;73.4725;37.2187) | 60 | 2.5 | 38 | 87.015 | 60 | Varibar | [5] | [0] | 0 | 10 | 100 | normal | none | 6.3767 | 9.9022 | 63.144 | 27.7436 | 43.0822 | 1195.2548 | 0 | 0.0234 | 0.0006 | 0.0076 | 0.0203 | 0.0054 | 0.0488 | 0.7409 | 0.0023 | 0.0092 | 0.0243 | 0.0015 | 0.001 | 0.0058 | 0.0069 | 0.0186 | 0.0025 | 0.0142 | 0.0099 | 0.009 | 0.0036 | 0.0067 | 0.1659 | 0 | 0 | 0.0048 | 0.0004 | 0.0011 | 0.8613 | 0 | 0
1f37113 | MBS | 3 | 05m_109019_419x230x572.dat | 0.0850;0.0850;0.1928 | 419;230;572 | (0.1925;73.4725;37.2187) | 60 | 5.7448 | 47 | 87.015 | 60 | Varibar | [5] | [0] | 0 | 10 | 100 | normal | none | 6.3767 | 9.9022 | 63.144 | 27.7436 | 43.0822 | 1195.2548 | 0 | 0.0189 | 0.0005 | 0.0085 | 0.0152 | 0.0053 | 0.0383 | 0.9049 | 0.0022 | 0.0072 | 0.0283 | 0.0014 | 0.001 | 0.0056 | 0.0078 | 0.0139 | 0.0026 | 0.0105 | 0.0077 | 0.0072 | 0.0034 | 0.0072 | 0.1038 | 0 | 0 | 0.0049 | 0.0004 | 0.0014 | 0.5581 | 0 | 0
1f37113 | MBS | 3 | 05m_109019_419x230x572.dat | 0.0850;0.0850;0.1928 | 419;230;572 | (0.1925;73.4725;37.2187) | 60 | 6.3535 | 49 | 87.015 | 60 | Varibar | [5] | [0] | 0 | 10 | 100 | normal | none | 6.3767 | 9.9022 | 63.144 | 27.7436 | 43.0822 | 1195.2548 | 0 | 0.0187 | 0.0005 | 0.0085 | 0.0144 | 0.0052 | 0.0364 | 0.4447 | 0.0022 | 0.0069 | 0.0286 | 0.0014 | 0.001 | 0.0055 | 0.0078 | 0.0134 | 0.0026 | 0.0101 | 0.0075 | 0.007 | 0.0034 | 0.0073 | 0.0983 | 0 | 0 | 0.0049 | 0.0005 | 0.0014 | 0.6347 | 0 | 0
1f37113 | MBS | 3 | 05m_109019_419x230x572.dat | 0.0850;0.0850;0.1928 | 419;230;572 | (0.1925;73.4725;37.2187) | 80 | 2.9 | 44 | 87.015 | 60 | Varibar | [5] | [0] | 0 | 10 | 100 | normal | none | 6.3767 | 9.9022 | 63.144 | 27.7436 | 43.0822 | 1195.2548 | 0 | 0.0209 | 0.0006 | 0.0077 | 0.0169 | 0.0053 | 0.0425 | 0.6134 | 0.0023 | 0.008 | 0.0252 | 0.0015 | 0.001 | 0.0057 | 0.0071 | 0.0158 | 0.0025 | 0.0117 | 0.0086 | 0.0079 | 0.0036 | 0.0069 | 0.1269 | 0 | 0 | 0.0048 | 0.0004 | 0.0012 | 0.5781 | 0 | 0
1f37113 | MBS | 3 | 05m_109019_419x230x572.dat | 0.0850;0.0850;0.1928 | 419;230;572 | (0.1925;73.4725;37.2187) | 80 | 7.702 | 57 | 87.015 | 60 | Varibar | [5] | [0] | 0 | 10 | 100 | normal | none | 6.3767 | 9.9022 | 63.144 | 27.7436 | 43.0822 | 1195.2548 | 0 | 0.0175 | 0.0005 | 0.0082 | 0.013 | 0.005 | 0.0345 | 0.3681 | 0.0021 | 0.0064 | 0.0278 | 0.0014 | 0.001 | 0.0054 | 0.0077 | 0.0121 | 0.0026 | 0.0089 | 0.0069 | 0.0065 | 0.0034 | 0.0074 | 0.0806 | 0 | 0 | 0.0047 | 0.0005 | 0.0014 | 0.3317 | 0 | 0
1f37113 | MBS | 3 | 05m_109019_419x230x572.dat | 0.0850;0.0850;0.1928 | 419;230;572 | (0.1925;73.4725;37.2187) | 80 | 8.502 | 60 | 87.015 | 60 | Varibar | [5] | [0] | 0 | 10 | 100 | normal | none | 6.3767 | 9.9022 | 63.144 | 27.7436 | 43.0822 | 1195.2548 | 0 | 0.017 | 0.0005 | 0.0082 | 0.0126 | 0.005 | 0.0338 | 0.3972 | 0.0021 | 0.0062 | 0.0276 | 0.0014 | 0.001 | 0.0054 | 0.0077 | 0.0119 | 0.0026 | 0.0086 | 0.0067 | 0.0063 | 0.0034 | 0.0074 | 0.0797 | 0 | 0 | 0.0047 | 0.0005 | 0.0014 | 0.5183 | 0 | 0
1f37113 | MBS | 4 | 05m_109019_419x230x572.dat | 0.0850;0.0850;0.1928 | 419;230;572 | (0.1925;73.4725;38.8236) | 110 | 3.9 | 52 | 87.015 | 60 | Varibar | [5,133] | [30,30] | 0 | 10 | 100 | normal | none | 6.3767 | 3.0101 | 19.1949 | 27.7436 | 13.0964 | 363.3414 | 0 | 0.0638 | 0.0008 | 0.0433 | 0.0393 | 0.0036 | 0.1155 | 0.5832 | 0.0078 | 0.0215 | 0.0529 | 0.0059 | 0.0026 | 0.0061 | 0.0033 | 0.0392 | 0.0016 | 0.0288 | 0.0216 | 0.0226 | 0.0064 | 0.0047 | 0.238 | 0 | 0 | 0.0041 | 0.0004 | 0.0014 | 0.8371 | 0 | 0
1f37113 | MBS | 4 | 05m_109019_419x230x572.dat | 0.0850;0.0850;0.1928 | 419;230;572 | (0.1925;73.4725;38.8236) | 110 | 7.85 | 62 | 87.015 | 60 | Varibar | [5,133] | [30,30] | 0 | 10 | 100 | normal | none | 6.3767 | 3.0101 | 19.1949 | 27.7436 | 13.0964 | 363.3414 | 0 | 0.0578 | 0.0008 | 0.0415 | 0.0333 | 0.0035 | 0.109 | 0.7122 | 0.007 | 0.0183 | 0.0489 | 0.0052 | 0.0025 | 0.0061 | 0.0032 | 0.0328 | 0.0016 | 0.0239 | 0.0184 | 0.0194 | 0.006 | 0.0049 | 0.1963 | 0 | 0 | 0.0041 | 0.0004 | 0.0015 | 0.6827 | 0 | 0
1f37113 | MBS | 4 | 05m_109019_419x230x572.dat | 0.0850;0.0850;0.1928 | 419;230;572 | (0.1925;73.4725;38.8236) | 110 | 9.9905 | 69 | 87.015 | 60 | Varibar | [5,133] | [30,30] | 0 | 10 | 100 | normal | none | 6.3767 | 3.0101 | 19.1949 | 27.7436 | 13.0964 | 363.3414 | 0 | 0.0533 | 0.0007 | 0.039 | 0.031 | 0.0034 | 0.0985 | 0.5153 | 0.0067 | 0.0167 | 0.048 | 0.0049 | 0.0024 | 0.006 | 0.0031 | 0.0307 | 0.0016 | 0.0221 | 0.0173 | 0.0178 | 0.006 | 0.005 | 0.1658 | 0 | 0 | 0.004 | 0.0004 | 0.0015 | 0.5838 | 0 | 0
1f37113 | MBS | 4 | 05m_109019_419x230x572.dat | 0.0850;0.0850;0.1928 | 419;230;572 | (0.1925;73.4725;38.8236) | 60 | 2.5 | 38 | 87.015 | 60 | Varibar | [5,133] | [30,30] | 0 | 10 | 100 | normal | none | 6.3767 | 3.0101 | 19.1949 | 27.7436 | 13.0964 | 363.3414 | 0 | 0.0953 | 0.0009 | 0.0509 | 0.061 | 0.0037 | 0.188 | 0.8796 | 0.0094 | 0.033 | 0.0597 | 0.0075 | 0.0028 | 0.0061 | 0.0034 | 0.0648 | 0.0016 | 0.0414 | 0.0297 | 0.0328 | 0.0068 | 0.0044 | 0.4427 | 0 | 0 | 0.0041 | 0.0004 | 0.0013 | 0.7621 | 0 | 0
1f37113 | MBS | 4 | 05m_109019_419x230x572.dat | 0.0850;0.0850;0.1928 | 419;230;572 | (0.1925;73.4725;38.8236) | 60 | 5.7448 | 47 | 87.015 | 60 | Varibar | [5,133] | [30,30] | 0 | 10 | 100 | normal | none | 6.3767 | 3.0101 | 19.1949 | 27.7436 | 13.0964 | 363.3414 | 0 | 0.065 | 0.0008 | 0.0469 | 0.0437 | 0.0037 | 0.1332 | 0.911 | 0.0077 | 0.0235 | 0.0536 | 0.0059 | 0.0025 | 0.0063 | 0.0032 | 0.0442 | 0.0017 | 0.0317 | 0.0227 | 0.0242 | 0.0063 | 0.0048 | 0.2708 | 0 | 0 | 0.0043 | 0.0004 | 0.0015 | 1 | 0 | 0
1f37113 | MBS | 4 | 05m_109019_419x230x572.dat | 0.0850;0.0850;0.1928 | 419;230;572 | (0.1925;73.4725;38.8236) | 60 | 6.3535 | 49 | 87.015 | 60 | Varibar | [5,133] | [30,30] | 0 | 10 | 100 | normal | none | 6.3767 | 3.0101 | 19.1949 | 27.7436 | 13.0964 | 363.3414 | 0 | 0.0678 | 0.0008 | 0.0457 | 0.0417 | 0.0037 | 0.1254 | 0 | 0.0076 | 0.0224 | 0.0557 | 0.0057 | 0.0025 | 0.0063 | 0.0031 | 0.0414 | 0.0017 | 0.0305 | 0.022 | 0.0233 | 0.0062 | 0.0049 | 0.2333 | 0 | 0 | 0.0043 | 0.0004 | 0.0016 | 0.7098 | 0 | 0
1f37113 | MBS | 4 | 05m_109019_419x230x572.dat | 0.0850;0.0850;0.1928 | 419;230;572 | (0.1925;73.4725;38.8236) | 80 | 2.9 | 44 | 87.015 | 60 | Varibar | [5,133] | [30,30] | 0 | 10 | 100 | normal | none | 6.3767 | 3.0101 | 19.1949 | 27.7436 | 13.0964 | 363.3414 | 0 | 0.079 | 0.0009 | 0.0485 | 0.0474 | 0.0037 | 0.1513 | 0.8126 | 0.0085 | 0.0259 | 0.0559 | 0.0066 | 0.0027 | 0.0062 | 0.0033 | 0.0494 | 0.0016 | 0.0339 | 0.026 | 0.0268 | 0.0066 | 0.0046 | 0.3019 | 0 | 0 | 0.0042 | 0.0004 | 0.0013 | 0 | 0 | 0
1f37113 | MBS | 4 | 05m_109019_419x230x572.dat | 0.0850;0.0850;0.1928 | 419;230;572 | (0.1925;73.4725;38.8236) | 80 | 7.702 | 57 | 87.015 | 60 | Varibar | [5,133] | [30,30] | 0 | 10 | 100 | normal | none | 6.3767 | 3.0101 | 19.1949 | 27.7436 | 13.0964 | 363.3414 | 0 | 0.0606 | 0.0008 | 0.0421 | 0.0364 | 0.0036 | 0.1198 | 0.5804 | 0.0071 | 0.0197 | 0.0507 | 0.0053 | 0.0025 | 0.0062 | 0.0031 | 0.0355 | 0.0017 | 0.0261 | 0.0197 | 0.0206 | 0.0061 | 0.005 | 0.2132 | 0 | 0 | 0.0042 | 0.0004 | 0.0016 | 0.5835 | 0 | 0
1f37113 | MBS | 4 | 05m_109019_419x230x572.dat | 0.0850;0.0850;0.1928 | 419;230;572 | (0.1925;73.4725;38.8236) | 80 | 8.502 | 60 | 87.015 | 60 | Varibar | [5,133] | [30,30] | 0 | 10 | 100 | normal | none | 6.3767 | 3.0101 | 19.1949 | 27.7436 | 13.0964 | 363.3414 | 0 | 0.0588 | 0.0008 | 0.0412 | 0.0357 | 0.0036 | 0.1034 | 0.766 | 0.007 | 0.0185 | 0.0489 | 0.0051 | 0.0025 | 0.0062 | 0.0031 | 0.034 | 0.0017 | 0.0251 | 0.0188 | 0.0199 | 0.0061 | 0.005 | 0.1809 | 0 | 0 | 0.0042 | 0.0004 | 0.0016 | 0.6743 | 0 | 0
1f37113 | MBS | 5 | 05m_109019_419x230x572.dat | 0.0850;0.0850;0.1928 | 419;230;572 | (0.1925;73.4725;38.8236) | 110 | 3.9 | 52 | 87.015 | 60 | Varibar | [5,133,110] | [30,30,100] | 0 | 20 | 100 | normal | none | 6.3767 | 3.0101 | 19.1949 | 27.7436 | 13.0964 | 363.3414 | 0 | 0.0669 | 0.0008 | 0.0437 | 0.0406 | 0.0036 | 0.1174 | 0.5832 | 0.008 | 0.0224 | 0.0529 | 0.006 | 0.0026 | 0.002 | 0.0033 | 0.0409 | 0.0016 | 0.0296 | 0.0224 | 0.0236 | 0.0065 | 0.0047 | 0.2462 | 0 | 0 | 0.0041 | 0.0004 | 0.0014 | 0.8371 | 0 | 0
1f37113 | MBS | 5 | 05m_109019_419x230x572.dat | 0.0850;0.0850;0.1928 | 419;230;572 | (0.1925;73.4725;38.8236) | 110 | 7.85 | 62 | 87.015 | 60 | Varibar | [5,133,110] | [30,30,100] | 0 | 20 | 100 | normal | none | 6.3767 | 3.0101 | 19.1949 | 27.7436 | 13.0964 | 363.3414 | 0 | 0.0605 | 0.0008 | 0.0419 | 0.0341 | 0.0035 | 0.1097 | 1 | 0.0072 | 0.019 | 0.0489 | 0.0053 | 0.0025 | 0.0019 | 0.0032 | 0.0343 | 0.0017 | 0.0245 | 0.0192 | 0.0202 | 0.0062 | 0.0049 | 0.2113 | 0 | 0 | 0.0041 | 0.0004 | 0.0015 | 0.6607 | 0 | 0
1f37113 | MBS | 5 | 05m_109019_419x230x572.dat | 0.0850;0.0850;0.1928 | 419;230;572 | (0.1925;73.4725;38.8236) | 110 | 9.9905 | 69 | 87.015 | 60 | Varibar | [5,133,110] | [30,30,100] | 0 | 20 | 100 | normal | none | 6.3767 | 3.0101 | 19.1949 | 27.7436 | 13.0964 | 363.3414 | 0 | 0.0551 | 0.0007 | 0.0391 | 0.0317 | 0.0034 | 0.1023 | 0.5153 | 0.0069 | 0.0173 | 0.048 | 0.005 | 0.0025 | 0.0019 | 0.0031 | 0.032 | 0.0016 | 0.0226 | 0.0179 | 0.0185 | 0.0061 | 0.005 | 0.1696 | 0 | 0 | 0.004 | 0.0004 | 0.0015 | 0.5838 | 0 | 0
1f37113 | MBS | 5 | 05m_109019_419x230x572.dat | 0.0850;0.0850;0.1928 | 419;230;572 | (0.1925;73.4725;38.8236) | 60 | 2.5 | 38 | 87.015 | 60 | Varibar | [5,133,110] | [30,30,100] | 0 | 20 | 100 | normal | none | 6.3767 | 3.0101 | 19.1949 | 27.7436 | 13.0964 | 363.3414 | 0 | 0.1003 | 0.0009 | 0.051 | 0.0616 | 0.0037 | 0.1962 | 0.8796 | 0.0097 | 0.0343 | 0.0597 | 0.0077 | 0.0028 | 0.0022 | 0.0034 | 0.0668 | 0.0016 | 0.0424 | 0.0307 | 0.0343 | 0.007 | 0.0044 | 0.4427 | 0 | 0 | 0.0042 | 0.0004 | 0.0013 | 0.7621 | 0 | 0
1f37113 | MBS | 5 | 05m_109019_419x230x572.dat | 0.0850;0.0850;0.1928 | 419;230;572 | (0.1925;73.4725;38.8236) | 60 | 5.7448 | 47 | 87.015 | 60 | Varibar | [5,133,110] | [30,30,100] | 0 | 20 | 100 | normal | none | 6.3767 | 3.0101 | 19.1949 | 27.7436 | 13.0964 | 363.3414 | 0 | 0.0679 | 0.0008 | 0.0474 | 0.0442 | 0.0037 | 0.1341 | 0.911 | 0.008 | 0.0244 | 0.0536 | 0.0061 | 0.0026 | 0.0019 | 0.0032 | 0.0457 | 0.0017 | 0.0322 | 0.0236 | 0.0257 | 0.0064 | 0.0049 | 0.2708 | 0 | 0 | 0.0043 | 0.0004 | 0.0016 | 1 | 0 | 0
1f37113 | MBS | 5 | 05m_109019_419x230x572.dat | 0.0850;0.0850;0.1928 | 419;230;572 | (0.1925;73.4725;38.8236) | 60 | 6.3535 | 49 | 87.015 | 60 | Varibar | [5,133,110] | [30,30,100] | 0 | 20 | 100 | normal | none | 6.3767 | 3.0101 | 19.1949 | 27.7436 | 13.0964 | 363.3414 | 0 | 0.0718 | 0.0008 | 0.0464 | 0.0424 | 0.0037 | 0.1278 | 0 | 0.0078 | 0.0232 | 0.0556 | 0.0059 | 0.0026 | 0.0019 | 0.0031 | 0.0434 | 0.0017 | 0.0313 | 0.0228 | 0.0244 | 0.0064 | 0.0049 | 0.2474 | 0 | 0 | 0.0044 | 0.0004 | 0.0016 | 0.7098 | 0 | 0
1f37113 | MBS | 5 | 05m_109019_419x230x572.dat | 0.0850;0.0850;0.1928 | 419;230;572 | (0.1925;73.4725;38.8236) | 80 | 2.9 | 44 | 87.015 | 60 | Varibar | [5,133,110] | [30,30,100] | 0 | 20 | 100 | normal | none | 6.3767 | 3.0101 | 19.1949 | 27.7436 | 13.0964 | 363.3414 | 0 | 0.0817 | 0.0009 | 0.0489 | 0.0485 | 0.0037 | 0.1545 | 0.8126 | 0.0088 | 0.0267 | 0.0559 | 0.0067 | 0.0027 | 0.0021 | 0.0033 | 0.0522 | 0.0016 | 0.0346 | 0.0273 | 0.0277 | 0.0068 | 0.0046 | 0.3049 | 0 | 0 | 0.0042 | 0.0004 | 0.0013 | 0 | 0 | 0
1f37113 | MBS | 5 | 05m_109019_419x230x572.dat | 0.0850;0.0850;0.1928 | 419;230;572 | (0.1925;73.4725;38.8236) | 80 | 7.702 | 57 | 87.015 | 60 | Varibar | [5,133,110] | [30,30,100] | 0 | 20 | 100 | normal | none | 6.3767 | 3.0101 | 19.1949 | 27.7436 | 13.0964 | 363.3414 | 0 | 0.0641 | 0.0008 | 0.0425 | 0.0369 | 0.0036 | 0.1215 | 0.5804 | 0.0074 | 0.0205 | 0.0508 | 0.0054 | 0.0025 | 0.0018 | 0.0031 | 0.0374 | 0.0017 | 0.0268 | 0.0206 | 0.0215 | 0.0063 | 0.005 | 0.2203 | 0 | 0 | 0.0043 | 0.0004 | 0.0016 | 0.5835 | 0 | 0
1f37113 | MBS | 5 | 05m_109019_419x230x572.dat | 0.0850;0.0850;0.1928 | 419;230;572 | (0.1925;73.4725;38.8236) | 80 | 8.502 | 60 | 87.015 | 60 | Varibar | [5,133,110] | [30,30,100] | 0 | 20 | 100 | normal | none | 6.3767 | 3.0101 | 19.1949 | 27.7436 | 13.0964 | 363.3414 | 0 | 0.0617 | 0.0008 | 0.0417 | 0.0365 | 0.0036 | 0.1048 | 0.766 | 0.0072 | 0.0192 | 0.0489 | 0.0053 | 0.0025 | 0.0018 | 0.0031 | 0.0358 | 0.0017 | 0.0258 | 0.0196 | 0.0208 | 0.0063 | 0.0051 | 0.1835 | 0 | 0 | 0.0042 | 0.0004 | 0.0016 | 0.6743 | 0 | 0
1f37113 | MBS | 6 | 05m_109019_419x230x572.dat | 0.0850;0.0850;0.1928 | 419;230;572 | (0.1925;73.4725;37.2187) | 110 | 3.9 | 52 | 87.015 | 60 | Varibar | [5] | [0] | 0 | 10 | 100 | normal | none | 6.3767 | 9.9022 | 63.144 | 27.7436 | 43.0822 | 1195.2548 | 0 | 0.0188 | 0.0006 | 0.0077 | 0.0143 | 0.0051 | 0.0385 | 0.4525 | 0.0022 | 0.007 | 0.0253 | 0.0014 | 0.001 | 0.0054 | 0.0072 | 0.0135 | 0.0025 | 0.0099 | 0.0075 | 0.007 | 0.0034 | 0.007 | 0.093 | 0 | 0 | 0.0047 | 0.0004 | 0.0012 | 0.5675 | 0 | 0
1f37113 | MBS | 6 | 05m_109019_419x230x572.dat | 0.0850;0.0850;0.1928 | 419;230;572 | (0.1925;73.4725;37.2187) | 110 | 7.85 | 62 | 87.015 | 60 | Varibar | [5] | [0] | 0 | 10 | 100 | normal | none | 6.3767 | 9.9022 | 63.144 | 27.7436 | 43.0822 | 1195.2548 | 0 | 0.0167 | 0.0005 | 0.0079 | 0.0125 | 0.0048 | 0.0336 | 0.3687 | 0.0021 | 0.0062 | 0.0268 | 0.0014 | 0.001 | 0.0053 | 0.0074 | 0.0118 | 0.0025 | 0.0085 | 0.0066 | 0.0062 | 0.0033 | 0.0072 | 0.073 | 0 | 0 | 0.0046 | 0.0004 | 0.0013 | 0.4781 | 0 | 0
1f37113 | MBS | 6 | 05m_109019_419x230x572.dat | 0.0850;0.0850;0.1928 | 419;230;572 | (0.1925;73.4725;37.2187) | 110 | 9.9905 | 69 | 87.015 | 60 | Varibar | [5] | [0] | 0 | 10 | 100 | normal | none | 6.3767 | 9.9022 | 63.144 | 27.7436 | 43.0822 | 1195.2548 | 0 | 0.016 | 0.0005 | 0.0077 | 0.0114 | 0.0047 | 0.0329 | 0.3317 | 0.002 | 0.0059 | 0.0258 | 0.0013 | 0.001 | 0.0051 | 0.0073 | 0.011 | 0.0025 | 0.0079 | 0.0062 | 0.0059 | 0.0032 | 0.0072 | 0.0696 | 0 | 0 | 0.0045 | 0.0004 | 0.0013 | 0.3862 | 0 | 0
1f37113 | MBS | 6 | 05m_109019_419x230x572.dat | 0.0850;0.0850;0.1928 | 419;230;572 | (0.1925;73.4725;37.2187) | 60 | 2.5 | 38 | 87.015 | 60 | Varibar | [5] | [0] | 0 | 10 | 100 | normal | none | 6.3767 | 9.9022 | 63.144 | 27.7436 | 43.0822 | 1195.2548 | 0 | 0.0234 | 0.0006 | 0.0076 | 0.0203 | 0.0054 | 0.0488 | 0.7409 | 0.0023 | 0.0092 | 0.0243 | 0.0015 | 0.001 | 0.0058 | 0.0069 | 0.0186 | 0.0025 | 0.0142 | 0.0099 | 0.009 | 0.0036 | 0.0067 | 0.1659 | 0 | 0 | 0.0048 | 0.0004 | 0.0011 | 0.8613 | 0 | 0
1f37113 | MBS | 6 | 05m_109019_419x230x572.dat | 0.0850;0.0850;0.1928 | 419;230;572 | (0.1925;73.4725;37.2187) | 60 | 5.7448 | 47 | 87.015 | 60 | Varibar | [5] | [0] | 0 | 10 | 100 | normal | none | 6.3767 | 9.9022 | 63.144 | 27.7436 | 43.0822 | 1195.2548 | 0 | 0.0189 | 0.0005 | 0.0085 | 0.0152 | 0.0053 | 0.0383 | 0.9049 | 0.0022 | 0.0072 | 0.0283 | 0.0014 | 0.001 | 0.0056 | 0.0078 | 0.0139 | 0.0026 | 0.0105 | 0.0077 | 0.0072 | 0.0034 | 0.0072 | 0.1038 | 0 | 0 | 0.0049 | 0.0004 | 0.0014 | 0.5581 | 0 | 0
1f37113 | MBS | 6 | 05m_109019_419x230x572.dat | 0.0850;0.0850;0.1928 | 419;230;572 | (0.1925;73.4725;37.2187) | 60 | 6.3535 | 49 | 87.015 | 60 | Varibar | [5] | [0] | 0 | 10 | 100 | normal | none | 6.3767 | 9.9022 | 63.144 | 27.7436 | 43.0822 | 1195.2548 | 0 | 0.0187 | 0.0005 | 0.0085 | 0.0144 | 0.0052 | 0.0364 | 0.4447 | 0.0022 | 0.0069 | 0.0286 | 0.0014 | 0.001 | 0.0055 | 0.0078 | 0.0134 | 0.0026 | 0.0101 | 0.0075 | 0.007 | 0.0034 | 0.0073 | 0.0983 | 0 | 0 | 0.0049 | 0.0005 | 0.0014 | 0.6347 | 0 | 0
1f37113 | MBS | 6 | 05m_109019_419x230x572.dat | 0.0850;0.0850;0.1928 | 419;230;572 | (0.1925;73.4725;37.2187) | 80 | 2.9 | 44 | 87.015 | 60 | Varibar | [5] | [0] | 0 | 10 | 100 | normal | none | 6.3767 | 9.9022 | 63.144 | 27.7436 | 43.0822 | 1195.2548 | 0 | 0.0209 | 0.0006 | 0.0077 | 0.0169 | 0.0053 | 0.0425 | 0.6134 | 0.0023 | 0.008 | 0.0252 | 0.0015 | 0.001 | 0.0057 | 0.0071 | 0.0158 | 0.0025 | 0.0117 | 0.0086 | 0.0079 | 0.0036 | 0.0069 | 0.1269 | 0 | 0 | 0.0048 | 0.0004 | 0.0012 | 0.5781 | 0 | 0
1f37113 | MBS | 6 | 05m_109019_419x230x572.dat | 0.0850;0.0850;0.1928 | 419;230;572 | (0.1925;73.4725;37.2187) | 80 | 7.702 | 57 | 87.015 | 60 | Varibar | [5] | [0] | 0 | 10 | 100 | normal | none | 6.3767 | 9.9022 | 63.144 | 27.7436 | 43.0822 | 1195.2548 | 0 | 0.0175 | 0.0005 | 0.0082 | 0.013 | 0.005 | 0.0345 | 0.3681 | 0.0021 | 0.0064 | 0.0278 | 0.0014 | 0.001 | 0.0054 | 0.0077 | 0.0121 | 0.0026 | 0.0089 | 0.0069 | 0.0065 | 0.0034 | 0.0074 | 0.0806 | 0 | 0 | 0.0047 | 0.0005 | 0.0014 | 0.3317 | 0 | 0
1f37113 | MBS | 6 | 05m_109019_419x230x572.dat | 0.0850;0.0850;0.1928 | 419;230;572 | (0.1925;73.4725;37.2187) | 80 | 8.502 | 60 | 87.015 | 60 | Varibar | [5] | [0] | 0 | 10 | 100 | normal | none | 6.3767 | 9.9022 | 63.144 | 27.7436 | 43.0822 | 1195.2548 | 0 | 0.017 | 0.0005 | 0.0082 | 0.0126 | 0.005 | 0.0338 | 0.3972 | 0.0021 | 0.0062 | 0.0276 | 0.0014 | 0.001 | 0.0054 | 0.0077 | 0.0119 | 0.0026 | 0.0086 | 0.0067 | 0.0063 | 0.0034 | 0.0074 | 0.0797 | 0 | 0 | 0.0047 | 0.0005 | 0.0014 | 0.5183 | 0 | 0
1f37113 | MBS | 7 | 05m_109019_419x230x572.dat | 0.0850;0.0850;0.1928 | 419;230;572 | (0.1925;73.4725;38.8236) | 110 | 3.9 | 52 | 87.015 | 60 | Varibar | [5,133] | [30,30] | 0 | 10 | 100 | normal | none | 6.3767 | 3.0101 | 19.1949 | 27.7436 | 13.0964 | 363.3414 | 0 | 0.0638 | 0.0008 | 0.0433 | 0.0393 | 0.0036 | 0.1155 | 0.5832 | 0.0078 | 0.0215 | 0.0529 | 0.0059 | 0.0026 | 0.0061 | 0.0033 | 0.0392 | 0.0016 | 0.0288 | 0.0216 | 0.0226 | 0.0064 | 0.0047 | 0.238 | 0 | 0 | 0.0041 | 0.0004 | 0.0014 | 0.8371 | 0 | 0
1f37113 | MBS | 7 | 05m_109019_419x230x572.dat | 0.0850;0.0850;0.1928 | 419;230;572 | (0.1925;73.4725;38.8236) | 110 | 7.85 | 62 | 87.015 | 60 | Varibar | [5,133] | [30,30] | 0 | 10 | 100 | normal | none | 6.3767 | 3.0101 | 19.1949 | 27.7436 | 13.0964 | 363.3414 | 0 | 0.0578 | 0.0008 | 0.0415 | 0.0333 | 0.0035 | 0.109 | 0.7122 | 0.007 | 0.0183 | 0.0489 | 0.0052 | 0.0025 | 0.0061 | 0.0032 | 0.0328 | 0.0016 | 0.0239 | 0.0184 | 0.0194 | 0.006 | 0.0049 | 0.1963 | 0 | 0 | 0.0041 | 0.0004 | 0.0015 | 0.6827 | 0 | 0
1f37113 | MBS | 7 | 05m_109019_419x230x572.dat | 0.0850;0.0850;0.1928 | 419;230;572 | (0.1925;73.4725;38.8236) | 110 | 9.9905 | 69 | 87.015 | 60 | Varibar | [5,133] | [30,30] | 0 | 10 | 100 | normal | none | 6.3767 | 3.0101 | 19.1949 | 27.7436 | 13.0964 | 363.3414 | 0 | 0.0533 | 0.0007 | 0.039 | 0.031 | 0.0034 | 0.0985 | 0.5153 | 0.0067 | 0.0167 | 0.048 | 0.0049 | 0.0024 | 0.006 | 0.0031 | 0.0307 | 0.0016 | 0.0221 | 0.0173 | 0.0178 | 0.006 | 0.005 | 0.1658 | 0 | 0 | 0.004 | 0.0004 | 0.0015 | 0.5838 | 0 | 0
1f37113 | MBS | 7 | 05m_109019_419x230x572.dat | 0.0850;0.0850;0.1928 | 419;230;572 | (0.1925;73.4725;38.8236) | 60 | 2.5 | 38 | 87.015 | 60 | Varibar | [5,133] | [30,30] | 0 | 10 | 100 | normal | none | 6.3767 | 3.0101 | 19.1949 | 27.7436 | 13.0964 | 363.3414 | 0 | 0.0953 | 0.0009 | 0.0509 | 0.061 | 0.0037 | 0.188 | 0.8796 | 0.0094 | 0.033 | 0.0597 | 0.0075 | 0.0028 | 0.0061 | 0.0034 | 0.0648 | 0.0016 | 0.0414 | 0.0297 | 0.0328 | 0.0068 | 0.0044 | 0.4427 | 0 | 0 | 0.0041 | 0.0004 | 0.0013 | 0.7621 | 0 | 0
1f37113 | MBS | 7 | 05m_109019_419x230x572.dat | 0.0850;0.0850;0.1928 | 419;230;572 | (0.1925;73.4725;38.8236) | 60 | 5.7448 | 47 | 87.015 | 60 | Varibar | [5,133] | [30,30] | 0 | 10 | 100 | normal | none | 6.3767 | 3.0101 | 19.1949 | 27.7436 | 13.0964 | 363.3414 | 0 | 0.065 | 0.0008 | 0.0469 | 0.0437 | 0.0037 | 0.1332 | 0.911 | 0.0077 | 0.0235 | 0.0536 | 0.0059 | 0.0025 | 0.0063 | 0.0032 | 0.0442 | 0.0017 | 0.0317 | 0.0227 | 0.0242 | 0.0063 | 0.0048 | 0.2708 | 0 | 0 | 0.0043 | 0.0004 | 0.0015 | 1 | 0 | 0
1f37113 | MBS | 7 | 05m_109019_419x230x572.dat | 0.0850;0.0850;0.1928 | 419;230;572 | (0.1925;73.4725;38.8236) | 60 | 6.3535 | 49 | 87.015 | 60 | Varibar | [5,133] | [30,30] | 0 | 10 | 100 | normal | none | 6.3767 | 3.0101 | 19.1949 | 27.7436 | 13.0964 | 363.3414 | 0 | 0.0678 | 0.0008 | 0.0457 | 0.0417 | 0.0037 | 0.1254 | 0 | 0.0076 | 0.0224 | 0.0557 | 0.0057 | 0.0025 | 0.0063 | 0.0031 | 0.0414 | 0.0017 | 0.0305 | 0.022 | 0.0233 | 0.0062 | 0.0049 | 0.2333 | 0 | 0 | 0.0043 | 0.0004 | 0.0016 | 0.7098 | 0 | 0
1f37113 | MBS | 7 | 05m_109019_419x230x572.dat | 0.0850;0.0850;0.1928 | 419;230;572 | (0.1925;73.4725;38.8236) | 80 | 2.9 | 44 | 87.015 | 60 | Varibar | [5,133] | [30,30] | 0 | 10 | 100 | normal | none | 6.3767 | 3.0101 | 19.1949 | 27.7436 | 13.0964 | 363.3414 | 0 | 0.079 | 0.0009 | 0.0485 | 0.0474 | 0.0037 | 0.1513 | 0.8126 | 0.0085 | 0.0259 | 0.0559 | 0.0066 | 0.0027 | 0.0062 | 0.0033 | 0.0494 | 0.0016 | 0.0339 | 0.026 | 0.0268 | 0.0066 | 0.0046 | 0.3019 | 0 | 0 | 0.0042 | 0.0004 | 0.0013 | 0 | 0 | 0
1f37113 | MBS | 7 | 05m_109019_419x230x572.dat | 0.0850;0.0850;0.1928 | 419;230;572 | (0.1925;73.4725;38.8236) | 80 | 7.702 | 57 | 87.015 | 60 | Varibar | [5,133] | [30,30] | 0 | 10 | 100 | normal | none | 6.3767 | 3.0101 | 19.1949 | 27.7436 | 13.0964 | 363.3414 | 0 | 0.0606 | 0.0008 | 0.0421 | 0.0364 | 0.0036 | 0.1198 | 0.5804 | 0.0071 | 0.0197 | 0.0507 | 0.0053 | 0.0025 | 0.0062 | 0.0031 | 0.0355 | 0.0017 | 0.0261 | 0.0197 | 0.0206 | 0.0061 | 0.005 | 0.2132 | 0 | 0 | 0.0042 | 0.0004 | 0.0016 | 0.5835 | 0 | 0
1f37113 | MBS | 7 | 05m_109019_419x230x572.dat | 0.0850;0.0850;0.1928 | 419;230;572 | (0.1925;73.4725;38.8236) | 80 | 8.502 | 60 | 87.015 | 60 | Varibar | [5,133] | [30,30] | 0 | 10 | 100 | normal | none | 6.3767 | 3.0101 | 19.1949 | 27.7436 | 13.0964 | 363.3414 | 0 | 0.0588 | 0.0008 | 0.0412 | 0.0357 | 0.0036 | 0.1034 | 0.766 | 0.007 | 0.0185 | 0.0489 | 0.0051 | 0.0025 | 0.0062 | 0.0031 | 0.034 | 0.0017 | 0.0251 | 0.0188 | 0.0199 | 0.0061 | 0.005 | 0.1809 | 0 | 0 | 0.0042 | 0.0004 | 0.0016 | 0.6743 | 0 | 0
1f37113 | MBS | 8 | 05m_109019_419x230x572.dat | 0.0850;0.0850;0.1928 | 419;230;572 | (0.1925;73.4725;38.8236) | 110 | 3.9 | 52 | 87.015 | 60 | Varibar | [5,133,110] | [30,30,100] | 0 | 20 | 100 | normal | none | 6.3767 | 3.0101 | 19.1949 | 27.7436 | 13.0964 | 363.3414 | 0 | 0.0669 | 0.0008 | 0.0437 | 0.0406 | 0.0036 | 0.1174 | 0.5832 | 0.008 | 0.0224 | 0.0529 | 0.006 | 0.0026 | 0.002 | 0.0033 | 0.0409 | 0.0016 | 0.0296 | 0.0224 | 0.0236 | 0.0065 | 0.0047 | 0.2462 | 0 | 0 | 0.0041 | 0.0004 | 0.0014 | 0.8371 | 0 | 0
1f37113 | MBS | 8 | 05m_109019_419x230x572.dat | 0.0850;0.0850;0.1928 | 419;230;572 | (0.1925;73.4725;38.8236) | 110 | 7.85 | 62 | 87.015 | 60 | Varibar | [5,133,110] | [30,30,100] | 0 | 20 | 100 | normal | none | 6.3767 | 3.0101 | 19.1949 | 27.7436 | 13.0964 | 363.3414 | 0 | 0.0605 | 0.0008 | 0.0419 | 0.0341 | 0.0035 | 0.1097 | 1 | 0.0072 | 0.019 | 0.0489 | 0.0053 | 0.0025 | 0.0019 | 0.0032 | 0.0343 | 0.0017 | 0.0245 | 0.0192 | 0.0202 | 0.0062 | 0.0049 | 0.2113 | 0 | 0 | 0.0041 | 0.0004 | 0.0015 | 0.6607 | 0 | 0
1f37113 | MBS | 8 | 05m_109019_419x230x572.dat | 0.0850;0.0850;0.1928 | 419;230;572 | (0.1925;73.4725;38.8236) | 110 | 9.9905 | 69 | 87.015 | 60 | Varibar | [5,133,110] | [30,30,100] | 0 | 20 | 100 | normal | none | 6.3767 | 3.0101 | 19.1949 | 27.7436 | 13.0964 | 363.3414 | 0 | 0.0551 | 0.0007 | 0.0391 | 0.0317 | 0.0034 | 0.1023 | 0.5153 | 0.0069 | 0.0173 | 0.048 | 0.005 | 0.0025 | 0.0019 | 0.0031 | 0.032 | 0.0016 | 0.0226 | 0.0179 | 0.0185 | 0.0061 | 0.005 | 0.1696 | 0 | 0 | 0.004 | 0.0004 | 0.0015 | 0.5838 | 0 | 0
1f37113 | MBS | 8 | 05m_109019_419x230x572.dat | 0.0850;0.0850;0.1928 | 419;230;572 | (0.1925;73.4725;38.8236) | 60 | 2.5 | 38 | 87.015 | 60 | Varibar | [5,133,110] | [30,30,100] | 0 | 20 | 100 | normal | none | 6.3767 | 3.0101 | 19.1949 | 27.7436 | 13.0964 | 363.3414 | 0 | 0.1003 | 0.0009 | 0.051 | 0.0616 | 0.0037 | 0.1962 | 0.8796 | 0.0097 | 0.0343 | 0.0597 | 0.0077 | 0.0028 | 0.0022 | 0.0034 | 0.0668 | 0.0016 | 0.0424 | 0.0307 | 0.0343 | 0.007 | 0.0044 | 0.4427 | 0 | 0 | 0.0042 | 0.0004 | 0.0013 | 0.7621 | 0 | 0
1f37113 | MBS | 8 | 05m_109019_419x230x572.dat | 0.0850;0.0850;0.1928 | 419;230;572 | (0.1925;73.4725;38.8236) | 60 | 5.7448 | 47 | 87.015 | 60 | Varibar | [5,133,110] | [30,30,100] | 0 | 20 | 100 | normal | none | 6.3767 | 3.0101 | 19.1949 | 27.7436 | 13.0964 | 363.3414 | 0 | 0.0679 | 0.0008 | 0.0474 | 0.0442 | 0.0037 | 0.1341 | 0.911 | 0.008 | 0.0244 | 0.0536 | 0.0061 | 0.0026 | 0.0019 | 0.0032 | 0.0457 | 0.0017 | 0.0322 | 0.0236 | 0.0257 | 0.0064 | 0.0049 | 0.2708 | 0 | 0 | 0.0043 | 0.0004 | 0.0016 | 1 | 0 | 0
1f37113 | MBS | 8 | 05m_109019_419x230x572.dat | 0.0850;0.0850;0.1928 | 419;230;572 | (0.1925;73.4725;38.8236) | 60 | 6.3535 | 49 | 87.015 | 60 | Varibar | [5,133,110] | [30,30,100] | 0 | 20 | 100 | normal | none | 6.3767 | 3.0101 | 19.1949 | 27.7436 | 13.0964 | 363.3414 | 0 | 0.0718 | 0.0008 | 0.0464 | 0.0424 | 0.0037 | 0.1278 | 0 | 0.0078 | 0.0232 | 0.0556 | 0.0059 | 0.0026 | 0.0019 | 0.0031 | 0.0434 | 0.0017 | 0.0313 | 0.0228 | 0.0244 | 0.0064 | 0.0049 | 0.2474 | 0 | 0 | 0.0044 | 0.0004 | 0.0016 | 0.7098 | 0 | 0
1f37113 | MBS | 8 | 05m_109019_419x230x572.dat | 0.0850;0.0850;0.1928 | 419;230;572 | (0.1925;73.4725;38.8236) | 80 | 2.9 | 44 | 87.015 | 60 | Varibar | [5,133,110] | [30,30,100] | 0 | 20 | 100 | normal | none | 6.3767 | 3.0101 | 19.1949 | 27.7436 | 13.0964 | 363.3414 | 0 | 0.0817 | 0.0009 | 0.0489 | 0.0485 | 0.0037 | 0.1545 | 0.8126 | 0.0088 | 0.0267 | 0.0559 | 0.0067 | 0.0027 | 0.0021 | 0.0033 | 0.0522 | 0.0016 | 0.0346 | 0.0273 | 0.0277 | 0.0068 | 0.0046 | 0.3049 | 0 | 0 | 0.0042 | 0.0004 | 0.0013 | 0 | 0 | 0
1f37113 | MBS | 8 | 05m_109019_419x230x572.dat | 0.0850;0.0850;0.1928 | 419;230;572 | (0.1925;73.4725;38.8236) | 80 | 7.702 | 57 | 87.015 | 60 | Varibar | [5,133,110] | [30,30,100] | 0 | 20 | 100 | normal | none | 6.3767 | 3.0101 | 19.1949 | 27.7436 | 13.0964 | 363.3414 | 0 | 0.0641 | 0.0008 | 0.0425 | 0.0369 | 0.0036 | 0.1215 | 0.5804 | 0.0074 | 0.0205 | 0.0508 | 0.0054 | 0.0025 | 0.0018 | 0.0031 | 0.0374 | 0.0017 | 0.0268 | 0.0206 | 0.0215 | 0.0063 | 0.005 | 0.2203 | 0 | 0 | 0.0043 | 0.0004 | 0.0016 | 0.5835 | 0 | 0
1f37113 | MBS | 8 | 05m_109019_419x230x572.dat | 0.0850;0.0850;0.1928 | 419;230;572 | (0.1925;73.4725;38.8236) | 80 | 8.502 | 60 | 87.015 | 60 | Varibar | [5,133,110] | [30,30,100] | 0 | 20 | 100 | normal | none | 6.3767 | 3.0101 | 19.1949 | 27.7436 | 13.0964 | 363.3414 | 0 | 0.0617 | 0.0008 | 0.0417 | 0.0365 | 0.0036 | 0.1048 | 0.766 | 0.0072 | 0.0192 | 0.0489 | 0.0053 | 0.0025 | 0.0018 | 0.0031 | 0.0358 | 0.0017 | 0.0258 | 0.0196 | 0.0208 | 0.0063 | 0.0051 | 0.1835 | 0 | 0 | 0.0042 | 0.0004 | 0.0016 | 0.6743 | 0 | 0
1f37113 | MBS | 1 | 10f_138032_419x226x576.dat | 0.0990;0.0990;0.2425 | 419;226;576 | (-0.4007;75.6915;49.4058) | 110 | 3.9 | 52 | 89.156 | 60 | Varibar | [5] | [0] | 0 | 10 | 80 | normal | none | 6.3534 | 11.0937 | 70.4824 | 28.322 | 49.4536 | 1400.6249 | 0 | 0.0201 | 0.0006 | 0.0066 | 0.0119 | 0.0057 | 0.028 | 0.2168 | 0.002 | 0.0071 | 0.0282 | 0.0013 | 0.0009 | 0.0053 | 0.0089 | 0.0105 | 0.0024 | 0.008 | 0.0077 | 0.0066 | 0.004 | 0.0058 | 0.112 | 0 | 0 | 0.0039 | 0.0004 | 0.0011 | 0.268 | 0 | 0
1f37113 | MBS | 1 | 10f_138032_419x226x576.dat | 0.0990;0.0990;0.2425 | 419;226;576 | (-0.4007;75.6915;49.4058) | 110 | 7.85 | 62 | 89.156 | 60 | Varibar | [5] | [0] | 0 | 10 | 80 | normal | none | 6.3534 | 11.0937 | 70.4824 | 28.322 | 49.4536 | 1400.6249 | 0 | 0.018 | 0.0006 | 0.0068 | 0.0102 | 0.0054 | 0.0248 | 0.2414 | 0.0019 | 0.0061 | 0.0296 | 0.0012 | 0.0009 | 0.005 | 0.0091 | 0.009 | 0.0025 | 0.0068 | 0.0067 | 0.0058 | 0.0037 | 0.0059 | 0.0966 | 0 | 0 | 0.0039 | 0.0004 | 0.0012 | 0.2133 | 0 | 0
1f37113 | MBS | 1 | 10f_138032_419x226x576.dat | 0.0990;0.0990;0.2425 | 419;226;576 | (-0.4007;75.6915;49.4058) | 110 | 9.9905 | 69 | 89.156 | 60 | Varibar | [5] | [0] | 0 | 10 | 80 | normal | none | 6.3534 | 11.0937 | 70.4824 | 28.322 | 49.4536 | 1400.6249 | 0 | 0.017 | 0.0006 | 0.0067 | 0.0095 | 0.0052 | 0.0239 | 0.1921 | 0.0018 | 0.0057 | 0.0292 | 0.0012 | 0.0009 | 0.0048 | 0.0089 | 0.0083 | 0.0024 | 0.0063 | 0.0063 | 0.0054 | 0.0035 | 0.0058 | 0.0843 | 0 | 0 | 0.0038 | 0.0004 | 0.0012 | 0.1942 | 0 | 0
1f37113 | MBS | 1 | 10f_138032_419x226x576.dat | 0.0990;0.0990;0.2425 | 419;226;576 | (-0.4007;75.6915;49.4058) | 60 | 2.5 | 38 | 89.156 | 60 | Varibar | [5] | [0] | 0 | 10 | 80 | normal | none | 6.3534 | 11.0937 | 70.4824 | 28.322 | 49.4536 | 1400.6249 | 0 | 0.0268 | 0.0007 | 0.0065 | 0.018 | 0.0063 | 0.0351 | 0.4764 | 0.0023 | 0.0099 | 0.027 | 0.0014 | 0.0009 | 0.0059 | 0.0089 | 0.0149 | 0.0024 | 0.0118 | 0.0109 | 0.009 | 0.0046 | 0.0057 | 0.2277 | 0 | 0 | 0.0039 | 0.0004 | 0.001 | 0.4634 | 0 | 0
1f37113 | MBS | 1 | 10f_138032_419x226x576.dat | 0.0990;0.0990;0.2425 | 419;226;576 | (-0.4007;75.6915;49.4058) | 60 | 5.7448 | 47 | 89.156 | 60 | Varibar | [5] | [0] | 0 | 10 | 80 | normal | none | 6.3534 | 11.0937 | 70.4824 | 28.322 | 49.4536 | 1400.6249 | 0 | 0.0214 | 0.0006 | 0.0074 | 0.013 | 0.0059 | 0.029 | 0.2982 | 0.002 | 0.0075 | 0.0314 | 0.0013 | 0.0009 | 0.0054 | 0.0097 | 0.0111 | 0.0026 | 0.0086 | 0.0082 | 0.0069 | 0.004 | 0.0059 | 0.1311 | 0 | 0 | 0.0041 | 0.0004 | 0.0012 | 0.3455 | 0 | 0
1f37113 | MBS | 1 | 10f_138032_419x226x576.dat | 0.0990;0.0990;0.2425 | 419;226;576 | (-0.4007;75.6915;49.4058) | 60 | 6.3535 | 49 | 89.156 | 60 | Varibar | [5] | [0] | 0 | 10 | 80 | normal | none | 6.3534 | 11.0937 | 70.4824 | 28.322 | 49.4536 | 1400.6249 | 0 | 0.0209 | 0.0006 | 0.0074 | 0.0124 | 0.0059 | 0.0278 | 0.3631 | 0.002 | 0.0072 | 0.0319 | 0.0013 | 0.0009 | 0.0053 | 0.0097 | 0.0106 | 0.0026 | 0.0083 | 0.0079 | 0.0066 | 0.0039 | 0.006 | 0.1426 | 0 | 0 | 0.0041 | 0.0004 | 0.0013 | 0.3671 | 0 | 0
1f37113 | MBS | 1 | 10f_138032_419x226x576.dat | 0.0990;0.0990;0.2425 | 419;226;576 | (-0.4007;75.6915;49.4058) | 80 | 2.9 | 44 | 89.156 | 60 | Varibar | [5] | [0] | 0 | 10 | 80 | normal | none | 6.3534 | 11.0937 | 70.4824 | 28.322 | 49.4536 | 1400.6249 | 0 | 0.0236 | 0.0006 | 0.0066 | 0.0144 | 0.006 | 0.0318 | 0.3161 | 0.0021 | 0.0083 | 0.0282 | 0.0014 | 0.0009 | 0.0056 | 0.009 | 0.0123 | 0.0024 | 0.0096 | 0.0092 | 0.0077 | 0.0043 | 0.0058 | 0.157 | 0 | 0 | 0.004 | 0.0004 | 0.0011 | 0.3636 | 0 | 0
1f37113 | MBS | 1 | 10f_138032_419x226x576.dat | 0.0990;0.0990;0.2425 | 419;226;576 | (-0.4007;75.6915;49.4058) | 80 | 7.702 | 57 | 89.156 | 60 | Varibar | [5] | [0] | 0 | 10 | 80 | normal | none | 6.3534 | 11.0937 | 70.4824 | 28.322 | 49.4536 | 1400.6249 | 0 | 0.0189 | 0.0006 | 0.0071 | 0.0108 | 0.0056 | 0.0254 | 0.201 | 0.0019 | 0.0064 | 0.0313 | 0.0012 | 0.0009 | 0.0051 | 0.0095 | 0.0094 | 0.0025 | 0.0072 | 0.0071 | 0.006 | 0.0038 | 0.006 | 0.1058 | 0 | 0 | 0.004 | 0.0004 | 0.0013 | 0.2752 | 0 | 0
1f37113 | MBS | 1 | 10f_138032_419x226x576.dat | 0.0990;0.0990;0.2425 | 419;226;576 | (-0.4007;75.6915;49.4058) | 80 | 8.502 | 60 | 89.156 | 60 | Varibar | [5] | [0] | 0 | 10 | 80 | normal | none | 6.3534 | 11.0937 | 70.4824 | 28.322 | 49.4536 | 1400.6249 | 0 | 0.0182 | 0.0006 | 0.0071 | 0.0104 | 0.0055 | 0.0247 | 0.1914 | 0.0019 | 0.0062 | 0.0309 | 0.0012 | 0.0009 | 0.0051 | 0.0094 | 0.0091 | 0.0025 | 0.0069 | 0.0069 | 0.0059 | 0.0037 | 0.006 | 0.091 | 0 | 0 | 0.004 | 0.0004 | 0.0013 | 0.2411 | 0 | 0
1f37113 | MBS | 2 | 10f_138032_419x226x576.dat | 0.0990;0.0990;0.2425 | 419;226;576 | (-0.4007;75.6915;52.1152) | 110 | 3.9 | 52 | 89.156 | 60 | Varibar | [5] | [0] | 0 | 10 | 80 | normal | none | 6.3534 | 3.6014 | 22.8811 | 28.322 | 16.0544 | 454.6921 | 0 | 0.073 | 0.0008 | 0.0424 | 0.0354 | 0.0038 | 0.106 | 0.5325 | 0.0065 | 0.0225 | 0.0539 | 0.0058 | 0.0023 | 0.0052 | 0.0054 | 0.0344 | 0.0015 | 0.0253 | 0.0222 | 0.0227 | 0.0054 | 0.0035 | 0.2551 | 0 | 0 | 0.0031 | 0.0004 | 0.0012 | 0.6528 | 0 | 0
1f37113 | MBS | 2 | 10f_138032_419x226x576.dat | 0.0990;0.0990;0.2425 | 419;226;576 | (-0.4007;75.6915;52.1152) | 110 | 7.85 | 62 | 89.156 | 60 | Varibar | [5] | [0] | 0 | 10 | 80 | normal | none | 6.3534 | 3.6014 | 22.8811 | 28.322 | 16.0544 | 454.6921 | 0 | 0.0628 | 0.0008 | 0.0388 | 0.0309 | 0.0037 | 0.0872 | 0.4658 | 0.0057 | 0.0193 | 0.048 | 0.005 | 0.0021 | 0.0051 | 0.0055 | 0.0284 | 0.0015 | 0.0211 | 0.0187 | 0.0189 | 0.005 | 0.0036 | 0.2333 | 0 | 0 | 0.0031 | 0.0004 | 0.0013 | 0.5427 | 0 | 0
1f37113 | MBS | 2 | 10f_138032_419x226x576.dat | 0.0990;0.0990;0.2425 | 419;226;576 | (-0.4007;75.6915;52.1152) | 110 | 9.9905 | 69 | 89.156 | 60 | Varibar | [5] | [0] | 0 | 10 | 80 | normal | none | 6.3534 | 3.6014 | 22.8811 | 28.322 | 16.0544 | 454.6921 | 0 | 0.0564 | 0.0007 | 0.0365 | 0.028 | 0.0035 | 0.0826 | 0.4673 | 0.0054 | 0.0174 | 0.0464 | 0.0047 | 0.002 | 0.005 | 0.0055 | 0.0256 | 0.0015 | 0.0197 | 0.0172 | 0.0173 | 0.0049 | 0.0036 | 0.2066 | 0 | 0 | 0.0031 | 0.0004 | 0.0013 | 0.6027 | 0 | 0
1f37113 | MBS | 2 | 10f_138032_419x226x576.dat | 0.0990;0.0990;0.2425 | 419;226;576 | (-0.4007;75.6915;52.1152) | 60 | 2.5 | 38 | 89.156 | 60 | Varibar | [5] | [0] | 0 | 10 | 80 | normal | none | 6.3534 | 3.6014 | 22.8811 | 28.322 | 16.0544 | 454.6921 | 0 | 0.1186 | 0.0009 | 0.0497 | 0.0532 | 0.0041 | 0.1509 | 0.8414 | 0.0085 | 0.0381 | 0.0622 | 0.0083 | 0.0026 | 0.0054 | 0.0053 | 0.0573 | 0.0014 | 0.0402 | 0.0343 | 0.0365 | 0.0061 | 0.0033 | 0.3703 | 0 | 0 | 0.0031 | 0.0004 | 0.0011 | 0.7133 | 0 | 0
1f37113 | MBS | 2 | 10f_138032_419x226x576.dat | 0.0990;0.0990;0.2425 | 419;226;576 | (-0.4007;75.6915;52.1152) | 60 | 5.7448 | 47 | 89.156 | 60 | Varibar | [5] | [0] | 0 | 10 | 80 | normal | none | 6.3534 | 3.6014 | 22.8811 | 28.322 | 16.0544 | 454.6921 | 0 | 0.0897 | 0.0008 | 0.0451 | 0.0422 | 0.004 | 0.112 | 0.8068 | 0.0067 | 0.0265 | 0.0552 | 0.0062 | 0.0022 | 0.0054 | 0.0059 | 0.0396 | 0.0016 | 0.0302 | 0.0251 | 0.0256 | 0.0053 | 0.0036 | 0.3191 | 0 | 0 | 0.0033 | 0.0004 | 0.0013 | 0.9375 | 0 | 0
1f37113 | MBS | 2 | 10f_138032_419x226x576.dat | 0.0990;0.0990;0.2425 | 419;226;576 | (-0.4007;75.6915;52.1152) | 60 | 6.3535 | 49 | 89.156 | 60 | Varibar | [5] | [0] | 0 | 10 | 80 | normal | none | 6.3534 | 3.6014 | 22.8811 | 28.322 | 16.0544 | 454.6921 | 0 | 0.0766 | 0.0008 | 0.0445 | 0.0409 | 0.004 | 0.1077 | 0.6923 | 0.0065 | 0.0251 | 0.0536 | 0.0059 | 0.0022 | 0.0054 | 0.0059 | 0.0385 | 0.0016 | 0.0283 | 0.0235 | 0.0242 | 0.0053 | 0.0036 | 0.2497 | 0 | 0 | 0.0033 | 0.0004 | 0.0014 | 0.5607 | 0 | 0
1f37113 | MBS | 2 | 10f_138032_419x226x576.dat | 0.0990;0.0990;0.2425 | 419;226;576 | (-0.4007;75.6915;52.1152) | 80 | 2.9 | 44 | 89.156 | 60 | Varibar | [5] | [0] | 0 | 10 | 80 | normal | none | 6.3534 | 3.6014 | 22.8811 | 28.322 | 16.0544 | 454.6921 | 0 | 0.0918 | 0.0009 | 0.047 | 0.0441 | 0.004 | 0.1188 | 0.5106 | 0.0074 | 0.0282 | 0.057 | 0.0069 | 0.0024 | 0.0054 | 0.0054 | 0.044 | 0.0015 | 0.0307 | 0.0271 | 0.0281 | 0.0057 | 0.0034 | 0.2656 | 0 | 0 | 0.0031 | 0.0004 | 0.0012 | 0.9129 | 0 | 0
1f37113 | MBS | 2 | 10f_138032_419x226x576.dat | 0.0990;0.0990;0.2425 | 419;226;576 | (-0.4007;75.6915;52.1152) | 80 | 7.702 | 57 | 89.156 | 60 | Varibar | [5] | [0] | 0 | 10 | 80 | normal | none | 6.3534 | 3.6014 | 22.8811 | 28.322 | 16.0544 | 454.6921 | 0 | 0.0637 | 0.0008 | 0.0407 | 0.034 | 0.0038 | 0.0939 | 0.4966 | 0.0059 | 0.0207 | 0.0489 | 0.0052 | 0.0021 | 0.0053 | 0.0058 | 0.0313 | 0.0016 | 0.0233 | 0.0199 | 0.0206 | 0.0051 | 0.0037 | 0.2592 | 0 | 0 | 0.0033 | 0.0004 | 0.0014 | 0.4753 | 0 | 0
1f37113 | MBS | 2 | 10f_138032_419x226x576.dat | 0.0990;0.0990;0.2425 | 419;226;576 | (-0.4007;75.6915;52.1152) | 80 | 8.502 | 60 | 89.156 | 60 | Varibar | [5] | [0] | 0 | 10 | 80 | normal | none | 6.3534 | 3.6014 | 22.8811 | 28.322 | 16.0544 | 454.6921 | 0 | 0.0631 | 0.0008 | 0.0396 | 0.0326 | 0.0038 | 0.086 | 0.56 | 0.0058 | 0.0195 | 0.051 | 0.005 | 0.0021 | 0.0053 | 0.0058 | 0.0297 | 0.0016 | 0.0219 | 0.0192 | 0.0194 | 0.005 | 0.0037 | 0.2521 | 0 | 0 | 0.0033 | 0.0004 | 0.0014 | 0.5401 | 0 | 0
1f37113 | MBS | 3 | 10f_138032_419x226x576.dat | 0.0990;0.0990;0.2425 | 419;226;576 | (-0.4007;75.6915;52.1152) | 110 | 3.9 | 52 | 89.156 | 60 | Varibar | [5,133] | [30,30] | 0 | 10 | 80 | normal | none | 6.3534 | 3.6014 | 22.8811 | 28.322 | 16.0544 | 454.6921 | 0 | 0.0739 | 0.0008 | 0.0439 | 0.0357 | 0.0038 | 0.1078 | 0.5325 | 0.0066 | 0.0228 | 0.0547 | 0.0059 | 0.0023 | 0.0052 | 0.0041 | 0.0347 | 0.0015 | 0.0256 | 0.0226 | 0.0231 | 0.0054 | 0.0035 | 0.2514 | 0 | 0 | 0.0031 | 0.0004 | 0.0012 | 0.6528 | 0 | 0
1f37113 | MBS | 3 | 10f_138032_419x226x576.dat | 0.0990;0.0990;0.2425 | 419;226;576 | (-0.4007;75.6915;52.1152) | 110 | 7.85 | 62 | 89.156 | 60 | Varibar | [5,133] | [30,30] | 0 | 10 | 80 | normal | none | 6.3534 | 3.6014 | 22.8811 | 28.322 | 16.0544 | 454.6921 | 0 | 0.0634 | 0.0008 | 0.04 | 0.0312 | 0.0037 | 0.0877 | 0.4658 | 0.0058 | 0.0195 | 0.0484 | 0.0051 | 0.0021 | 0.0052 | 0.0039 | 0.0288 | 0.0015 | 0.0213 | 0.0189 | 0.0192 | 0.0051 | 0.0036 | 0.2425 | 0 | 0 | 0.0032 | 0.0004 | 0.0013 | 0.6042 | 0 | 0
1f37113 | MBS | 3 | 10f_138032_419x226x576.dat | 0.0990;0.0990;0.2425 | 419;226;576 | (-0.4007;75.6915;52.1152) | 110 | 9.9905 | 69 | 89.156 | 60 | Varibar | [5,133] | [30,30] | 0 | 10 | 80 | normal | none | 6.3534 | 3.6014 | 22.8811 | 28.322 | 16.0544 | 454.6921 | 0 | 0.057 | 0.0007 | 0.0375 | 0.0284 | 0.0036 | 0.0836 | 0.4628 | 0.0055 | 0.0176 | 0.0469 | 0.0047 | 0.002 | 0.005 | 0.0039 | 0.0259 | 0.0015 | 0.02 | 0.0174 | 0.0176 | 0.0049 | 0.0036 | 0.2088 | 0 | 0 | 0.0031 | 0.0004 | 0.0013 | 0.5303 | 0 | 0
1f37113 | MBS | 3 | 10f_138032_419x226x576.dat | 0.0990;0.0990;0.2425 | 419;226;576 | (-0.4007;75.6915;52.1152) | 60 | 2.5 | 38 | 89.156 | 60 | Varibar | [5,133] | [30,30] | 0 | 10 | 80 | normal | none | 6.3534 | 3.6014 | 22.8811 | 28.322 | 16.0544 | 454.6921 | 0 | 0.1214 | 0.001 | 0.0501 | 0.0533 | 0.0041 | 0.1522 | 0.8414 | 0.0086 | 0.0384 | 0.0625 | 0.0083 | 0.0026 | 0.0054 | 0.0043 | 0.058 | 0.0014 | 0.0408 | 0.0347 | 0.037 | 0.0061 | 0.0033 | 0.3703 | 0 | 0 | 0.0031 | 0.0004 | 0.0011 | 0.7133 | 0 | 0
1f37113 | MBS | 3 | 10f_138032_419x226x576.dat | 0.0990;0.0990;0.2425 | 419;226;576 | (-0.4007;75.6915;52.1152) | 60 | 5.7448 | 47 | 89.156 | 60 | Varibar | [5,133] | [30,30] | 0 | 10 | 80 | normal | none | 6.3534 | 3.6014 | 22.8811 | 28.322 | 16.0544 | 454.6921 | 0 | 0.0896 | 0.0008 | 0.0466 | 0.0427 | 0.004 | 0.114 | 0.8436 | 0.0068 | 0.0268 | 0.0559 | 0.0062 | 0.0023 | 0.0054 | 0.004 | 0.0401 | 0.0016 | 0.0305 | 0.0255 | 0.0261 | 0.0054 | 0.0036 | 0.3191 | 0 | 0 | 0.0033 | 0.0004 | 0.0013 | 0.9375 | 0 | 0
1f37113 | MBS | 3 | 10f_138032_419x226x576.dat | 0.0990;0.0990;0.2425 | 419;226;576 | (-0.4007;75.6915;52.1152) | 60 | 6.3535 | 49 | 89.156 | 60 | Varibar | [5,133] | [30,30] | 0 | 10 | 80 | normal | none | 6.3534 | 3.6014 | 22.8811 | 28.322 | 16.0544 | 454.6921 | 0 | 0.0773 | 0.0008 | 0.0462 | 0.0413 | 0.004 | 0.1089 | 0.6923 | 0.0066 | 0.0254 | 0.0542 | 0.006 | 0.0022 | 0.0054 | 0.004 | 0.0388 | 0.0016 | 0.0286 | 0.0239 | 0.0247 | 0.0053 | 0.0036 | 0.2497 | 0 | 0 | 0.0033 | 0.0004 | 0.0014 | 0.5607 | 0 | 0
1f37113 | MBS | 3 | 10f_138032_419x226x576.dat | 0.0990;0.0990;0.2425 | 419;226;576 | (-0.4007;75.6915;52.1152) | 80 | 2.9 | 44 | 89.156 | 60 | Varibar | [5,133] | [30,30] | 0 | 10 | 80 | normal | none | 6.3534 | 3.6014 | 22.8811 | 28.322 | 16.0544 | 454.6921 | 0 | 0.0932 | 0.0009 | 0.0479 | 0.0442 | 0.004 | 0.1191 | 0.5106 | 0.0075 | 0.0285 | 0.057 | 0.0069 | 0.0025 | 0.0054 | 0.0042 | 0.0445 | 0.0015 | 0.031 | 0.0276 | 0.0287 | 0.0058 | 0.0034 | 0.2682 | 0 | 0 | 0.0032 | 0.0004 | 0.0012 | 0.9129 | 0 | 0
1f37113 | MBS | 3 | 10f_138032_419x226x576.dat | 0.0990;0.0990;0.2425 | 419;226;576 | (-0.4007;75.6915;52.1152) | 80 | 7.702 | 57 | 89.156 | 60 | Varibar | [5,133] | [30,30] | 0 | 10 | 80 | normal | none | 6.3534 | 3.6014 | 22.8811 | 28.322 | 16.0544 | 454.6921 | 0 | 0.0643 | 0.0008 | 0.0421 | 0.0344 | 0.0038 | 0.0954 | 0.4966 | 0.006 | 0.021 | 0.0496 | 0.0053 | 0.0021 | 0.0053 | 0.0039 | 0.0315 | 0.0016 | 0.0236 | 0.0202 | 0.0209 | 0.0051 | 0.0037 | 0.2592 | 0 | 0 | 0.0033 | 0.0004 | 0.0014 | 0.4753 | 0 | 0
1f37113 | MBS | 3 | 10f_138032_419x226x576.dat | 0.0990;0.0990;0.2425 | 419;226;576 | (-0.4007;75.6915;52.1152) | 80 | 8.502 | 60 | 89.156 | 60 | Varibar | [5,133] | [30,30] | 0 | 10 | 80 | normal | none | 6.3534 | 3.6014 | 22.8811 | 28.322 | 16.0544 | 454.6921 | 0 | 0.0635 | 0.0008 | 0.0407 | 0.033 | 0.0038 | 0.0873 | 0.56 | 0.0058 | 0.0198 | 0.0515 | 0.0051 | 0.0021 | 0.0053 | 0.0038 | 0.0301 | 0.0016 | 0.0221 | 0.0195 | 0.0197 | 0.0051 | 0.0037 | 0.2526 | 0 | 0 | 0.0033 | 0.0004 | 0.0014 | 0.5401 | 0 | 0
1f37113 | MBS | 4 | 10f_138032_419x226x576.dat | 0.0990;0.0990;0.2425 | 419;226;576 | (-0.4007;75.6915;52.1152) | 110 | 3.9 | 52 | 89.156 | 60 | Varibar | [5,133,110] | [30,30,100] | 0 | 20 | 80 | normal | none | 6.3534 | 3.6014 | 22.8811 | 28.322 | 16.0544 | 454.6921 | 0 | 0.078 | 0.0008 | 0.0444 | 0.0363 | 0.0038 | 0.1077 | 0.5325 | 0.0068 | 0.0237 | 0.0547 | 0.006 | 0.0023 | 0.0018 | 0.0041 | 0.0364 | 0.0015 | 0.0263 | 0.0238 | 0.0241 | 0.0056 | 0.0035 | 0.2593 | 0 | 0 | 0.0031 | 0.0004 | 0.0012 | 0.7055 | 0 | 0
1f37113 | MBS | 4 | 10f_138032_419x226x576.dat | 0.0990;0.0990;0.2425 | 419;226;576 | (-0.4007;75.6915;52.1152) | 110 | 7.85 | 62 | 89.156 | 60 | Varibar | [5,133,110] | [30,30,100] | 0 | 20 | 80 | normal | none | 6.3534 | 3.6014 | 22.8811 | 28.322 | 16.0544 | 454.6921 | 0 | 0.0653 | 0.0008 | 0.0402 | 0.032 | 0.0037 | 0.0891 | 0.4883 | 0.006 | 0.0203 | 0.0484 | 0.0052 | 0.0022 | 0.0017 | 0.0039 | 0.0299 | 0.0015 | 0.022 | 0.0199 | 0.0202 | 0.0052 | 0.0036 | 0.2434 | 0 | 0 | 0.0032 | 0.0004 | 0.0013 | 0.6094 | 0 | 0
1f37113 | MBS | 4 | 10f_138032_419x226x576.dat | 0.0990;0.0990;0.2425 | 419;226;576 | (-0.4007;75.6915;52.1152) | 110 | 9.9905 | 69 | 89.156 | 60 | Varibar | [5,133,110] | [30,30,100] | 0 | 20 | 80 | normal | none | 6.3534 | 3.6014 | 22.8811 | 28.322 | 16.0544 | 454.6921 | 0 | 0.0595 | 0.0007 | 0.0381 | 0.0292 | 0.0036 | 0.0853 | 0.4628 | 0.0057 | 0.0183 | 0.0469 | 0.0048 | 0.0021 | 0.0017 | 0.0039 | 0.0269 | 0.0015 | 0.0206 | 0.0182 | 0.0185 | 0.0051 | 0.0036 | 0.2056 | 0 | 0 | 0.0031 | 0.0004 | 0.0013 | 0.4708 | 0 | 0
1f37113 | MBS | 4 | 10f_138032_419x226x576.dat | 0.0990;0.0990;0.2425 | 419;226;576 | (-0.4007;75.6915;52.1152) | 60 | 2.5 | 38 | 89.156 | 60 | Varibar | [5,133,110] | [30,30,100] | 0 | 20 | 80 | normal | none | 6.3534 | 3.6014 | 22.8811 | 28.322 | 16.0544 | 454.6921 | 0 | 0.1242 | 0.001 | 0.0502 | 0.0542 | 0.0041 | 0.1559 | 0.8414 | 0.0089 | 0.04 | 0.0625 | 0.0085 | 0.0027 | 0.002 | 0.0043 | 0.0611 | 0.0014 | 0.0416 | 0.0367 | 0.0383 | 0.0063 | 0.0033 | 0.3703 | 0 | 0 | 0.0031 | 0.0004 | 0.0011 | 0.7133 | 0 | 0
1f37113 | MBS | 4 | 10f_138032_419x226x576.dat | 0.0990;0.0990;0.2425 | 419;226;576 | (-0.4007;75.6915;52.1152) | 60 | 5.7448 | 47 | 89.156 | 60 | Varibar | [5,133,110] | [30,30,100] | 0 | 20 | 80 | normal | none | 6.3534 | 3.6014 | 22.8811 | 28.322 | 16.0544 | 454.6921 | 0 | 0.0949 | 0.0008 | 0.0469 | 0.0436 | 0.004 | 0.1155 | 0.8436 | 0.007 | 0.0278 | 0.056 | 0.0063 | 0.0023 | 0.0018 | 0.004 | 0.0426 | 0.0016 | 0.0313 | 0.027 | 0.0274 | 0.0055 | 0.0036 | 0.3191 | 0 | 0 | 0.0033 | 0.0004 | 0.0014 | 0.9375 | 0 | 0
1f37113 | MBS | 4 | 10f_138032_419x226x576.dat | 0.0990;0.0990;0.2425 | 419;226;576 | (-0.4007;75.6915;52.1152) | 60 | 6.3535 | 49 | 89.156 | 60 | Varibar | [5,133,110] | [30,30,100] | 0 | 20 | 80 | normal | none | 6.3534 | 3.6014 | 22.8811 | 28.322 | 16.0544 | 454.6921 | 0 | 0.0805 | 0.0008 | 0.0468 | 0.042 | 0.004 | 0.1103 | 0.6923 | 0.0068 | 0.0264 | 0.0542 | 0.0061 | 0.0023 | 0.0017 | 0.004 | 0.0411 | 0.0016 | 0.0291 | 0.0252 | 0.0259 | 0.0055 | 0.0037 | 0.2506 | 0 | 0 | 0.0033 | 0.0004 | 0.0014 | 0.5607 | 0 | 0
1f37113 | MBS | 4 | 10f_138032_419x226x576.dat | 0.0990;0.0990;0.2425 | 419;226;576 | (-0.4007;75.6915;52.1152) | 80 | 2.9 | 44 | 89.156 | 60 | Varibar | [5,133,110] | [30,30,100] | 0 | 20 | 80 | normal | none | 6.3534 | 3.6014 | 22.8811 | 28.322 | 16.0544 | 454.6921 | 0 | 0.0985 | 0.0009 | 0.0481 | 0.0449 | 0.004 | 0.1189 | 0.5106 | 0.0078 | 0.0295 | 0.057 | 0.0071 | 0.0025 | 0.0019 | 0.0042 | 0.0468 | 0.0015 | 0.0316 | 0.0289 | 0.0304 | 0.0059 | 0.0034 | 0.2682 | 0 | 0 | 0.0032 | 0.0004 | 0.0012 | 0.9129 | 0 | 0
1f37113 | MBS | 4 | 10f_138032_419x226x576.dat | 0.0990;0.0990;0.2425 | 419;226;576 | (-0.4007;75.6915;52.1152) | 80 | 7.702 | 57 | 89.156 | 60 | Varibar | [5,133,110] | [30,30,100] | 0 | 20 | 80 | normal | none | 6.3534 | 3.6014 | 22.8811 | 28.322 | 16.0544 | 454.6921 | 0 | 0.0663 | 0.0008 | 0.0424 | 0.0352 | 0.0038 | 0.096 | 0.4966 | 0.0062 | 0.0218 | 0.0496 | 0.0054 | 0.0022 | 0.0017 | 0.0039 | 0.0328 | 0.0016 | 0.0243 | 0.0214 | 0.022 | 0.0053 | 0.0037 | 0.2589 | 0 | 0 | 0.0033 | 0.0004 | 0.0014 | 0.4753 | 0 | 0
1f37113 | MBS | 4 | 10f_138032_419x226x576.dat | 0.0990;0.0990;0.2425 | 419;226;576 | (-0.4007;75.6915;52.1152) | 80 | 8.502 | 60 | 89.156 | 60 | Varibar | [5,133,110] | [30,30,100] | 0 | 20 | 80 | normal | none | 6.3534 | 3.6014 | 22.8811 | 28.322 | 16.0544 | 454.6921 | 0 | 0.0668 | 0.0008 | 0.041 | 0.0339 | 0.0038 | 0.0881 | 0.56 | 0.0061 | 0.0206 | 0.0515 | 0.0052 | 0.0022 | 0.0016 | 0.0038 | 0.0314 | 0.0016 | 0.0228 | 0.0207 | 0.0208 | 0.0053 | 0.0037 | 0.2682 | 0 | 0 | 0.0033 | 0.0004 | 0.0014 | 0.5401 | 0 | 0
1f37113 | MBS | 5 | 10f_138032_419x226x576.dat | 0.0990;0.0990;0.2425 | 419;226;576 | (-0.4007;75.6915;52.1152) | 110 | 3.9 | 52 | 89.156 | 60 | Varibar | [5,133] | [30,30] | 0 | 10 | 80 | normal | none | 6.3534 | 3.6014 | 22.8811 | 28.322 | 16.0544 | 454.6921 | 0 | 0.0739 | 0.0008 | 0.0439 | 0.0357 | 0.0038 | 0.1078 | 0.5325 | 0.0066 | 0.0228 | 0.0547 | 0.0059 | 0.0023 | 0.0052 | 0.0041 | 0.0347 | 0.0015 | 0.0256 | 0.0226 | 0.0231 | 0.0054 | 0.0035 | 0.2514 | 0 | 0 | 0.0031 | 0.0004 | 0.0012 | 0.6528 | 0 | 0
1f37113 | MBS | 5 | 10f_138032_419x226x576.dat | 0.0990;0.0990;0.2425 | 419;226;576 | (-0.4007;75.6915;52.1152) | 110 | 7.85 | 62 | 89.156 | 60 | Varibar | [5,133] | [30,30] | 0 | 10 | 80 | normal | none | 6.3534 | 3.6014 | 22.8811 | 28.322 | 16.0544 | 454.6921 | 0 | 0.0634 | 0.0008 | 0.04 | 0.0312 | 0.0037 | 0.0877 | 0.4658 | 0.0058 | 0.0195 | 0.0484 | 0.0051 | 0.0021 | 0.0052 | 0.0039 | 0.0288 | 0.0015 | 0.0213 | 0.0189 | 0.0192 | 0.0051 | 0.0036 | 0.2425 | 0 | 0 | 0.0032 | 0.0004 | 0.0013 | 0.6042 | 0 | 0
1f37113 | MBS | 5 | 10f_138032_419x226x576.dat | 0.0990;0.0990;0.2425 | 419;226;576 | (-0.4007;75.6915;52.1152) | 110 | 9.9905 | 69 | 89.156 | 60 | Varibar | [5,133] | [30,30] | 0 | 10 | 80 | normal | none | 6.3534 | 3.6014 | 22.8811 | 28.322 | 16.0544 | 454.6921 | 0 | 0.0571 | 0.0007 | 0.0375 | 0.0284 | 0.0036 | 0.0836 | 0.4628 | 0.0055 | 0.0176 | 0.0469 | 0.0047 | 0.002 | 0.005 | 0.0039 | 0.0259 | 0.0015 | 0.02 | 0.0174 | 0.0176 | 0.0049 | 0.0036 | 0.2088 | 0 | 0 | 0.0031 | 0.0004 | 0.0013 | 0.5303 | 0 | 0
1f37113 | MBS | 5 | 10f_138032_419x226x576.dat | 0.0990;0.0990;0.2425 | 419;226;576 | (-0.4007;75.6915;52.1152) | 60 | 2.5 | 38 | 89.156 | 60 | Varibar | [5,133] | [30,30] | 0 | 10 | 80 | normal | none | 6.3534 | 3.6014 | 22.8811 | 28.322 | 16.0544 | 454.6921 | 0 | 0.1214 | 0.001 | 0.0501 | 0.0533 | 0.0041 | 0.1522 | 0.8414 | 0.0086 | 0.0384 | 0.0625 | 0.0083 | 0.0026 | 0.0054 | 0.0043 | 0.058 | 0.0014 | 0.0408 | 0.0347 | 0.037 | 0.0061 | 0.0033 | 0.3703 | 0 | 0 | 0.0031 | 0.0004 | 0.0011 | 0.7133 | 0 | 0
1f37113 | MBS | 5 | 10f_138032_419x226x576.dat | 0.0990;0.0990;0.2425 | 419;226;576 | (-0.4007;75.6915;52.1152) | 60 | 5.7448 | 47 | 89.156 | 60 | Varibar | [5,133] | [30,30] | 0 | 10 | 80 | normal | none | 6.3534 | 3.6014 | 22.8811 | 28.322 | 16.0544 | 454.6921 | 0 | 0.0896 | 0.0008 | 0.0466 | 0.0427 | 0.004 | 0.114 | 0.8436 | 0.0068 | 0.0268 | 0.0559 | 0.0062 | 0.0023 | 0.0054 | 0.004 | 0.0401 | 0.0016 | 0.0305 | 0.0255 | 0.0261 | 0.0054 | 0.0036 | 0.3191 | 0 | 0 | 0.0033 | 0.0004 | 0.0013 | 0.9375 | 0 | 0
1f37113 | MBS | 5 | 10f_138032_419x226x576.dat | 0.0990;0.0990;0.2425 | 419;226;576 | (-0.4007;75.6915;52.1152) | 60 | 6.3535 | 49 | 89.156 | 60 | Varibar | [5,133] | [30,30] | 0 | 10 | 80 | normal | none | 6.3534 | 3.6014 | 22.8811 | 28.322 | 16.0544 | 454.6921 | 0 | 0.0773 | 0.0008 | 0.0462 | 0.0413 | 0.004 | 0.1089 | 0.6923 | 0.0066 | 0.0254 | 0.0542 | 0.006 | 0.0022 | 0.0054 | 0.004 | 0.0388 | 0.0016 | 0.0286 | 0.0239 | 0.0247 | 0.0053 | 0.0036 | 0.2497 | 0 | 0 | 0.0033 | 0.0004 | 0.0014 | 0.5607 | 0 | 0
1f37113 | MBS | 5 | 10f_138032_419x226x576.dat | 0.0990;0.0990;0.2425 | 419;226;576 | (-0.4007;75.6915;52.1152) | 80 | 2.9 | 44 | 89.156 | 60 | Varibar | [5,133] | [30,30] | 0 | 10 | 80 | normal | none | 6.3534 | 3.6014 | 22.8811 | 28.322 | 16.0544 | 454.6921 | 0 | 0.0932 | 0.0009 | 0.0479 | 0.0442 | 0.004 | 0.1191 | 0.5106 | 0.0075 | 0.0285 | 0.057 | 0.0069 | 0.0025 | 0.0054 | 0.0042 | 0.0445 | 0.0015 | 0.031 | 0.0276 | 0.0287 | 0.0058 | 0.0034 | 0.2682 | 0 | 0 | 0.0032 | 0.0004 | 0.0012 | 0.9129 | 0 | 0
1f37113 | MBS | 5 | 10f_138032_419x226x576.dat | 0.0990;0.0990;0.2425 | 419;226;576 | (-0.4007;75.6915;52.1152) | 80 | 7.702 | 57 | 89.156 | 60 | Varibar | [5,133] | [30,30] | 0 | 10 | 80 | normal | none | 6.3534 | 3.6014 | 22.8811 | 28.322 | 16.0544 | 454.6921 | 0 | 0.0643 | 0.0008 | 0.0421 | 0.0344 | 0.0038 | 0.0954 | 0.4966 | 0.006 | 0.021 | 0.0496 | 0.0053 | 0.0021 | 0.0053 | 0.0039 | 0.0315 | 0.0016 | 0.0236 | 0.0202 | 0.0209 | 0.0051 | 0.0037 | 0.2592 | 0 | 0 | 0.0033 | 0.0004 | 0.0014 | 0.4753 | 0 | 0
1f37113 | MBS | 5 | 10f_138032_419x226x576.dat | 0.0990;0.0990;0.2425 | 419;226;576 | (-0.4007;75.6915;52.1152) | 80 | 8.502 | 60 | 89.156 | 60 | Varibar | [5,133] | [30,30] | 0 | 10 | 80 | normal | none | 6.3534 | 3.6014 | 22.8811 | 28.322 | 16.0544 | 454.6921 | 0 | 0.0635 | 0.0008 | 0.0407 | 0.033 | 0.0038 | 0.0873 | 0.56 | 0.0058 | 0.0198 | 0.0515 | 0.0051 | 0.0021 | 0.0053 | 0.0038 | 0.0301 | 0.0016 | 0.0221 | 0.0195 | 0.0197 | 0.0051 | 0.0037 | 0.2526 | 0 | 0 | 0.0033 | 0.0004 | 0.0014 | 0.5401 | 0 | 0
1f37113 | MBS | 6 | 10f_138032_419x226x576.dat | 0.0990;0.0990;0.2425 | 419;226;576 | (-0.4007;75.6915;52.1152) | 110 | 3.9 | 52 | 89.156 | 60 | Varibar | [5,133,110] | [30,30,100] | 0 | 20 | 80 | normal | none | 6.3534 | 3.6014 | 22.8811 | 28.322 | 16.0544 | 454.6921 | 0 | 0.0782 | 0.0008 | 0.0444 | 0.0363 | 0.0038 | 0.1077 | 0.5325 | 0.0068 | 0.0237 | 0.0547 | 0.006 | 0.0023 | 0.0018 | 0.0041 | 0.0364 | 0.0015 | 0.0263 | 0.0238 | 0.0241 | 0.0056 | 0.0035 | 0.2593 | 0 | 0 | 0.0031 | 0.0004 | 0.0012 | 0.7055 | 0 | 0
1f37113 | MBS | 6 | 10f_138032_419x226x576.dat | 0.0990;0.0990;0.2425 | 419;226;576 | (-0.4007;75.6915;52.1152) | 110 | 7.85 | 62 | 89.156 | 60 | Varibar | [5,133,110] | [30,30,100] | 0 | 20 | 80 | normal | none | 6.3534 | 3.6014 | 22.8811 | 28.322 | 16.0544 | 454.6921 | 0 | 0.0653 | 0.0008 | 0.0402 | 0.032 | 0.0037 | 0.0891 | 0.4883 | 0.006 | 0.0203 | 0.0484 | 0.0052 | 0.0022 | 0.0017 | 0.0039 | 0.0299 | 0.0015 | 0.022 | 0.0199 | 0.0202 | 0.0052 | 0.0036 | 0.2434 | 0 | 0 | 0.0032 | 0.0004 | 0.0013 | 0.6094 | 0 | 0
1f37113 | MBS | 6 | 10f_138032_419x226x576.dat | 0.0990;0.0990;0.2425 | 419;226;576 | (-0.4007;75.6915;52.1152) | 110 | 9.9905 | 69 | 89.156 | 60 | Varibar | [5,133,110] | [30,30,100] | 0 | 20 | 80 | normal | none | 6.3534 | 3.6014 | 22.8811 | 28.322 | 16.0544 | 454.6921 | 0 | 0.0595 | 0.0007 | 0.0381 | 0.0292 | 0.0036 | 0.0853 | 0.4628 | 0.0057 | 0.0183 | 0.0469 | 0.0048 | 0.0021 | 0.0017 | 0.0039 | 0.0269 | 0.0015 | 0.0206 | 0.0182 | 0.0185 | 0.0051 | 0.0036 | 0.2056 | 0 | 0 | 0.0031 | 0.0004 | 0.0013 | 0.4708 | 0 | 0
1f37113 | MBS | 6 | 10f_138032_419x226x576.dat | 0.0990;0.0990;0.2425 | 419;226;576 | (-0.4007;75.6915;52.1152) | 60 | 2.5 | 38 | 89.156 | 60 | Varibar | [5,133,110] | [30,30,100] | 0 | 20 | 80 | normal | none | 6.3534 | 3.6014 | 22.8811 | 28.322 | 16.0544 | 454.6921 | 0 | 0.1242 | 0.001 | 0.0502 | 0.0542 | 0.0041 | 0.1559 | 0.8414 | 0.0089 | 0.04 | 0.0625 | 0.0085 | 0.0027 | 0.002 | 0.0043 | 0.0611 | 0.0014 | 0.0416 | 0.0367 | 0.0383 | 0.0063 | 0.0033 | 0.3703 | 0 | 0 | 0.0031 | 0.0004 | 0.0011 | 0.7133 | 0 | 0
1f37113 | MBS | 6 | 10f_138032_419x226x576.dat | 0.0990;0.0990;0.2425 | 419;226;576 | (-0.4007;75.6915;52.1152) | 60 | 5.7448 | 47 | 89.156 | 60 | Varibar | [5,133,110] | [30,30,100] | 0 | 20 | 80 | normal | none | 6.3534 | 3.6014 | 22.8811 | 28.322 | 16.0544 | 454.6921 | 0 | 0.0949 | 0.0008 | 0.0469 | 0.0436 | 0.004 | 0.1155 | 0.8436 | 0.007 | 0.0278 | 0.056 | 0.0063 | 0.0023 | 0.0018 | 0.004 | 0.0426 | 0.0016 | 0.0313 | 0.027 | 0.0274 | 0.0055 | 0.0036 | 0.3191 | 0 | 0 | 0.0033 | 0.0004 | 0.0014 | 0.9375 | 0 | 0
1f37113 | MBS | 6 | 10f_138032_419x226x576.dat | 0.0990;0.0990;0.2425 | 419;226;576 | (-0.4007;75.6915;52.1152) | 60 | 6.3535 | 49 | 89.156 | 60 | Varibar | [5,133,110] | [30,30,100] | 0 | 20 | 80 | normal | none | 6.3534 | 3.6014 | 22.8811 | 28.322 | 16.0544 | 454.6921 | 0 | 0.0805 | 0.0008 | 0.0468 | 0.042 | 0.004 | 0.1103 | 0.6923 | 0.0068 | 0.0264 | 0.0542 | 0.0061 | 0.0023 | 0.0017 | 0.004 | 0.0411 | 0.0016 | 0.0291 | 0.0252 | 0.0259 | 0.0055 | 0.0037 | 0.2506 | 0 | 0 | 0.0033 | 0.0004 | 0.0014 | 0.5607 | 0 | 0
1f37113 | MBS | 6 | 10f_138032_419x226x576.dat | 0.0990;0.0990;0.2425 | 419;226;576 | (-0.4007;75.6915;52.1152) | 80 | 2.9 | 44 | 89.156 | 60 | Varibar | [5,133,110] | [30,30,100] | 0 | 20 | 80 | normal | none | 6.3534 | 3.6014 | 22.8811 | 28.322 | 16.0544 | 454.6921 | 0 | 0.0985 | 0.0009 | 0.0481 | 0.0449 | 0.004 | 0.1189 | 0.5106 | 0.0078 | 0.0295 | 0.057 | 0.0071 | 0.0025 | 0.0019 | 0.0042 | 0.0468 | 0.0015 | 0.0316 | 0.0289 | 0.0304 | 0.0059 | 0.0034 | 0.2682 | 0 | 0 | 0.0032 | 0.0004 | 0.0012 | 0.9129 | 0 | 0
1f37113 | MBS | 6 | 10f_138032_419x226x576.dat | 0.0990;0.0990;0.2425 | 419;226;576 | (-0.4007;75.6915;52.1152) | 80 | 7.702 | 57 | 89.156 | 60 | Varibar | [5,133,110] | [30,30,100] | 0 | 20 | 80 | normal | none | 6.3534 | 3.6014 | 22.8811 | 28.322 | 16.0544 | 454.6921 | 0 | 0.0663 | 0.0008 | 0.0424 | 0.0352 | 0.0038 | 0.096 | 0.4966 | 0.0062 | 0.0218 | 0.0496 | 0.0054 | 0.0022 | 0.0017 | 0.0039 | 0.0328 | 0.0016 | 0.0243 | 0.0214 | 0.022 | 0.0053 | 0.0037 | 0.2589 | 0 | 0 | 0.0033 | 0.0004 | 0.0014 | 0.4753 | 0 | 0
1f37113 | MBS | 6 | 10f_138032_419x226x576.dat | 0.0990;0.0990;0.2425 | 419;226;576 | (-0.4007;75.6915;52.1152) | 80 | 8.502 | 60 | 89.156 | 60 | Varibar | [5,133,110] | [30,30,100] | 0 | 20 | 80 | normal | none | 6.3534 | 3.6014 | 22.8811 | 28.322 | 16.0544 | 454.6921 | 0 | 0.0668 | 0.0008 | 0.041 | 0.0339 | 0.0038 | 0.0881 | 0.56 | 0.0061 | 0.0206 | 0.0515 | 0.0052 | 0.0022 | 0.0016 | 0.0038 | 0.0314 | 0.0016 | 0.0228 | 0.0207 | 0.0208 | 0.0053 | 0.0037 | 0.2682 | 0 | 0 | 0.0033 | 0.0004 | 0.0014 | 0.5401 | 0 | 0
1f37113 | MBS | 1 | 10m_138032_419x226x576.dat | 0.0990;0.0990;0.2425 | 419;226;576 | (-0.4007;75.6915;49.4058) | 110 | 3.9 | 52 | 89.156 | 60 | Varibar | [5] | [0] | 0 | 10 | 80 | normal | none | 6.3534 | 11.0937 | 70.4824 | 28.322 | 49.4536 | 1400.6249 | 0 | 0.0202 | 0.0006 | 0.0067 | 0.0119 | 0.0057 | 0.0279 | 0.7267 | 0.002 | 0.0071 | 0.0282 | 0.0013 | 0.0009 | 0.0052 | 0.0089 | 0.0105 | 0.0024 | 0.008 | 0.0077 | 0.0066 | 0.004 | 0.0058 | 0.1483 | 0 | 0 | 0.0039 | 0.0004 | 0.0011 | 0.5134 | 0 | 0
1f37113 | MBS | 1 | 10m_138032_419x226x576.dat | 0.0990;0.0990;0.2425 | 419;226;576 | (-0.4007;75.6915;49.4058) | 110 | 7.85 | 62 | 89.156 | 60 | Varibar | [5] | [0] | 0 | 10 | 80 | normal | none | 6.3534 | 11.0937 | 70.4824 | 28.322 | 49.4536 | 1400.6249 | 0 | 0.018 | 0.0006 | 0.0068 | 0.0102 | 0.0054 | 0.0248 | 0.4488 | 0.0019 | 0.0061 | 0.0297 | 0.0012 | 0.0009 | 0.0049 | 0.0091 | 0.009 | 0.0025 | 0.0069 | 0.0067 | 0.0058 | 0.0037 | 0.0059 | 0.1036 | 0 | 0 | 0.0039 | 0.0004 | 0.0012 | 0.558 | 0 | 0
1f37113 | MBS | 1 | 10m_138032_419x226x576.dat | 0.0990;0.0990;0.2425 | 419;226;576 | (-0.4007;75.6915;49.4058) | 110 | 9.9905 | 69 | 89.156 | 60 | Varibar | [5] | [0] | 0 | 10 | 80 | normal | none | 6.3534 | 11.0937 | 70.4824 | 28.322 | 49.4536 | 1400.6249 | 0 | 0.017 | 0.0006 | 0.0067 | 0.0094 | 0.0052 | 0.0238 | 0.5398 | 0.0018 | 0.0057 | 0.0292 | 0.0012 | 0.0009 | 0.0048 | 0.0089 | 0.0083 | 0.0024 | 0.0063 | 0.0063 | 0.0054 | 0.0035 | 0.0058 | 0.0933 | 0 | 0 | 0.0038 | 0.0004 | 0.0012 | 0.4384 | 0 | 0
1f37113 | MBS | 1 | 10m_138032_419x226x576.dat | 0.0990;0.0990;0.2425 | 419;226;576 | (-0.4007;75.6915;49.4058) | 60 | 2.5 | 38 | 89.156 | 60 | Varibar | [5] | [0] | 0 | 10 | 80 | normal | none | 6.3534 | 11.0937 | 70.4824 | 28.322 | 49.4536 | 1400.6249 | 0 | 0.0269 | 0.0007 | 0.0065 | 0.018 | 0.0063 | 0.0351 | 0 | 0.0023 | 0.0099 | 0.0271 | 0.0014 | 0.0009 | 0.0058 | 0.0088 | 0.0149 | 0.0024 | 0.0118 | 0.0109 | 0.009 | 0.0046 | 0.0057 | 0.2163 | 0 | 0 | 0.0039 | 0.0004 | 0.001 | 1 | 0 | 0
1f37113 | MBS | 1 | 10m_138032_419x226x576.dat | 0.0990;0.0990;0.2425 | 419;226;576 | (-0.4007;75.6915;49.4058) | 60 | 5.7448 | 47 | 89.156 | 60 | Varibar | [5] | [0] | 0 | 10 | 80 | normal | none | 6.3534 | 11.0937 | 70.4824 | 28.322 | 49.4536 | 1400.6249 | 0 | 0.0214 | 0.0006 | 0.0074 | 0.013 | 0.0059 | 0.0291 | 1 | 0.002 | 0.0075 | 0.0314 | 0.0013 | 0.0009 | 0.0053 | 0.0097 | 0.0111 | 0.0026 | 0.0086 | 0.0082 | 0.0069 | 0.004 | 0.0059 | 0.1623 | 0 | 0 | 0.0041 | 0.0004 | 0.0012 | 0 | 0 | 0
1f37113 | MBS | 1 | 10m_138032_419x226x576.dat | 0.0990;0.0990;0.2425 | 419;226;576 | (-0.4007;75.6915;49.4058) | 60 | 6.3535 | 49 | 89.156 | 60 | Varibar | [5] | [0] | 0 | 10 | 80 | normal | none | 6.3534 | 11.0937 | 70.4824 | 28.322 | 49.4536 | 1400.6249 | 0 | 0.021 | 0.0006 | 0.0074 | 0.0124 | 0.0059 | 0.0278 | 0.6916 | 0.002 | 0.0072 | 0.0319 | 0.0013 | 0.0009 | 0.0053 | 0.0097 | 0.0106 | 0.0026 | 0.0083 | 0.0079 | 0.0066 | 0.0039 | 0.006 | 0.1451 | 0 | 0 | 0.0041 | 0.0004 | 0.0013 | 0.9986 | 0 | 0
1f37113 | MBS | 1 | 10m_138032_419x226x576.dat | 0.0990;0.0990;0.2425 | 419;226;576 | (-0.4007;75.6915;49.4058) | 80 | 2.9 | 44 | 89.156 | 60 | Varibar | [5] | [0] | 0 | 10 | 80 | normal | none | 6.3534 | 11.0937 | 70.4824 | 28.322 | 49.4536 | 1400.6249 | 0 | 0.0236 | 0.0006 | 0.0066 | 0.0144 | 0.006 | 0.0315 | 0.9016 | 0.0021 | 0.0083 | 0.0282 | 0.0014 | 0.0009 | 0.0056 | 0.009 | 0.0123 | 0.0024 | 0.0096 | 0.0092 | 0.0077 | 0.0043 | 0.0058 | 0.1636 | 0 | 0 | 0.0039 | 0.0004 | 0.0011 | 0.9298 | 0 | 0
1f37113 | MBS | 1 | 10m_138032_419x226x576.dat | 0.0990;0.0990;0.2425 | 419;226;576 | (-0.4007;75.6915;49.4058) | 80 | 7.702 | 57 | 89.156 | 60 | Varibar | [5] | [0] | 0 | 10 | 80 | normal | none | 6.3534 | 11.0937 | 70.4824 | 28.322 | 49.4536 | 1400.6249 | 0 | 0.0188 | 0.0006 | 0.0072 | 0.0108 | 0.0056 | 0.0254 | 0.4075 | 0.0019 | 0.0064 | 0.0313 | 0.0012 | 0.0009 | 0.0051 | 0.0095 | 0.0094 | 0.0025 | 0.0072 | 0.0071 | 0.006 | 0.0038 | 0.006 | 0.1239 | 0 | 0 | 0.004 | 0.0004 | 0.0013 | 0.7329 | 0 | 0
1f37113 | MBS | 1 | 10m_138032_419x226x576.dat | 0.0990;0.0990;0.2425 | 419;226;576 | (-0.4007;75.6915;49.4058) | 80 | 8.502 | 60 | 89.156 | 60 | Varibar | [5] | [0] | 0 | 10 | 80 | normal | none | 6.3534 | 11.0937 | 70.4824 | 28.322 | 49.4536 | 1400.6249 | 0 | 0.0183 | 0.0006 | 0.0071 | 0.0104 | 0.0055 | 0.0246 | 0.7439 | 0.0019 | 0.0062 | 0.0309 | 0.0012 | 0.0009 | 0.005 | 0.0094 | 0.0091 | 0.0025 | 0.007 | 0.0069 | 0.0059 | 0.0037 | 0.006 | 0.1092 | 0 | 0 | 0.004 | 0.0004 | 0.0013 | 0.6309 | 0 | 0
1f37113 | MBS | 2 | 10m_138032_419x226x576.dat | 0.0990;0.0990;0.2425 | 419;226;576 | (-0.4007;75.6915;52.1152) | 110 | 3.9 | 52 | 89.156 | 60 | Varibar | [5] | [0] | 0 | 10 | 80 | normal | none | 6.3534 | 3.6014 | 22.8811 | 28.322 | 16.0544 | 454.6921 | 0 | 0.0732 | 0.0008 | 0.0427 | 0.0354 | 0.0038 | 0.106 | 1 | 0.0065 | 0.0226 | 0.0541 | 0.0058 | 0.0023 | 0.005 | 0.0054 | 0.0343 | 0.0015 | 0.0256 | 0.0223 | 0.0227 | 0.0054 | 0.0035 | 0.3056 | 0 | 0 | 0.0032 | 0.0004 | 0.0012 | 0.8494 | 0 | 0
1f37113 | MBS | 2 | 10m_138032_419x226x576.dat | 0.0990;0.0990;0.2425 | 419;226;576 | (-0.4007;75.6915;52.1152) | 110 | 7.85 | 62 | 89.156 | 60 | Varibar | [5] | [0] | 0 | 10 | 80 | normal | none | 6.3534 | 3.6014 | 22.8811 | 28.322 | 16.0544 | 454.6921 | 0 | 0.0635 | 0.0008 | 0.0388 | 0.0312 | 0.0037 | 0.0873 | 0.4742 | 0.0057 | 0.0193 | 0.0478 | 0.005 | 0.0021 | 0.005 | 0.0055 | 0.0284 | 0.0015 | 0.0212 | 0.0186 | 0.019 | 0.005 | 0.0036 | 0.2172 | 0 | 0 | 0.0032 | 0.0004 | 0.0013 | 1 | 0 | 0
1f37113 | MBS | 2 | 10m_138032_419x226x576.dat | 0.0990;0.0990;0.2425 | 419;226;576 | (-0.4007;75.6915;52.1152) | 110 | 9.9905 | 69 | 89.156 | 60 | Varibar | [5] | [0] | 0 | 10 | 80 | normal | none | 6.3534 | 3.6014 | 22.8811 | 28.322 | 16.0544 | 454.6921 | 0 | 0.0558 | 0.0007 | 0.0367 | 0.0279 | 0.0035 | 0.0829 | 1 | 0.0054 | 0.0174 | 0.0466 | 0.0047 | 0.002 | 0.0049 | 0.0054 | 0.0256 | 0.0015 | 0.0197 | 0.0172 | 0.0173 | 0.0049 | 0.0036 | 0.2141 | 0 | 0 | 0.0032 | 0.0004 | 0.0013 | 1 | 0 | 0
1f37113 | MBS | 2 | 10m_138032_419x226x576.dat | 0.0990;0.0990;0.2425 | 419;226;576 | (-0.4007;75.6915;52.1152) | 60 | 2.5 | 38 | 89.156 | 60 | Varibar | [5] | [0] | 0 | 10 | 80 | normal | none | 6.3534 | 3.6014 | 22.8811 | 28.322 | 16.0544 | 454.6921 | 0 | 0.1175 | 0.0009 | 0.0501 | 0.0529 | 0.0041 | 0.1516 | 1 | 0.0085 | 0.0384 | 0.0621 | 0.0083 | 0.0026 | 0.0052 | 0.0053 | 0.0579 | 0.0014 | 0.0403 | 0.0343 | 0.0364 | 0.0061 | 0.0033 | 0.3653 | 0 | 0 | 0.0032 | 0.0004 | 0.0011 | 1 | 0 | 0
1f37113 | MBS | 2 | 10m_138032_419x226x576.dat | 0.0990;0.0990;0.2425 | 419;226;576 | (-0.4007;75.6915;52.1152) | 60 | 5.7448 | 47 | 89.156 | 60 | Varibar | [5] | [0] | 0 | 10 | 80 | normal | none | 6.3534 | 3.6014 | 22.8811 | 28.322 | 16.0544 | 454.6921 | 0 | 0.0914 | 0.0008 | 0.0452 | 0.0424 | 0.004 | 0.1138 | 0.7413 | 0.0067 | 0.0266 | 0.0552 | 0.0061 | 0.0022 | 0.0052 | 0.0059 | 0.0398 | 0.0016 | 0.03 | 0.0251 | 0.0256 | 0.0053 | 0.0036 | 0.3835 | 0 | 0 | 0.0034 | 0.0004 | 0.0013 | 0 | 0 | 0
1f37113 | MBS | 2 | 10m_138032_419x226x576.dat | 0.0990;0.0990;0.2425 | 419;226;576 | (-0.4007;75.6915;52.1152) | 60 | 6.3535 | 49 | 89.156 | 60 | Varibar | [5] | [0] | 0 | 10 | 80 | normal | none | 6.3534 | 3.6014 | 22.8811 | 28.322 | 16.0544 | 454.6921 | 0 | 0.0775 | 0.0008 | 0.0444 | 0.0409 | 0.004 | 0.1092 | 0.8543 | 0.0065 | 0.0252 | 0.0537 | 0.0059 | 0.0022 | 0.0052 | 0.0059 | 0.0386 | 0.0016 | 0.0285 | 0.0235 | 0.0242 | 0.0053 | 0.0036 | 0.2883 | 0 | 0 | 0.0034 | 0.0004 | 0.0014 | 1 | 0 | 0
1f37113 | MBS | 2 | 10m_138032_419x226x576.dat | 0.0990;0.0990;0.2425 | 419;226;576 | (-0.4007;75.6915;52.1152) | 80 | 2.9 | 44 | 89.156 | 60 | Varibar | [5] | [0] | 0 | 10 | 80 | normal | none | 6.3534 | 3.6014 | 22.8811 | 28.322 | 16.0544 | 454.6921 | 0 | 0.0957 | 0.0009 | 0.0468 | 0.0438 | 0.004 | 0.1191 | 1 | 0.0074 | 0.0283 | 0.057 | 0.0068 | 0.0024 | 0.0052 | 0.0054 | 0.0439 | 0.0015 | 0.0309 | 0.0271 | 0.0281 | 0.0057 | 0.0034 | 0.4452 | 0 | 0 | 0.0033 | 0.0004 | 0.0012 | 0 | 0 | 0
1f37113 | MBS | 2 | 10m_138032_419x226x576.dat | 0.0990;0.0990;0.2425 | 419;226;576 | (-0.4007;75.6915;52.1152) | 80 | 7.702 | 57 | 89.156 | 60 | Varibar | [5] | [0] | 0 | 10 | 80 | normal | none | 6.3534 | 3.6014 | 22.8811 | 28.322 | 16.0544 | 454.6921 | 0 | 0.0657 | 0.0008 | 0.0409 | 0.0341 | 0.0038 | 0.094 | 1 | 0.0059 | 0.0208 | 0.049 | 0.0052 | 0.0021 | 0.0051 | 0.0058 | 0.0313 | 0.0016 | 0.0235 | 0.02 | 0.0206 | 0.0051 | 0.0037 | 0.2723 | 0 | 0 | 0.0033 | 0.0004 | 0.0014 | 1 | 0 | 0
1f37113 | MBS | 2 | 10m_138032_419x226x576.dat | 0.0990;0.0990;0.2425 | 419;226;576 | (-0.4007;75.6915;52.1152) | 80 | 8.502 | 60 | 89.156 | 60 | Varibar | [5] | [0] | 0 | 10 | 80 | normal | none | 6.3534 | 3.6014 | 22.8811 | 28.322 | 16.0544 | 454.6921 | 0 | 0.0637 | 0.0008 | 0.0396 | 0.0328 | 0.0038 | 0.0862 | 0.8225 | 0.0058 | 0.0195 | 0.0509 | 0.005 | 0.0021 | 0.0051 | 0.0058 | 0.0297 | 0.0016 | 0.022 | 0.0192 | 0.0195 | 0.005 | 0.0037 | 0.2827 | 0 | 0 | 0.0033 | 0.0004 | 0.0014 | 0 | 0 | 0
1f37113 | MBS | 3 | 10m_138032_419x226x576.dat | 0.0990;0.0990;0.2425 | 419;226;576 | (-0.4007;75.6915;52.1152) | 110 | 3.9 | 52 | 89.156 | 60 | Varibar | [5,133] | [30,30] | 0 | 10 | 80 | normal | none | 6.3534 | 3.6014 | 22.8811 | 28.322 | 16.0544 | 454.6921 | 0 | 0.0743 | 0.0008 | 0.0442 | 0.0357 | 0.0038 | 0.1077 | 1 | 0.0066 | 0.0228 | 0.0549 | 0.0059 | 0.0023 | 0.0051 | 0.0041 | 0.0345 | 0.0015 | 0.0258 | 0.0226 | 0.0231 | 0.0054 | 0.0035 | 0.2983 | 0 | 0 | 0.0032 | 0.0004 | 0.0012 | 0.8494 | 0 | 0
1f37113 | MBS | 3 | 10m_138032_419x226x576.dat | 0.0990;0.0990;0.2425 | 419;226;576 | (-0.4007;75.6915;52.1152) | 110 | 7.85 | 62 | 89.156 | 60 | Varibar | [5,133] | [30,30] | 0 | 10 | 80 | normal | none | 6.3534 | 3.6014 | 22.8811 | 28.322 | 16.0544 | 454.6921 | 0 | 0.0643 | 0.0008 | 0.04 | 0.0315 | 0.0037 | 0.0877 | 0.4742 | 0.0058 | 0.0195 | 0.0483 | 0.0051 | 0.0021 | 0.005 | 0.0039 | 0.0288 | 0.0015 | 0.0215 | 0.0189 | 0.0193 | 0.0051 | 0.0036 | 0.2215 | 0 | 0 | 0.0032 | 0.0004 | 0.0013 | 1 | 0 | 0
1f37113 | MBS | 3 | 10m_138032_419x226x576.dat | 0.0990;0.0990;0.2425 | 419;226;576 | (-0.4007;75.6915;52.1152) | 110 | 9.9905 | 69 | 89.156 | 60 | Varibar | [5,133] | [30,30] | 0 | 10 | 80 | normal | none | 6.3534 | 3.6014 | 22.8811 | 28.322 | 16.0544 | 454.6921 | 0 | 0.0564 | 0.0007 | 0.0376 | 0.0283 | 0.0036 | 0.084 | 0.7138 | 0.0055 | 0.0176 | 0.0471 | 0.0047 | 0.002 | 0.0049 | 0.0039 | 0.0259 | 0.0015 | 0.02 | 0.0174 | 0.0176 | 0.0049 | 0.0036 | 0.2099 | 0 | 0 | 0.0032 | 0.0004 | 0.0013 | 1 | 0 | 0
1f37113 | MBS | 3 | 10m_138032_419x226x576.dat | 0.0990;0.0990;0.2425 | 419;226;576 | (-0.4007;75.6915;52.1152) | 60 | 2.5 | 38 | 89.156 | 60 | Varibar | [5,133] | [30,30] | 0 | 10 | 80 | normal | none | 6.3534 | 3.6014 | 22.8811 | 28.322 | 16.0544 | 454.6921 | 0 | 0.1211 | 0.001 | 0.0508 | 0.0529 | 0.0041 | 0.1529 | 1 | 0.0086 | 0.0386 | 0.0624 | 0.0083 | 0.0026 | 0.0052 | 0.0043 | 0.0587 | 0.0014 | 0.0409 | 0.0347 | 0.0369 | 0.0061 | 0.0033 | 0.3653 | 0 | 0 | 0.0032 | 0.0004 | 0.0011 | 1 | 0 | 0
1f37113 | MBS | 3 | 10m_138032_419x226x576.dat | 0.0990;0.0990;0.2425 | 419;226;576 | (-0.4007;75.6915;52.1152) | 60 | 5.7448 | 47 | 89.156 | 60 | Varibar | [5,133] | [30,30] | 0 | 10 | 80 | normal | none | 6.3534 | 3.6014 | 22.8811 | 28.322 | 16.0544 | 454.6921 | 0 | 0.0915 | 0.0008 | 0.0466 | 0.0427 | 0.004 | 0.1152 | 0.7413 | 0.0068 | 0.0269 | 0.0559 | 0.0062 | 0.0023 | 0.0052 | 0.004 | 0.0402 | 0.0016 | 0.0303 | 0.0256 | 0.026 | 0.0054 | 0.0036 | 0.3835 | 0 | 0 | 0.0034 | 0.0004 | 0.0013 | 0 | 0 | 0
1f37113 | MBS | 3 | 10m_138032_419x226x576.dat | 0.0990;0.0990;0.2425 | 419;226;576 | (-0.4007;75.6915;52.1152) | 60 | 6.3535 | 49 | 89.156 | 60 | Varibar | [5,133] | [30,30] | 0 | 10 | 80 | normal | none | 6.3534 | 3.6014 | 22.8811 | 28.322 | 16.0544 | 454.6921 | 0 | 0.078 | 0.0008 | 0.0462 | 0.0413 | 0.004 | 0.11 | 0.8543 | 0.0066 | 0.0255 | 0.0543 | 0.0059 | 0.0022 | 0.0052 | 0.004 | 0.0389 | 0.0016 | 0.0287 | 0.0239 | 0.0247 | 0.0053 | 0.0036 | 0.2883 | 0 | 0 | 0.0034 | 0.0004 | 0.0014 | 1 | 0 | 0
1f37113 | MBS | 3 | 10m_138032_419x226x576.dat | 0.0990;0.0990;0.2425 | 419;226;576 | (-0.4007;75.6915;52.1152) | 80 | 2.9 | 44 | 89.156 | 60 | Varibar | [5,133] | [30,30] | 0 | 10 | 80 | normal | none | 6.3534 | 3.6014 | 22.8811 | 28.322 | 16.0544 | 454.6921 | 0 | 0.0972 | 0.0009 | 0.0477 | 0.044 | 0.004 | 0.1184 | 1 | 0.0075 | 0.0285 | 0.0572 | 0.0069 | 0.0025 | 0.0052 | 0.0042 | 0.0445 | 0.0015 | 0.0313 | 0.0275 | 0.0286 | 0.0058 | 0.0034 | 0.4548 | 0 | 0 | 0.0033 | 0.0004 | 0.0012 | 0 | 0 | 0
1f37113 | MBS | 3 | 10m_138032_419x226x576.dat | 0.0990;0.0990;0.2425 | 419;226;576 | (-0.4007;75.6915;52.1152) | 80 | 7.702 | 57 | 89.156 | 60 | Varibar | [5,133] | [30,30] | 0 | 10 | 80 | normal | none | 6.3534 | 3.6014 | 22.8811 | 28.322 | 16.0544 | 454.6921 | 0 | 0.0664 | 0.0008 | 0.0423 | 0.0345 | 0.0038 | 0.0948 | 1 | 0.006 | 0.0211 | 0.0495 | 0.0053 | 0.0021 | 0.0051 | 0.0039 | 0.0316 | 0.0016 | 0.0238 | 0.0203 | 0.021 | 0.0052 | 0.0037 | 0.2722 | 0 | 0 | 0.0033 | 0.0004 | 0.0014 | 1 | 0 | 0
1f37113 | MBS | 3 | 10m_138032_419x226x576.dat | 0.0990;0.0990;0.2425 | 419;226;576 | (-0.4007;75.6915;52.1152) | 80 | 8.502 | 60 | 89.156 | 60 | Varibar | [5,133] | [30,30] | 0 | 10 | 80 | normal | none | 6.3534 | 3.6014 | 22.8811 | 28.322 | 16.0544 | 454.6921 | 0 | 0.0641 | 0.0008 | 0.0407 | 0.0333 | 0.0038 | 0.0869 | 0.8225 | 0.0058 | 0.0198 | 0.0514 | 0.0051 | 0.0021 | 0.0051 | 0.0038 | 0.03 | 0.0016 | 0.0223 | 0.0195 | 0.0198 | 0.0051 | 0.0037 | 0.2809 | 0 | 0 | 0.0033 | 0.0004 | 0.0014 | 0 | 0 | 0
1f37113 | MBS | 4 | 10m_138032_419x226x576.dat | 0.0990;0.0990;0.2425 | 419;226;576 | (-0.4007;75.6915;52.1152) | 110 | 3.9 | 52 | 89.156 | 60 | Varibar | [5,133,110] | [30,30,100] | 0 | 20 | 80 | normal | none | 6.3534 | 3.6014 | 22.8811 | 28.322 | 16.0544 | 454.6921 | 0 | 0.0785 | 0.0008 | 0.0446 | 0.0364 | 0.0038 | 0.1077 | 1 | 0.0068 | 0.0237 | 0.0549 | 0.006 | 0.0023 | 0.0018 | 0.0041 | 0.0363 | 0.0015 | 0.0265 | 0.0239 | 0.0242 | 0.0056 | 0.0035 | 0.3 | 0 | 0 | 0.0033 | 0.0004 | 0.0012 | 0.8494 | 0 | 0
1f37113 | MBS | 4 | 10m_138032_419x226x576.dat | 0.0990;0.0990;0.2425 | 419;226;576 | (-0.4007;75.6915;52.1152) | 110 | 7.85 | 62 | 89.156 | 60 | Varibar | [5,133,110] | [30,30,100] | 0 | 20 | 80 | normal | none | 6.3534 | 3.6014 | 22.8811 | 28.322 | 16.0544 | 454.6921 | 0 | 0.066 | 0.0008 | 0.0403 | 0.0323 | 0.0037 | 0.0905 | 0.4742 | 0.006 | 0.0203 | 0.0483 | 0.0052 | 0.0022 | 0.0016 | 0.0039 | 0.03 | 0.0015 | 0.022 | 0.0199 | 0.0202 | 0.0052 | 0.0036 | 0.227 | 0 | 0 | 0.0033 | 0.0004 | 0.0013 | 1 | 0 | 0
1f37113 | MBS | 4 | 10m_138032_419x226x576.dat | 0.0990;0.0990;0.2425 | 419;226;576 | (-0.4007;75.6915;52.1152) | 110 | 9.9905 | 69 | 89.156 | 60 | Varibar | [5,133,110] | [30,30,100] | 0 | 20 | 80 | normal | none | 6.3534 | 3.6014 | 22.8811 | 28.322 | 16.0544 | 454.6921 | 0 | 0.0593 | 0.0007 | 0.0382 | 0.029 | 0.0036 | 0.0865 | 0.7138 | 0.0057 | 0.0183 | 0.0472 | 0.0048 | 0.0021 | 0.0016 | 0.0039 | 0.0269 | 0.0015 | 0.0206 | 0.0182 | 0.0185 | 0.0051 | 0.0036 | 0.2176 | 0 | 0 | 0.0032 | 0.0004 | 0.0013 | 1 | 0 | 0
1f37113 | MBS | 4 | 10m_138032_419x226x576.dat | 0.0990;0.0990;0.2425 | 419;226;576 | (-0.4007;75.6915;52.1152) | 60 | 2.5 | 38 | 89.156 | 60 | Varibar | [5,133,110] | [30,30,100] | 0 | 20 | 80 | normal | none | 6.3534 | 3.6014 | 22.8811 | 28.322 | 16.0544 | 454.6921 | 0 | 0.1221 | 0.001 | 0.0509 | 0.0536 | 0.0041 | 0.155 | 1 | 0.0089 | 0.0401 | 0.0624 | 0.0085 | 0.0027 | 0.0019 | 0.0043 | 0.0616 | 0.0014 | 0.0415 | 0.0364 | 0.0383 | 0.0063 | 0.0033 | 0.3731 | 0 | 0 | 0.0033 | 0.0004 | 0.0011 | 1 | 0 | 0
1f37113 | MBS | 4 | 10m_138032_419x226x576.dat | 0.0990;0.0990;0.2425 | 419;226;576 | (-0.4007;75.6915;52.1152) | 60 | 5.7448 | 47 | 89.156 | 60 | Varibar | [5,133,110] | [30,30,100] | 0 | 20 | 80 | normal | none | 6.3534 | 3.6014 | 22.8811 | 28.322 | 16.0544 | 454.6921 | 0 | 0.0965 | 0.0008 | 0.0468 | 0.0437 | 0.004 | 0.1171 | 0.7413 | 0.007 | 0.0279 | 0.056 | 0.0063 | 0.0023 | 0.0017 | 0.004 | 0.0428 | 0.0016 | 0.031 | 0.0271 | 0.0275 | 0.0055 | 0.0036 | 0.3835 | 0 | 0 | 0.0034 | 0.0004 | 0.0014 | 0 | 0 | 0
1f37113 | MBS | 4 | 10m_138032_419x226x576.dat | 0.0990;0.0990;0.2425 | 419;226;576 | (-0.4007;75.6915;52.1152) | 60 | 6.3535 | 49 | 89.156 | 60 | Varibar | [5,133,110] | [30,30,100] | 0 | 20 | 80 | normal | none | 6.3534 | 3.6014 | 22.8811 | 28.322 | 16.0544 | 454.6921 | 0 | 0.0811 | 0.0008 | 0.0468 | 0.042 | 0.004 | 0.1107 | 0.8543 | 0.0068 | 0.0265 | 0.0543 | 0.0061 | 0.0023 | 0.0016 | 0.004 | 0.0411 | 0.0016 | 0.0293 | 0.0252 | 0.0259 | 0.0055 | 0.0037 | 0.2964 | 0 | 0 | 0.0034 | 0.0004 | 0.0014 | 1 | 0 | 0
1f37113 | MBS | 4 | 10m_138032_419x226x576.dat | 0.0990;0.0990;0.2425 | 419;226;576 | (-0.4007;75.6915;52.1152) | 80 | 2.9 | 44 | 89.156 | 60 | Varibar | [5,133,110] | [30,30,100] | 0 | 20 | 80 | normal | none | 6.3534 | 3.6014 | 22.8811 | 28.322 | 16.0544 | 454.6921 | 0 | 0.1018 | 0.0009 | 0.048 | 0.0449 | 0.004 | 0.1185 | 1 | 0.0078 | 0.0296 | 0.0572 | 0.0071 | 0.0025 | 0.0018 | 0.0042 | 0.0467 | 0.0015 | 0.032 | 0.029 | 0.0303 | 0.0059 | 0.0034 | 0.3914 | 0 | 0 | 0.0033 | 0.0004 | 0.0012 | 0 | 0 | 0
1f37113 | MBS | 4 | 10m_138032_419x226x576.dat | 0.0990;0.0990;0.2425 | 419;226;576 | (-0.4007;75.6915;52.1152) | 80 | 7.702 | 57 | 89.156 | 60 | Varibar | [5,133,110] | [30,30,100] | 0 | 20 | 80 | normal | none | 6.3534 | 3.6014 | 22.8811 | 28.322 | 16.0544 | 454.6921 | 0 | 0.0681 | 0.0008 | 0.0426 | 0.0352 | 0.0038 | 0.0958 | 1 | 0.0062 | 0.0219 | 0.0495 | 0.0054 | 0.0022 | 0.0016 | 0.0039 | 0.0328 | 0.0016 | 0.0244 | 0.0214 | 0.0221 | 0.0053 | 0.0037 | 0.2701 | 0 | 0 | 0.0034 | 0.0004 | 0.0014 | 1 | 0 | 0
1f37113 | MBS | 4 | 10m_138032_419x226x576.dat | 0.0990;0.0990;0.2425 | 419;226;576 | (-0.4007;75.6915;52.1152) | 80 | 8.502 | 60 | 89.156 | 60 | Varibar | [5,133,110] | [30,30,100] | 0 | 20 | 80 | normal | none | 6.3534 | 3.6014 | 22.8811 | 28.322 | 16.0544 | 454.6921 | 0 | 0.0671 | 0.0008 | 0.041 | 0.034 | 0.0038 | 0.0886 | 0.8225 | 0.0061 | 0.0206 | 0.0514 | 0.0052 | 0.0022 | 0.0016 | 0.0038 | 0.0313 | 0.0016 | 0.0229 | 0.0207 | 0.0209 | 0.0053 | 0.0037 | 0.2935 | 0 | 0 | 0.0034 | 0.0004 | 0.0014 | 0 | 0 | 0
1f37113 | MBS | 5 | 10m_138032_419x226x576.dat | 0.0990;0.0990;0.2425 | 419;226;576 | (-0.4007;75.6915;52.1152) | 110 | 3.9 | 52 | 89.156 | 60 | Varibar | [5,133] | [30,30] | 0 | 10 | 80 | normal | none | 6.3534 | 3.6014 | 22.8811 | 28.322 | 16.0544 | 454.6921 | 0 | 0.0743 | 0.0008 | 0.0442 | 0.0357 | 0.0038 | 0.1077 | 1 | 0.0066 | 0.0228 | 0.0549 | 0.0059 | 0.0023 | 0.0051 | 0.0041 | 0.0345 | 0.0015 | 0.0258 | 0.0226 | 0.0231 | 0.0054 | 0.0035 | 0.2983 | 0 | 0 | 0.0032 | 0.0004 | 0.0012 | 0.8494 | 0 | 0
1f37113 | MBS | 5 | 10m_138032_419x226x576.dat | 0.0990;0.0990;0.2425 | 419;226;576 | (-0.4007;75.6915;52.1152) | 110 | 7.85 | 62 | 89.156 | 60 | Varibar | [5,133] | [30,30] | 0 | 10 | 80 | normal | none | 6.3534 | 3.6014 | 22.8811 | 28.322 | 16.0544 | 454.6921 | 0 | 0.0643 | 0.0008 | 0.04 | 0.0315 | 0.0037 | 0.0877 | 0.4742 | 0.0058 | 0.0195 | 0.0483 | 0.0051 | 0.0021 | 0.005 | 0.0039 | 0.0288 | 0.0015 | 0.0215 | 0.0189 | 0.0193 | 0.0051 | 0.0036 | 0.2215 | 0 | 0 | 0.0032 | 0.0004 | 0.0013 | 1 | 0 | 0
1f37113 | MBS | 5 | 10m_138032_419x226x576.dat | 0.0990;0.0990;0.2425 | 419;226;576 | (-0.4007;75.6915;52.1152) | 110 | 9.9905 | 69 | 89.156 | 60 | Varibar | [5,133] | [30,30] | 0 | 10 | 80 | normal | none | 6.3534 | 3.6014 | 22.8811 | 28.322 | 16.0544 | 454.6921 | 0 | 0.0564 | 0.0007 | 0.0376 | 0.0283 | 0.0036 | 0.084 | 0.7138 | 0.0055 | 0.0176 | 0.0471 | 0.0047 | 0.002 | 0.0049 | 0.0039 | 0.0259 | 0.0015 | 0.02 | 0.0174 | 0.0176 | 0.0049 | 0.0036 | 0.2099 | 0 | 0 | 0.0032 | 0.0004 | 0.0013 | 1 | 0 | 0
1f37113 | MBS | 5 | 10m_138032_419x226x576.dat | 0.0990;0.0990;0.2425 | 419;226;576 | (-0.4007;75.6915;52.1152) | 60 | 2.5 | 38 | 89.156 | 60 | Varibar | [5,133] | [30,30] | 0 | 10 | 80 | normal | none | 6.3534 | 3.6014 | 22.8811 | 28.322 | 16.0544 | 454.6921 | 0 | 0.1211 | 0.001 | 0.0508 | 0.0529 | 0.0041 | 0.1529 | 1 | 0.0086 | 0.0386 | 0.0624 | 0.0083 | 0.0026 | 0.0052 | 0.0043 | 0.0587 | 0.0014 | 0.0409 | 0.0347 | 0.0369 | 0.0061 | 0.0033 | 0.3653 | 0 | 0 | 0.0032 | 0.0004 | 0.0011 | 1 | 0 | 0
1f37113 | MBS | 5 | 10m_138032_419x226x576.dat | 0.0990;0.0990;0.2425 | 419;226;576 | (-0.4007;75.6915;52.1152) | 60 | 5.7448 | 47 | 89.156 | 60 | Varibar | [5,133] | [30,30] | 0 | 10 | 80 | normal | none | 6.3534 | 3.6014 | 22.8811 | 28.322 | 16.0544 | 454.6921 | 0 | 0.0915 | 0.0008 | 0.0466 | 0.0427 | 0.004 | 0.1152 | 0.7413 | 0.0068 | 0.0269 | 0.0559 | 0.0062 | 0.0023 | 0.0052 | 0.004 | 0.0402 | 0.0016 | 0.0303 | 0.0256 | 0.026 | 0.0054 | 0.0036 | 0.3835 | 0 | 0 | 0.0034 | 0.0004 | 0.0013 | 0 | 0 | 0
1f37113 | MBS | 5 | 10m_138032_419x226x576.dat | 0.0990;0.0990;0.2425 | 419;226;576 | (-0.4007;75.6915;52.1152) | 60 | 6.3535 | 49 | 89.156 | 60 | Varibar | [5,133] | [30,30] | 0 | 10 | 80 | normal | none | 6.3534 | 3.6014 | 22.8811 | 28.322 | 16.0544 | 454.6921 | 0 | 0.078 | 0.0008 | 0.0462 | 0.0413 | 0.004 | 0.11 | 0.8543 | 0.0066 | 0.0255 | 0.0543 | 0.0059 | 0.0022 | 0.0052 | 0.004 | 0.0389 | 0.0016 | 0.0287 | 0.0239 | 0.0247 | 0.0053 | 0.0036 | 0.2883 | 0 | 0 | 0.0034 | 0.0004 | 0.0014 | 1 | 0 | 0
1f37113 | MBS | 5 | 10m_138032_419x226x576.dat | 0.0990;0.0990;0.2425 | 419;226;576 | (-0.4007;75.6915;52.1152) | 80 | 2.9 | 44 | 89.156 | 60 | Varibar | [5,133] | [30,30] | 0 | 10 | 80 | normal | none | 6.3534 | 3.6014 | 22.8811 | 28.322 | 16.0544 | 454.6921 | 0 | 0.0972 | 0.0009 | 0.0477 | 0.044 | 0.004 | 0.1184 | 1 | 0.0075 | 0.0285 | 0.0572 | 0.0069 | 0.0025 | 0.0052 | 0.0042 | 0.0445 | 0.0015 | 0.0313 | 0.0275 | 0.0286 | 0.0058 | 0.0034 | 0.4548 | 0 | 0 | 0.0033 | 0.0004 | 0.0012 | 0 | 0 | 0
1f37113 | MBS | 5 | 10m_138032_419x226x576.dat | 0.0990;0.0990;0.2425 | 419;226;576 | (-0.4007;75.6915;52.1152) | 80 | 7.702 | 57 | 89.156 | 60 | Varibar | [5,133] | [30,30] | 0 | 10 | 80 | normal | none | 6.3534 | 3.6014 | 22.8811 | 28.322 | 16.0544 | 454.6921 | 0 | 0.0664 | 0.0008 | 0.0423 | 0.0345 | 0.0038 | 0.0948 | 1 | 0.006 | 0.0211 | 0.0495 | 0.0053 | 0.0021 | 0.0051 | 0.0039 | 0.0316 | 0.0016 | 0.0238 | 0.0203 | 0.021 | 0.0052 | 0.0037 | 0.2722 | 0 | 0 | 0.0033 | 0.0004 | 0.0014 | 1 | 0 | 0
1f37113 | MBS | 5 | 10m_138032_419x226x576.dat | 0.0990;0.0990;0.2425 | 419;226;576 | (-0.4007;75.6915;52.1152) | 80 | 8.502 | 60 | 89.156 | 60 | Varibar | [5,133] | [30,30] | 0 | 10 | 80 | normal | none | 6.3534 | 3.6014 | 22.8811 | 28.322 | 16.0544 | 454.6921 | 0 | 0.0641 | 0.0008 | 0.0407 | 0.0333 | 0.0038 | 0.0869 | 0.8225 | 0.0058 | 0.0198 | 0.0514 | 0.0051 | 0.0021 | 0.0051 | 0.0038 | 0.03 | 0.0016 | 0.0223 | 0.0195 | 0.0198 | 0.0051 | 0.0037 | 0.2809 | 0 | 0 | 0.0033 | 0.0004 | 0.0014 | 0 | 0 | 0
1f37113 | MBS | 6 | 10m_138032_419x226x576.dat | 0.0990;0.0990;0.2425 | 419;226;576 | (-0.4007;75.6915;52.1152) | 110 | 3.9 | 52 | 89.156 | 60 | Varibar | [5,133,110] | [30,30,100] | 0 | 20 | 80 | normal | none | 6.3534 | 3.6014 | 22.8811 | 28.322 | 16.0544 | 454.6921 | 0 | 0.0785 | 0.0008 | 0.0446 | 0.0364 | 0.0038 | 0.1077 | 1 | 0.0068 | 0.0237 | 0.0549 | 0.006 | 0.0023 | 0.0018 | 0.0041 | 0.0363 | 0.0015 | 0.0265 | 0.0239 | 0.0242 | 0.0056 | 0.0035 | 0.3 | 0 | 0 | 0.0033 | 0.0004 | 0.0012 | 0.8494 | 0 | 0
1f37113 | MBS | 6 | 10m_138032_419x226x576.dat | 0.0990;0.0990;0.2425 | 419;226;576 | (-0.4007;75.6915;52.1152) | 110 | 7.85 | 62 | 89.156 | 60 | Varibar | [5,133,110] | [30,30,100] | 0 | 20 | 80 | normal | none | 6.3534 | 3.6014 | 22.8811 | 28.322 | 16.0544 | 454.6921 | 0 | 0.066 | 0.0008 | 0.0403 | 0.0323 | 0.0037 | 0.0905 | 0.4742 | 0.006 | 0.0203 | 0.0483 | 0.0052 | 0.0022 | 0.0016 | 0.0039 | 0.03 | 0.0015 | 0.022 | 0.0199 | 0.0202 | 0.0052 | 0.0036 | 0.227 | 0 | 0 | 0.0033 | 0.0004 | 0.0013 | 1 | 0 | 0
1f37113 | MBS | 6 | 10m_138032_419x226x576.dat | 0.0990;0.0990;0.2425 | 419;226;576 | (-0.4007;75.6915;52.1152) | 110 | 9.9905 | 69 | 89.156 | 60 | Varibar | [5,133,110] | [30,30,100] | 0 | 20 | 80 | normal | none | 6.3534 | 3.6014 | 22.8811 | 28.322 | 16.0544 | 454.6921 | 0 | 0.0593 | 0.0007 | 0.0382 | 0.029 | 0.0036 | 0.0865 | 0.7138 | 0.0057 | 0.0183 | 0.0472 | 0.0048 | 0.0021 | 0.0016 | 0.0039 | 0.0269 | 0.0015 | 0.0206 | 0.0182 | 0.0185 | 0.0051 | 0.0036 | 0.2176 | 0 | 0 | 0.0032 | 0.0004 | 0.0013 | 1 | 0 | 0
1f37113 | MBS | 6 | 10m_138032_419x226x576.dat | 0.0990;0.0990;0.2425 | 419;226;576 | (-0.4007;75.6915;52.1152) | 60 | 2.5 | 38 | 89.156 | 60 | Varibar | [5,133,110] | [30,30,100] | 0 | 20 | 80 | normal | none | 6.3534 | 3.6014 | 22.8811 | 28.322 | 16.0544 | 454.6921 | 0 | 0.1221 | 0.001 | 0.0509 | 0.0536 | 0.0041 | 0.155 | 1 | 0.0089 | 0.0401 | 0.0624 | 0.0085 | 0.0027 | 0.0019 | 0.0043 | 0.0616 | 0.0014 | 0.0415 | 0.0364 | 0.0383 | 0.0063 | 0.0033 | 0.3731 | 0 | 0 | 0.0033 | 0.0004 | 0.0011 | 1 | 0 | 0
1f37113 | MBS | 6 | 10m_138032_419x226x576.dat | 0.0990;0.0990;0.2425 | 419;226;576 | (-0.4007;75.6915;52.1152) | 60 | 5.7448 | 47 | 89.156 | 60 | Varibar | [5,133,110] | [30,30,100] | 0 | 20 | 80 | normal | none | 6.3534 | 3.6014 | 22.8811 | 28.322 | 16.0544 | 454.6921 | 0 | 0.0965 | 0.0008 | 0.0468 | 0.0437 | 0.004 | 0.1171 | 0.7413 | 0.007 | 0.0279 | 0.056 | 0.0063 | 0.0023 | 0.0017 | 0.004 | 0.0428 | 0.0016 | 0.031 | 0.0271 | 0.0275 | 0.0055 | 0.0036 | 0.3835 | 0 | 0 | 0.0034 | 0.0004 | 0.0014 | 0 | 0 | 0
1f37113 | MBS | 6 | 10m_138032_419x226x576.dat | 0.0990;0.0990;0.2425 | 419;226;576 | (-0.4007;75.6915;52.1152) | 60 | 6.3535 | 49 | 89.156 | 60 | Varibar | [5,133,110] | [30,30,100] | 0 | 20 | 80 | normal | none | 6.3534 | 3.6014 | 22.8811 | 28.322 | 16.0544 | 454.6921 | 0 | 0.0811 | 0.0008 | 0.0468 | 0.042 | 0.004 | 0.1107 | 0.8543 | 0.0068 | 0.0265 | 0.0543 | 0.0061 | 0.0023 | 0.0016 | 0.004 | 0.0411 | 0.0016 | 0.0293 | 0.0252 | 0.0259 | 0.0055 | 0.0037 | 0.2964 | 0 | 0 | 0.0034 | 0.0004 | 0.0014 | 1 | 0 | 0
1f37113 | MBS | 6 | 10m_138032_419x226x576.dat | 0.0990;0.0990;0.2425 | 419;226;576 | (-0.4007;75.6915;52.1152) | 80 | 2.9 | 44 | 89.156 | 60 | Varibar | [5,133,110] | [30,30,100] | 0 | 20 | 80 | normal | none | 6.3534 | 3.6014 | 22.8811 | 28.322 | 16.0544 | 454.6921 | 0 | 0.1018 | 0.0009 | 0.048 | 0.0449 | 0.004 | 0.1185 | 1 | 0.0078 | 0.0296 | 0.0572 | 0.0071 | 0.0025 | 0.0018 | 0.0042 | 0.0467 | 0.0015 | 0.032 | 0.029 | 0.0303 | 0.0059 | 0.0034 | 0.3914 | 0 | 0 | 0.0033 | 0.0004 | 0.0012 | 0 | 0 | 0
1f37113 | MBS | 6 | 10m_138032_419x226x576.dat | 0.0990;0.0990;0.2425 | 419;226;576 | (-0.4007;75.6915;52.1152) | 80 | 7.702 | 57 | 89.156 | 60 | Varibar | [5,133,110] | [30,30,100] | 0 | 20 | 80 | normal | none | 6.3534 | 3.6014 | 22.8811 | 28.322 | 16.0544 | 454.6921 | 0 | 0.0681 | 0.0008 | 0.0426 | 0.0352 | 0.0038 | 0.0958 | 1 | 0.0062 | 0.0219 | 0.0495 | 0.0054 | 0.0022 | 0.0016 | 0.0039 | 0.0328 | 0.0016 | 0.0244 | 0.0214 | 0.0221 | 0.0053 | 0.0037 | 0.2701 | 0 | 0 | 0.0034 | 0.0004 | 0.0014 | 1 | 0 | 0
1f37113 | MBS | 6 | 10m_138032_419x226x576.dat | 0.0990;0.0990;0.2425 | 419;226;576 | (-0.4007;75.6915;52.1152) | 80 | 8.502 | 60 | 89.156 | 60 | Varibar | [5,133,110] | [30,30,100] | 0 | 20 | 80 | normal | none | 6.3534 | 3.6014 | 22.8811 | 28.322 | 16.0544 | 454.6921 | 0 | 0.0671 | 0.0008 | 0.041 | 0.034 | 0.0038 | 0.0886 | 0.8225 | 0.0061 | 0.0206 | 0.0514 | 0.0052 | 0.0022 | 0.0016 | 0.0038 | 0.0313 | 0.0016 | 0.0229 | 0.0207 | 0.0209 | 0.0053 | 0.0037 | 0.2935 | 0 | 0 | 0.0034 | 0.0004 | 0.0014 | 0 | 0 | 0
1f37113 | MBS | 1 | 15f_161053_401x236x571.dat | 0.1200;0.1200;0.2828 | 401;236;571 | (1.5217;78.0600;57.1574) | 110 | 3.9 | 52 | 92 | 60 | Varibar | [5] | [0] | 0 | 10 | 80 | normal | none | 6.037 | 12.3332 | 74.4561 | 27.7704 | 56.7328 | 1575.4915 | 0 | 0.0205 | 0.0007 | 0.0018 | 0.0142 | 0.0061 | 0.023 | 0.0834 | 0.002 | 0.0073 | 0.0294 | 0.0012 | 0.0008 | 0.0043 | 0.0058 | 0.01 | 0.0023 | 0.0075 | 0.0071 | 0.0065 | 0.0049 | 0.0051 | 0.1338 | 0 | 0 | 0.0037 | 0.0004 | 0.0011 | 0.1396 | 0 | 0
1f37113 | MBS | 1 | 15f_161053_401x236x571.dat | 0.1200;0.1200;0.2828 | 401;236;571 | (1.5217;78.0600;57.1574) | 110 | 7.85 | 62 | 92 | 60 | Varibar | [5] | [0] | 0 | 10 | 80 | normal | none | 6.037 | 12.3332 | 74.4561 | 27.7704 | 56.7328 | 1575.4915 | 0 | 0.0176 | 0.0007 | 0.0018 | 0.0119 | 0.0058 | 0.0198 | 0.0811 | 0.0018 | 0.0063 | 0.0311 | 0.0011 | 0.0008 | 0.004 | 0.0057 | 0.0084 | 0.0023 | 0.0064 | 0.0062 | 0.0056 | 0.0045 | 0.0051 | 0.1143 | 0 | 0 | 0.0036 | 0.0004 | 0.0012 | 0.1233 | 0 | 0
1f37113 | MBS | 1 | 15f_161053_401x236x571.dat | 0.1200;0.1200;0.2828 | 401;236;571 | (1.5217;78.0600;57.1574) | 110 | 9.9905 | 69 | 92 | 60 | Varibar | [5] | [0] | 0 | 10 | 80 | normal | none | 6.037 | 12.3332 | 74.4561 | 27.7704 | 56.7328 | 1575.4915 | 0 | 0.0168 | 0.0007 | 0.0018 | 0.0109 | 0.0055 | 0.0187 | 0.0773 | 0.0017 | 0.0058 | 0.0302 | 0.0011 | 0.0008 | 0.0039 | 0.0056 | 0.0078 | 0.0023 | 0.0059 | 0.0058 | 0.0052 | 0.0044 | 0.0051 | 0.1087 | 0 | 0 | 0.0035 | 0.0004 | 0.0011 | 0.0959 | 0 | 0
1f37113 | MBS | 1 | 15f_161053_401x236x571.dat | 0.1200;0.1200;0.2828 | 401;236;571 | (1.5217;78.0600;57.1574) | 60 | 2.5 | 38 | 92 | 60 | Varibar | [5] | [0] | 0 | 10 | 80 | normal | none | 6.037 | 12.3332 | 74.4561 | 27.7704 | 56.7328 | 1575.4915 | 0 | 0.0273 | 0.0008 | 0.0018 | 0.0229 | 0.0067 | 0.0315 | 0.0934 | 0.0023 | 0.0106 | 0.0285 | 0.0014 | 0.0008 | 0.0048 | 0.006 | 0.0146 | 0.0023 | 0.0111 | 0.01 | 0.009 | 0.0057 | 0.005 | 0.2778 | 0 | 0 | 0.0038 | 0.0004 | 0.001 | 0.2357 | 0 | 0
1f37113 | MBS | 1 | 15f_161053_401x236x571.dat | 0.1200;0.1200;0.2828 | 401;236;571 | (1.5217;78.0600;57.1574) | 60 | 5.7448 | 47 | 92 | 60 | Varibar | [5] | [0] | 0 | 10 | 80 | normal | none | 6.037 | 12.3332 | 74.4561 | 27.7704 | 56.7328 | 1575.4915 | 0 | 0.0212 | 0.0007 | 0.0019 | 0.0161 | 0.0064 | 0.0242 | 0.0893 | 0.002 | 0.0078 | 0.0322 | 0.0012 | 0.0008 | 0.0044 | 0.0061 | 0.0106 | 0.0024 | 0.0081 | 0.0076 | 0.0068 | 0.005 | 0.0052 | 0.188 | 0 | 0 | 0.0038 | 0.0004 | 0.0012 | 0.1609 | 0 | 0
1f37113 | MBS | 1 | 15f_161053_401x236x571.dat | 0.1200;0.1200;0.2828 | 401;236;571 | (1.5217;78.0600;57.1574) | 60 | 6.3535 | 49 | 92 | 60 | Varibar | [5] | [0] | 0 | 10 | 80 | normal | none | 6.037 | 12.3332 | 74.4561 | 27.7704 | 56.7328 | 1575.4915 | 0 | 0.0206 | 0.0007 | 0.0019 | 0.0154 | 0.0063 | 0.0237 | 0.0876 | 0.0019 | 0.0075 | 0.0329 | 0.0012 | 0.0008 | 0.0043 | 0.0061 | 0.0101 | 0.0024 | 0.0078 | 0.0073 | 0.0066 | 0.0049 | 0.0053 | 0.1763 | 0 | 0 | 0.0038 | 0.0004 | 0.0012 | 0.1638 | 0 | 0
1f37113 | MBS | 1 | 15f_161053_401x236x571.dat | 0.1200;0.1200;0.2828 | 401;236;571 | (1.5217;78.0600;57.1574) | 80 | 2.9 | 44 | 92 | 60 | Varibar | [5] | [0] | 0 | 10 | 80 | normal | none | 6.037 | 12.3332 | 74.4561 | 27.7704 | 56.7328 | 1575.4915 | 0 | 0.0241 | 0.0007 | 0.0018 | 0.0176 | 0.0065 | 0.0269 | 0.0967 | 0.0021 | 0.0086 | 0.0289 | 0.0013 | 0.0008 | 0.0046 | 0.006 | 0.0118 | 0.0023 | 0.0089 | 0.0084 | 0.0076 | 0.0053 | 0.005 | 0.2022 | 0 | 0 | 0.0037 | 0.0004 | 0.001 | 0.1767 | 0 | 0
1f37113 | MBS | 1 | 15f_161053_401x236x571.dat | 0.1200;0.1200;0.2828 | 401;236;571 | (1.5217;78.0600;57.1574) | 80 | 7.702 | 57 | 92 | 60 | Varibar | [5] | [0] | 0 | 10 | 80 | normal | none | 6.037 | 12.3332 | 74.4561 | 27.7704 | 56.7328 | 1575.4915 | 0 | 0.0184 | 0.0007 | 0.0019 | 0.0129 | 0.006 | 0.0211 | 0.0779 | 0.0019 | 0.0066 | 0.032 | 0.0011 | 0.0008 | 0.0042 | 0.0059 | 0.0089 | 0.0024 | 0.0068 | 0.0065 | 0.0059 | 0.0047 | 0.0053 | 0.1331 | 0 | 0 | 0.0037 | 0.0004 | 0.0012 | 0.1354 | 0 | 0
1f37113 | MBS | 1 | 15f_161053_401x236x571.dat | 0.1200;0.1200;0.2828 | 401;236;571 | (1.5217;78.0600;57.1574) | 80 | 8.502 | 60 | 92 | 60 | Varibar | [5] | [0] | 0 | 10 | 80 | normal | none | 6.037 | 12.3332 | 74.4561 | 27.7704 | 56.7328 | 1575.4915 | 0 | 0.018 | 0.0007 | 0.0019 | 0.0124 | 0.0059 | 0.0206 | 0.0796 | 0.0018 | 0.0064 | 0.0319 | 0.0011 | 0.0008 | 0.0041 | 0.0059 | 0.0086 | 0.0024 | 0.0065 | 0.0063 | 0.0057 | 0.0046 | 0.0053 | 0.1159 | 0 | 0 | 0.0037 | 0.0004 | 0.0012 | 0.1331 | 0 | 0
1f37113 | MBS | 2 | 15f_161053_401x236x571.dat | 0.1200;0.1200;0.2828 | 401;236;571 | (1.5217;78.0600;62.0192) | 110 | 3.9 | 52 | 92 | 60 | Varibar | [5] | [0] | 0 | 10 | 80 | normal | none | 6.037 | 4.1019 | 24.763 | 27.7704 | 18.8685 | 523.9859 | 0 | 0.0755 | 0.0009 | 0.0097 | 0.0427 | 0.0037 | 0.0926 | 0.1725 | 0.0058 | 0.0243 | 0.0459 | 0.0055 | 0.0021 | 0.0047 | 0.0033 | 0.0337 | 0.0013 | 0.0255 | 0.0221 | 0.0239 | 0.0053 | 0.0028 | 0.2811 | 0 | 0 | 0.0028 | 0.0004 | 0.001 | 0.3307 | 0 | 0
1f37113 | MBS | 2 | 15f_161053_401x236x571.dat | 0.1200;0.1200;0.2828 | 401;236;571 | (1.5217;78.0600;62.0192) | 110 | 7.85 | 62 | 92 | 60 | Varibar | [5] | [0] | 0 | 10 | 80 | normal | none | 6.037 | 4.1019 | 24.763 | 27.7704 | 18.8685 | 523.9859 | 0 | 0.0696 | 0.0008 | 0.0087 | 0.0363 | 0.0036 | 0.0757 | 0.153 | 0.0052 | 0.0208 | 0.0435 | 0.0048 | 0.0019 | 0.0046 | 0.0033 | 0.0283 | 0.0013 | 0.0215 | 0.0187 | 0.0201 | 0.005 | 0.003 | 0.2552 | 0 | 0 | 0.0028 | 0.0004 | 0.0011 | 0.3344 | 0 | 0
1f37113 | MBS | 2 | 15f_161053_401x236x571.dat | 0.1200;0.1200;0.2828 | 401;236;571 | (1.5217;78.0600;62.0192) | 110 | 9.9905 | 69 | 92 | 60 | Varibar | [5] | [0] | 0 | 10 | 80 | normal | none | 6.037 | 4.1019 | 24.763 | 27.7704 | 18.8685 | 523.9859 | 0 | 0.0609 | 0.0008 | 0.0082 | 0.0328 | 0.0034 | 0.0725 | 0.1463 | 0.0049 | 0.0189 | 0.0395 | 0.0044 | 0.0019 | 0.0045 | 0.0032 | 0.0255 | 0.0013 | 0.0195 | 0.017 | 0.0181 | 0.0049 | 0.003 | 0.2132 | 0 | 0 | 0.0027 | 0.0004 | 0.0011 | 0.233 | 0 | 0
1f37113 | MBS | 2 | 15f_161053_401x236x571.dat | 0.1200;0.1200;0.2828 | 401;236;571 | (1.5217;78.0600;62.0192) | 60 | 2.5 | 38 | 92 | 60 | Varibar | [5] | [0] | 0 | 10 | 80 | normal | none | 6.037 | 4.1019 | 24.763 | 27.7704 | 18.8685 | 523.9859 | 0 | 0.1374 | 0.001 | 0.012 | 0.059 | 0.004 | 0.1626 | 0.1969 | 0.0075 | 0.04 | 0.0511 | 0.0077 | 0.0024 | 0.0049 | 0.0034 | 0.0623 | 0.0013 | 0.04 | 0.0349 | 0.0383 | 0.0057 | 0.0027 | 0.4828 | 0 | 0 | 0.0028 | 0.0004 | 0.0009 | 0.6027 | 0 | 0
1f37113 | MBS | 2 | 15f_161053_401x236x571.dat | 0.1200;0.1200;0.2828 | 401;236;571 | (1.5217;78.0600;62.0192) | 60 | 5.7448 | 47 | 92 | 60 | Varibar | [5] | [0] | 0 | 10 | 80 | normal | none | 6.037 | 4.1019 | 24.763 | 27.7704 | 18.8685 | 523.9859 | 0 | 0.0898 | 0.0009 | 0.0104 | 0.0474 | 0.0039 | 0.116 | 0.1548 | 0.006 | 0.0289 | 0.0485 | 0.0058 | 0.0021 | 0.0048 | 0.0035 | 0.0407 | 0.0014 | 0.0298 | 0.0246 | 0.0281 | 0.0053 | 0.0029 | 0.3562 | 0 | 0 | 0.003 | 0.0004 | 0.0011 | 0.3418 | 0 | 0
1f37113 | MBS | 2 | 15f_161053_401x236x571.dat | 0.1200;0.1200;0.2828 | 401;236;571 | (1.5217;78.0600;62.0192) | 60 | 6.3535 | 49 | 92 | 60 | Varibar | [5] | [0] | 0 | 10 | 80 | normal | none | 6.037 | 4.1019 | 24.763 | 27.7704 | 18.8685 | 523.9859 | 0 | 0.0893 | 0.0008 | 0.0102 | 0.0456 | 0.0039 | 0.0997 | 0.1707 | 0.0058 | 0.0278 | 0.047 | 0.0056 | 0.002 | 0.0048 | 0.0035 | 0.0381 | 0.0014 | 0.0281 | 0.0235 | 0.0261 | 0.0052 | 0.003 | 0.3166 | 0 | 0 | 0.003 | 0.0004 | 0.0012 | 0.3612 | 0 | 0
1f37113 | MBS | 2 | 15f_161053_401x236x571.dat | 0.1200;0.1200;0.2828 | 401;236;571 | (1.5217;78.0600;62.0192) | 80 | 2.9 | 44 | 92 | 60 | Varibar | [5] | [0] | 0 | 10 | 80 | normal | none | 6.037 | 4.1019 | 24.763 | 27.7704 | 18.8685 | 523.9859 | 0 | 0.0957 | 0.0009 | 0.0109 | 0.0506 | 0.0039 | 0.1125 | 0.1774 | 0.0066 | 0.0308 | 0.051 | 0.0065 | 0.0022 | 0.0049 | 0.0034 | 0.0444 | 0.0013 | 0.0316 | 0.0278 | 0.0303 | 0.0055 | 0.0028 | 0.3414 | 0 | 0 | 0.0029 | 0.0004 | 0.001 | 0.4139 | 0 | 0
1f37113 | MBS | 2 | 15f_161053_401x236x571.dat | 0.1200;0.1200;0.2828 | 401;236;571 | (1.5217;78.0600;62.0192) | 80 | 7.702 | 57 | 92 | 60 | Varibar | [5] | [0] | 0 | 10 | 80 | normal | none | 6.037 | 4.1019 | 24.763 | 27.7704 | 18.8685 | 523.9859 | 0 | 0.0739 | 0.0008 | 0.0092 | 0.0381 | 0.0037 | 0.0795 | 0.1581 | 0.0053 | 0.0225 | 0.0459 | 0.005 | 0.002 | 0.0047 | 0.0034 | 0.031 | 0.0014 | 0.0236 | 0.0199 | 0.0216 | 0.0051 | 0.003 | 0.2454 | 0 | 0 | 0.0029 | 0.0004 | 0.0012 | 0.3807 | 0 | 0
1f37113 | MBS | 2 | 15f_161053_401x236x571.dat | 0.1200;0.1200;0.2828 | 401;236;571 | (1.5217;78.0600;62.0192) | 80 | 8.502 | 60 | 92 | 60 | Varibar | [5] | [0] | 0 | 10 | 80 | normal | none | 6.037 | 4.1019 | 24.763 | 27.7704 | 18.8685 | 523.9859 | 0 | 0.0673 | 0.0008 | 0.009 | 0.0377 | 0.0037 | 0.0786 | 0.1535 | 0.0052 | 0.0215 | 0.0444 | 0.0048 | 0.0019 | 0.0047 | 0.0034 | 0.0301 | 0.0014 | 0.0223 | 0.019 | 0.0204 | 0.0051 | 0.003 | 0.281 | 0 | 0 | 0.0029 | 0.0004 | 0.0012 | 0.317 | 0 | 0
1f37113 | MBS | 3 | 15f_161053_401x236x571.dat | 0.1200;0.1200;0.2828 | 401;236;571 | (1.5217;78.0600;62.0192) | 110 | 3.9 | 52 | 92 | 60 | Varibar | [5,133] | [30,30] | 0 | 10 | 80 | normal | none | 6.037 | 4.1019 | 24.763 | 27.7704 | 18.8685 | 523.9859 | 0 | 0.0763 | 0.0009 | 0.01 | 0.0431 | 0.0038 | 0.0934 | 0.1773 | 0.0059 | 0.0246 | 0.0467 | 0.0056 | 0.0021 | 0.0048 | 0.0017 | 0.0341 | 0.0013 | 0.0259 | 0.0225 | 0.0245 | 0.0053 | 0.0029 | 0.2811 | 0 | 0 | 0.0029 | 0.0004 | 0.001 | 0.3657 | 0 | 0
1f37113 | MBS | 3 | 15f_161053_401x236x571.dat | 0.1200;0.1200;0.2828 | 401;236;571 | (1.5217;78.0600;62.0192) | 110 | 7.85 | 62 | 92 | 60 | Varibar | [5,133] | [30,30] | 0 | 10 | 80 | normal | none | 6.037 | 4.1019 | 24.763 | 27.7704 | 18.8685 | 523.9859 | 0 | 0.0712 | 0.0008 | 0.009 | 0.0368 | 0.0036 | 0.0775 | 0.1583 | 0.0053 | 0.0211 | 0.0442 | 0.0048 | 0.0019 | 0.0046 | 0.0016 | 0.0286 | 0.0013 | 0.0217 | 0.0191 | 0.0205 | 0.0051 | 0.003 | 0.2602 | 0 | 0 | 0.0029 | 0.0004 | 0.0011 | 0.3479 | 0 | 0
1f37113 | MBS | 3 | 15f_161053_401x236x571.dat | 0.1200;0.1200;0.2828 | 401;236;571 | (1.5217;78.0600;62.0192) | 110 | 9.9905 | 69 | 92 | 60 | Varibar | [5,133] | [30,30] | 0 | 10 | 80 | normal | none | 6.037 | 4.1019 | 24.763 | 27.7704 | 18.8685 | 523.9859 | 0 | 0.0624 | 0.0008 | 0.0084 | 0.0334 | 0.0035 | 0.0738 | 0.1522 | 0.005 | 0.0192 | 0.0403 | 0.0045 | 0.0019 | 0.0045 | 0.0016 | 0.0259 | 0.0013 | 0.0198 | 0.0174 | 0.0184 | 0.005 | 0.003 | 0.2142 | 0 | 0 | 0.0028 | 0.0004 | 0.0011 | 0.2536 | 0 | 0
1f37113 | MBS | 3 | 15f_161053_401x236x571.dat | 0.1200;0.1200;0.2828 | 401;236;571 | (1.5217;78.0600;62.0192) | 60 | 2.5 | 38 | 92 | 60 | Varibar | [5,133] | [30,30] | 0 | 10 | 80 | normal | none | 6.037 | 4.1019 | 24.763 | 27.7704 | 18.8685 | 523.9859 | 0 | 0.138 | 0.001 | 0.0123 | 0.0595 | 0.0041 | 0.1665 | 0.1989 | 0.0076 | 0.0404 | 0.0518 | 0.0078 | 0.0024 | 0.005 | 0.0019 | 0.0631 | 0.0013 | 0.0403 | 0.0356 | 0.0393 | 0.0057 | 0.0027 | 0.4828 | 0 | 0 | 0.0029 | 0.0004 | 0.0009 | 0.6027 | 0 | 0
1f37113 | MBS | 3 | 15f_161053_401x236x571.dat | 0.1200;0.1200;0.2828 | 401;236;571 | (1.5217;78.0600;62.0192) | 60 | 5.7448 | 47 | 92 | 60 | Varibar | [5,133] | [30,30] | 0 | 10 | 80 | normal | none | 6.037 | 4.1019 | 24.763 | 27.7704 | 18.8685 | 523.9859 | 0 | 0.0913 | 0.0009 | 0.0107 | 0.0478 | 0.0039 | 0.1171 | 0.159 | 0.0061 | 0.0294 | 0.049 | 0.0058 | 0.0021 | 0.0049 | 0.0016 | 0.0412 | 0.0014 | 0.0302 | 0.0251 | 0.0288 | 0.0053 | 0.0029 | 0.38 | 0 | 0 | 0.003 | 0.0004 | 0.0012 | 0.3415 | 0 | 0
1f37113 | MBS | 3 | 15f_161053_401x236x571.dat | 0.1200;0.1200;0.2828 | 401;236;571 | (1.5217;78.0600;62.0192) | 60 | 6.3535 | 49 | 92 | 60 | Varibar | [5,133] | [30,30] | 0 | 10 | 80 | normal | none | 6.037 | 4.1019 | 24.763 | 27.7704 | 18.8685 | 523.9859 | 0 | 0.0915 | 0.0009 | 0.0105 | 0.0462 | 0.0039 | 0.1018 | 0.174 | 0.0059 | 0.0282 | 0.0475 | 0.0056 | 0.0021 | 0.0049 | 0.0016 | 0.0385 | 0.0014 | 0.0285 | 0.0241 | 0.0266 | 0.0053 | 0.003 | 0.3321 | 0 | 0 | 0.003 | 0.0004 | 0.0012 | 0.3538 | 0 | 0
1f37113 | MBS | 3 | 15f_161053_401x236x571.dat | 0.1200;0.1200;0.2828 | 401;236;571 | (1.5217;78.0600;62.0192) | 80 | 2.9 | 44 | 92 | 60 | Varibar | [5,133] | [30,30] | 0 | 10 | 80 | normal | none | 6.037 | 4.1019 | 24.763 | 27.7704 | 18.8685 | 523.9859 | 0 | 0.096 | 0.001 | 0.0112 | 0.0513 | 0.004 | 0.1157 | 0.1782 | 0.0067 | 0.0313 | 0.0518 | 0.0065 | 0.0022 | 0.0049 | 0.0018 | 0.0451 | 0.0013 | 0.032 | 0.0283 | 0.0308 | 0.0056 | 0.0028 | 0.3425 | 0 | 0 | 0.0029 | 0.0004 | 0.001 | 0.4139 | 0 | 0
1f37113 | MBS | 3 | 15f_161053_401x236x571.dat | 0.1200;0.1200;0.2828 | 401;236;571 | (1.5217;78.0600;62.0192) | 80 | 7.702 | 57 | 92 | 60 | Varibar | [5,133] | [30,30] | 0 | 10 | 80 | normal | none | 6.037 | 4.1019 | 24.763 | 27.7704 | 18.8685 | 523.9859 | 0 | 0.0749 | 0.0008 | 0.0095 | 0.0387 | 0.0037 | 0.0803 | 0.1582 | 0.0054 | 0.0229 | 0.047 | 0.005 | 0.002 | 0.0048 | 0.0016 | 0.0315 | 0.0014 | 0.0238 | 0.0203 | 0.0221 | 0.0052 | 0.003 | 0.2466 | 0 | 0 | 0.003 | 0.0004 | 0.0012 | 0.3932 | 0 | 0
1f37113 | MBS | 3 | 15f_161053_401x236x571.dat | 0.1200;0.1200;0.2828 | 401;236;571 | (1.5217;78.0600;62.0192) | 80 | 8.502 | 60 | 92 | 60 | Varibar | [5,133] | [30,30] | 0 | 10 | 80 | normal | none | 6.037 | 4.1019 | 24.763 | 27.7704 | 18.8685 | 523.9859 | 0 | 0.0688 | 0.0008 | 0.0093 | 0.0381 | 0.0037 | 0.0804 | 0.1561 | 0.0053 | 0.0219 | 0.0452 | 0.0049 | 0.002 | 0.0047 | 0.0016 | 0.0307 | 0.0014 | 0.0226 | 0.0196 | 0.021 | 0.0051 | 0.003 | 0.281 | 0 | 0 | 0.0029 | 0.0004 | 0.0012 | 0.321 | 0 | 0
1f37113 | MBS | 4 | 15f_161053_401x236x571.dat | 0.1200;0.1200;0.2828 | 401;236;571 | (1.5217;78.0600;62.0192) | 110 | 3.9 | 52 | 92 | 60 | Varibar | [5,133,110] | [30,30,100] | 0 | 20 | 80 | normal | none | 6.037 | 4.1019 | 24.763 | 27.7704 | 18.8685 | 523.9859 | 0 | 0.0815 | 0.0009 | 0.0101 | 0.0444 | 0.0038 | 0.0973 | 0.1829 | 0.0062 | 0.0258 | 0.0467 | 0.0057 | 0.0021 | 0.0018 | 0.0017 | 0.036 | 0.0013 | 0.0267 | 0.0235 | 0.0256 | 0.0055 | 0.0029 | 0.2811 | 0 | 0 | 0.0029 | 0.0004 | 0.001 | 0.3657 | 0 | 0
1f37113 | MBS | 4 | 15f_161053_401x236x571.dat | 0.1200;0.1200;0.2828 | 401;236;571 | (1.5217;78.0600;62.0192) | 110 | 7.85 | 62 | 92 | 60 | Varibar | [5,133,110] | [30,30,100] | 0 | 20 | 80 | normal | none | 6.037 | 4.1019 | 24.763 | 27.7704 | 18.8685 | 523.9859 | 0 | 0.0738 | 0.0008 | 0.0091 | 0.0376 | 0.0036 | 0.0797 | 0.1836 | 0.0055 | 0.0219 | 0.0442 | 0.005 | 0.002 | 0.0016 | 0.0016 | 0.0302 | 0.0013 | 0.0224 | 0.0202 | 0.0215 | 0.0052 | 0.003 | 0.2626 | 0 | 0 | 0.0029 | 0.0004 | 0.0011 | 0.3587 | 0 | 0
1f37113 | MBS | 4 | 15f_161053_401x236x571.dat | 0.1200;0.1200;0.2828 | 401;236;571 | (1.5217;78.0600;62.0192) | 110 | 9.9905 | 69 | 92 | 60 | Varibar | [5,133,110] | [30,30,100] | 0 | 20 | 80 | normal | none | 6.037 | 4.1019 | 24.763 | 27.7704 | 18.8685 | 523.9859 | 0 | 0.0656 | 0.0008 | 0.0086 | 0.0343 | 0.0035 | 0.077 | 0.1641 | 0.0052 | 0.0201 | 0.0403 | 0.0046 | 0.0019 | 0.0016 | 0.0016 | 0.0273 | 0.0013 | 0.0204 | 0.0182 | 0.0195 | 0.0051 | 0.003 | 0.2196 | 0 | 0 | 0.0028 | 0.0004 | 0.0011 | 0.2554 | 0 | 0
1f37113 | MBS | 4 | 15f_161053_401x236x571.dat | 0.1200;0.1200;0.2828 | 401;236;571 | (1.5217;78.0600;62.0192) | 60 | 2.5 | 38 | 92 | 60 | Varibar | [5,133,110] | [30,30,100] | 0 | 20 | 80 | normal | none | 6.037 | 4.1019 | 24.763 | 27.7704 | 18.8685 | 523.9859 | 0 | 0.1485 | 0.001 | 0.0123 | 0.0599 | 0.0041 | 0.1644 | 0.2319 | 0.0079 | 0.0419 | 0.0518 | 0.008 | 0.0024 | 0.002 | 0.0019 | 0.0659 | 0.0013 | 0.0409 | 0.038 | 0.0413 | 0.0059 | 0.0027 | 0.4828 | 0 | 0 | 0.0029 | 0.0004 | 0.0009 | 0.6027 | 0 | 0
1f37113 | MBS | 4 | 15f_161053_401x236x571.dat | 0.1200;0.1200;0.2828 | 401;236;571 | (1.5217;78.0600;62.0192) | 60 | 5.7448 | 47 | 92 | 60 | Varibar | [5,133,110] | [30,30,100] | 0 | 20 | 80 | normal | none | 6.037 | 4.1019 | 24.763 | 27.7704 | 18.8685 | 523.9859 | 0 | 0.0978 | 0.0009 | 0.0108 | 0.0485 | 0.0039 | 0.1202 | 0.1723 | 0.0063 | 0.0307 | 0.049 | 0.006 | 0.0021 | 0.0017 | 0.0016 | 0.0436 | 0.0014 | 0.0306 | 0.0264 | 0.0305 | 0.0054 | 0.003 | 0.38 | 0 | 0 | 0.003 | 0.0004 | 0.0012 | 0.3415 | 0 | 0
1f37113 | MBS | 4 | 15f_161053_401x236x571.dat | 0.1200;0.1200;0.2828 | 401;236;571 | (1.5217;78.0600;62.0192) | 60 | 6.3535 | 49 | 92 | 60 | Varibar | [5,133,110] | [30,30,100] | 0 | 20 | 80 | normal | none | 6.037 | 4.1019 | 24.763 | 27.7704 | 18.8685 | 523.9859 | 0 | 0.0986 | 0.0009 | 0.0106 | 0.047 | 0.0039 | 0.1055 | 0.1819 | 0.0061 | 0.0295 | 0.0475 | 0.0058 | 0.0021 | 0.0016 | 0.0016 | 0.041 | 0.0014 | 0.0291 | 0.0253 | 0.0281 | 0.0054 | 0.003 | 0.3321 | 0 | 0 | 0.0031 | 0.0004 | 0.0012 | 0.3538 | 0 | 0
1f37113 | MBS | 4 | 15f_161053_401x236x571.dat | 0.1200;0.1200;0.2828 | 401;236;571 | (1.5217;78.0600;62.0192) | 80 | 2.9 | 44 | 92 | 60 | Varibar | [5,133,110] | [30,30,100] | 0 | 20 | 80 | normal | none | 6.037 | 4.1019 | 24.763 | 27.7704 | 18.8685 | 523.9859 | 0 | 0.1023 | 0.001 | 0.0113 | 0.0523 | 0.004 | 0.1209 | 0.1933 | 0.007 | 0.0326 | 0.0518 | 0.0067 | 0.0023 | 0.0018 | 0.0018 | 0.0474 | 0.0013 | 0.0329 | 0.0297 | 0.0324 | 0.0057 | 0.0028 | 0.3785 | 0 | 0 | 0.0029 | 0.0004 | 0.001 | 0.4139 | 0 | 0
1f37113 | MBS | 4 | 15f_161053_401x236x571.dat | 0.1200;0.1200;0.2828 | 401;236;571 | (1.5217;78.0600;62.0192) | 80 | 7.702 | 57 | 92 | 60 | Varibar | [5,133,110] | [30,30,100] | 0 | 20 | 80 | normal | none | 6.037 | 4.1019 | 24.763 | 27.7704 | 18.8685 | 523.9859 | 0 | 0.081 | 0.0008 | 0.0096 | 0.0396 | 0.0037 | 0.0831 | 0.1632 | 0.0057 | 0.0239 | 0.047 | 0.0052 | 0.002 | 0.0016 | 0.0016 | 0.0331 | 0.0014 | 0.0245 | 0.0214 | 0.0234 | 0.0053 | 0.003 | 0.2719 | 0 | 0 | 0.003 | 0.0004 | 0.0012 | 0.3932 | 0 | 0
1f37113 | MBS | 4 | 15f_161053_401x236x571.dat | 0.1200;0.1200;0.2828 | 401;236;571 | (1.5217;78.0600;62.0192) | 80 | 8.502 | 60 | 92 | 60 | Varibar | [5,133,110] | [30,30,100] | 0 | 20 | 80 | normal | none | 6.037 | 4.1019 | 24.763 | 27.7704 | 18.8685 | 523.9859 | 0 | 0.0732 | 0.0008 | 0.0094 | 0.0389 | 0.0037 | 0.0825 | 0.1611 | 0.0055 | 0.0228 | 0.0453 | 0.005 | 0.002 | 0.0016 | 0.0016 | 0.0322 | 0.0014 | 0.0232 | 0.0206 | 0.022 | 0.0053 | 0.0031 | 0.3024 | 0 | 0 | 0.003 | 0.0004 | 0.0012 | 0.321 | 0 | 0
1f37113 | MBS | 5 | 15f_161053_401x236x571.dat | 0.1200;0.1200;0.2828 | 401;236;571 | (1.5217;78.0600;62.0192) | 110 | 3.9 | 52 | 92 | 60 | Varibar | [5,133] | [30,30] | 0 | 10 | 80 | normal | none | 6.037 | 4.1019 | 24.763 | 27.7704 | 18.8685 | 523.9859 | 0 | 0.0763 | 0.0009 | 0.01 | 0.0431 | 0.0038 | 0.0934 | 0.1773 | 0.0059 | 0.0246 | 0.0467 | 0.0056 | 0.0021 | 0.0048 | 0.0017 | 0.0341 | 0.0013 | 0.0259 | 0.0225 | 0.0245 | 0.0053 | 0.0029 | 0.2811 | 0 | 0 | 0.0029 | 0.0004 | 0.001 | 0.3657 | 0 | 0
1f37113 | MBS | 5 | 15f_161053_401x236x571.dat | 0.1200;0.1200;0.2828 | 401;236;571 | (1.5217;78.0600;62.0192) | 110 | 7.85 | 62 | 92 | 60 | Varibar | [5,133] | [30,30] | 0 | 10 | 80 | normal | none | 6.037 | 4.1019 | 24.763 | 27.7704 | 18.8685 | 523.9859 | 0 | 0.0712 | 0.0008 | 0.009 | 0.0368 | 0.0036 | 0.0775 | 0.1583 | 0.0053 | 0.0211 | 0.0442 | 0.0048 | 0.0019 | 0.0046 | 0.0016 | 0.0286 | 0.0013 | 0.0217 | 0.0191 | 0.0205 | 0.0051 | 0.003 | 0.2602 | 0 | 0 | 0.0029 | 0.0004 | 0.0011 | 0.3479 | 0 | 0
1f37113 | MBS | 5 | 15f_161053_401x236x571.dat | 0.1200;0.1200;0.2828 | 401;236;571 | (1.5217;78.0600;62.0192) | 110 | 9.9905 | 69 | 92 | 60 | Varibar | [5,133] | [30,30] | 0 | 10 | 80 | normal | none | 6.037 | 4.1019 | 24.763 | 27.7704 | 18.8685 | 523.9859 | 0 | 0.0624 | 0.0008 | 0.0084 | 0.0334 | 0.0035 | 0.0738 | 0.1522 | 0.005 | 0.0192 | 0.0403 | 0.0045 | 0.0019 | 0.0045 | 0.0016 | 0.0259 | 0.0013 | 0.0198 | 0.0174 | 0.0184 | 0.005 | 0.003 | 0.2142 | 0 | 0 | 0.0028 | 0.0004 | 0.0011 | 0.2536 | 0 | 0
1f37113 | MBS | 5 | 15f_161053_401x236x571.dat | 0.1200;0.1200;0.2828 | 401;236;571 | (1.5217;78.0600;62.0192) | 60 | 2.5 | 38 | 92 | 60 | Varibar | [5,133] | [30,30] | 0 | 10 | 80 | normal | none | 6.037 | 4.1019 | 24.763 | 27.7704 | 18.8685 | 523.9859 | 0 | 0.138 | 0.001 | 0.0123 | 0.0595 | 0.0041 | 0.1665 | 0.1989 | 0.0076 | 0.0404 | 0.0518 | 0.0078 | 0.0024 | 0.005 | 0.0019 | 0.0631 | 0.0013 | 0.0403 | 0.0356 | 0.0393 | 0.0057 | 0.0027 | 0.4828 | 0 | 0 | 0.0029 | 0.0004 | 0.0009 | 0.6027 | 0 | 0
1f37113 | MBS | 5 | 15f_161053_401x236x571.dat | 0.1200;0.1200;0.2828 | 401;236;571 | (1.5217;78.0600;62.0192) | 60 | 5.7448 | 47 | 92 | 60 | Varibar | [5,133] | [30,30] | 0 | 10 | 80 | normal | none | 6.037 | 4.1019 | 24.763 | 27.7704 | 18.8685 | 523.9859 | 0 | 0.0913 | 0.0009 | 0.0107 | 0.0478 | 0.0039 | 0.1171 | 0.159 | 0.0061 | 0.0294 | 0.049 | 0.0058 | 0.0021 | 0.0049 | 0.0016 | 0.0412 | 0.0014 | 0.0302 | 0.0251 | 0.0288 | 0.0053 | 0.0029 | 0.38 | 0 | 0 | 0.003 | 0.0004 | 0.0012 | 0.3415 | 0 | 0
1f37113 | MBS | 5 | 15f_161053_401x236x571.dat | 0.1200;0.1200;0.2828 | 401;236;571 | (1.5217;78.0600;62.0192) | 60 | 6.3535 | 49 | 92 | 60 | Varibar | [5,133] | [30,30] | 0 | 10 | 80 | normal | none | 6.037 | 4.1019 | 24.763 | 27.7704 | 18.8685 | 523.9859 | 0 | 0.0915 | 0.0009 | 0.0105 | 0.0462 | 0.0039 | 0.1018 | 0.174 | 0.0059 | 0.0282 | 0.0475 | 0.0056 | 0.0021 | 0.0049 | 0.0016 | 0.0385 | 0.0014 | 0.0285 | 0.0241 | 0.0266 | 0.0053 | 0.003 | 0.3321 | 0 | 0 | 0.003 | 0.0004 | 0.0012 | 0.3538 | 0 | 0
1f37113 | MBS | 5 | 15f_161053_401x236x571.dat | 0.1200;0.1200;0.2828 | 401;236;571 | (1.5217;78.0600;62.0192) | 80 | 2.9 | 44 | 92 | 60 | Varibar | [5,133] | [30,30] | 0 | 10 | 80 | normal | none | 6.037 | 4.1019 | 24.763 | 27.7704 | 18.8685 | 523.9859 | 0 | 0.096 | 0.001 | 0.0112 | 0.0513 | 0.004 | 0.1157 | 0.1782 | 0.0067 | 0.0313 | 0.0518 | 0.0065 | 0.0022 | 0.0049 | 0.0018 | 0.0451 | 0.0013 | 0.032 | 0.0283 | 0.0308 | 0.0056 | 0.0028 | 0.3425 | 0 | 0 | 0.0029 | 0.0004 | 0.001 | 0.4139 | 0 | 0
1f37113 | MBS | 5 | 15f_161053_401x236x571.dat | 0.1200;0.1200;0.2828 | 401;236;571 | (1.5217;78.0600;62.0192) | 80 | 7.702 | 57 | 92 | 60 | Varibar | [5,133] | [30,30] | 0 | 10 | 80 | normal | none | 6.037 | 4.1019 | 24.763 | 27.7704 | 18.8685 | 523.9859 | 0 | 0.0749 | 0.0008 | 0.0095 | 0.0387 | 0.0037 | 0.0803 | 0.1582 | 0.0054 | 0.0229 | 0.047 | 0.005 | 0.002 | 0.0048 | 0.0016 | 0.0315 | 0.0014 | 0.0238 | 0.0203 | 0.0221 | 0.0052 | 0.003 | 0.2466 | 0 | 0 | 0.003 | 0.0004 | 0.0012 | 0.3932 | 0 | 0
1f37113 | MBS | 5 | 15f_161053_401x236x571.dat | 0.1200;0.1200;0.2828 | 401;236;571 | (1.5217;78.0600;62.0192) | 80 | 8.502 | 60 | 92 | 60 | Varibar | [5,133] | [30,30] | 0 | 10 | 80 | normal | none | 6.037 | 4.1019 | 24.763 | 27.7704 | 18.8685 | 523.9859 | 0 | 0.0688 | 0.0008 | 0.0093 | 0.0381 | 0.0037 | 0.0804 | 0.1561 | 0.0053 | 0.0219 | 0.0452 | 0.0049 | 0.002 | 0.0047 | 0.0016 | 0.0307 | 0.0014 | 0.0226 | 0.0196 | 0.021 | 0.0051 | 0.003 | 0.281 | 0 | 0 | 0.0029 | 0.0004 | 0.0012 | 0.321 | 0 | 0
1f37113 | MBS | 6 | 15f_161053_401x236x571.dat | 0.1200;0.1200;0.2828 | 401;236;571 | (1.5217;78.0600;62.0192) | 110 | 3.9 | 52 | 92 | 60 | Varibar | [5,133,110] | [30,30,100] | 0 | 20 | 80 | normal | none | 6.037 | 4.1019 | 24.763 | 27.7704 | 18.8685 | 523.9859 | 0 | 0.0815 | 0.0009 | 0.0101 | 0.0444 | 0.0038 | 0.0973 | 0.1829 | 0.0062 | 0.0258 | 0.0467 | 0.0057 | 0.0021 | 0.0018 | 0.0017 | 0.036 | 0.0013 | 0.0267 | 0.0235 | 0.0256 | 0.0055 | 0.0029 | 0.2811 | 0 | 0 | 0.0029 | 0.0004 | 0.001 | 0.3657 | 0 | 0
1f37113 | MBS | 6 | 15f_161053_401x236x571.dat | 0.1200;0.1200;0.2828 | 401;236;571 | (1.5217;78.0600;62.0192) | 110 | 7.85 | 62 | 92 | 60 | Varibar | [5,133,110] | [30,30,100] | 0 | 20 | 80 | normal | none | 6.037 | 4.1019 | 24.763 | 27.7704 | 18.8685 | 523.9859 | 0 | 0.0738 | 0.0008 | 0.0091 | 0.0376 | 0.0036 | 0.0797 | 0.1836 | 0.0055 | 0.0219 | 0.0442 | 0.005 | 0.002 | 0.0016 | 0.0016 | 0.0302 | 0.0013 | 0.0224 | 0.0202 | 0.0215 | 0.0052 | 0.003 | 0.2626 | 0 | 0 | 0.0029 | 0.0004 | 0.0011 | 0.3587 | 0 | 0
1f37113 | MBS | 6 | 15f_161053_401x236x571.dat | 0.1200;0.1200;0.2828 | 401;236;571 | (1.5217;78.0600;62.0192) | 110 | 9.9905 | 69 | 92 | 60 | Varibar | [5,133,110] | [30,30,100] | 0 | 20 | 80 | normal | none | 6.037 | 4.1019 | 24.763 | 27.7704 | 18.8685 | 523.9859 | 0 | 0.0656 | 0.0008 | 0.0086 | 0.0343 | 0.0035 | 0.077 | 0.1641 | 0.0052 | 0.0201 | 0.0403 | 0.0046 | 0.0019 | 0.0016 | 0.0016 | 0.0273 | 0.0013 | 0.0204 | 0.0182 | 0.0195 | 0.0051 | 0.003 | 0.2196 | 0 | 0 | 0.0028 | 0.0004 | 0.0011 | 0.2554 | 0 | 0
1f37113 | MBS | 6 | 15f_161053_401x236x571.dat | 0.1200;0.1200;0.2828 | 401;236;571 | (1.5217;78.0600;62.0192) | 60 | 2.5 | 38 | 92 | 60 | Varibar | [5,133,110] | [30,30,100] | 0 | 20 | 80 | normal | none | 6.037 | 4.1019 | 24.763 | 27.7704 | 18.8685 | 523.9859 | 0 | 0.1485 | 0.001 | 0.0123 | 0.0599 | 0.0041 | 0.1644 | 0.2319 | 0.0079 | 0.0419 | 0.0518 | 0.008 | 0.0024 | 0.002 | 0.0019 | 0.0659 | 0.0013 | 0.0409 | 0.038 | 0.0413 | 0.0059 | 0.0027 | 0.4828 | 0 | 0 | 0.0029 | 0.0004 | 0.0009 | 0.6027 | 0 | 0
1f37113 | MBS | 6 | 15f_161053_401x236x571.dat | 0.1200;0.1200;0.2828 | 401;236;571 | (1.5217;78.0600;62.0192) | 60 | 5.7448 | 47 | 92 | 60 | Varibar | [5,133,110] | [30,30,100] | 0 | 20 | 80 | normal | none | 6.037 | 4.1019 | 24.763 | 27.7704 | 18.8685 | 523.9859 | 0 | 0.0978 | 0.0009 | 0.0108 | 0.0485 | 0.0039 | 0.1202 | 0.1723 | 0.0063 | 0.0307 | 0.049 | 0.006 | 0.0021 | 0.0017 | 0.0016 | 0.0436 | 0.0014 | 0.0306 | 0.0264 | 0.0305 | 0.0054 | 0.003 | 0.38 | 0 | 0 | 0.003 | 0.0004 | 0.0012 | 0.3415 | 0 | 0
1f37113 | MBS | 6 | 15f_161053_401x236x571.dat | 0.1200;0.1200;0.2828 | 401;236;571 | (1.5217;78.0600;62.0192) | 60 | 6.3535 | 49 | 92 | 60 | Varibar | [5,133,110] | [30,30,100] | 0 | 20 | 80 | normal | none | 6.037 | 4.1019 | 24.763 | 27.7704 | 18.8685 | 523.9859 | 0 | 0.0986 | 0.0009 | 0.0106 | 0.047 | 0.0039 | 0.1055 | 0.1819 | 0.0061 | 0.0295 | 0.0475 | 0.0058 | 0.0021 | 0.0016 | 0.0016 | 0.041 | 0.0014 | 0.0291 | 0.0253 | 0.0281 | 0.0054 | 0.003 | 0.3321 | 0 | 0 | 0.0031 | 0.0004 | 0.0012 | 0.3538 | 0 | 0
1f37113 | MBS | 6 | 15f_161053_401x236x571.dat | 0.1200;0.1200;0.2828 | 401;236;571 | (1.5217;78.0600;62.0192) | 80 | 2.9 | 44 | 92 | 60 | Varibar | [5,133,110] | [30,30,100] | 0 | 20 | 80 | normal | none | 6.037 | 4.1019 | 24.763 | 27.7704 | 18.8685 | 523.9859 | 0 | 0.1023 | 0.001 | 0.0113 | 0.0523 | 0.004 | 0.1209 | 0.1933 | 0.007 | 0.0326 | 0.0518 | 0.0067 | 0.0023 | 0.0018 | 0.0018 | 0.0474 | 0.0013 | 0.0329 | 0.0297 | 0.0324 | 0.0057 | 0.0028 | 0.3785 | 0 | 0 | 0.0029 | 0.0004 | 0.001 | 0.4139 | 0 | 0
1f37113 | MBS | 6 | 15f_161053_401x236x571.dat | 0.1200;0.1200;0.2828 | 401;236;571 | (1.5217;78.0600;62.0192) | 80 | 7.702 | 57 | 92 | 60 | Varibar | [5,133,110] | [30,30,100] | 0 | 20 | 80 | normal | none | 6.037 | 4.1019 | 24.763 | 27.7704 | 18.8685 | 523.9859 | 0 | 0.081 | 0.0008 | 0.0096 | 0.0396 | 0.0037 | 0.0831 | 0.1632 | 0.0057 | 0.0239 | 0.047 | 0.0052 | 0.002 | 0.0016 | 0.0016 | 0.0331 | 0.0014 | 0.0245 | 0.0214 | 0.0234 | 0.0053 | 0.003 | 0.2719 | 0 | 0 | 0.003 | 0.0004 | 0.0012 | 0.3932 | 0 | 0
1f37113 | MBS | 6 | 15f_161053_401x236x571.dat | 0.1200;0.1200;0.2828 | 401;236;571 | (1.5217;78.0600;62.0192) | 80 | 8.502 | 60 | 92 | 60 | Varibar | [5,133,110] | [30,30,100] | 0 | 20 | 80 | normal | none | 6.037 | 4.1019 | 24.763 | 27.7704 | 18.8685 | 523.9859 | 0 | 0.0732 | 0.0008 | 0.0094 | 0.0389 | 0.0037 | 0.0825 | 0.1611 | 0.0055 | 0.0228 | 0.0453 | 0.005 | 0.002 | 0.0016 | 0.0016 | 0.0322 | 0.0014 | 0.0232 | 0.0206 | 0.022 | 0.0053 | 0.0031 | 0.3024 | 0 | 0 | 0.003 | 0.0004 | 0.0012 | 0.321 | 0 | 0
1f37113 | MBS | 1 | 15m_167056_407x225x586.dat | 0.1250;0.1250;0.2832 | 407;225;586 | (2.0621;81.1875;58.2071) | 110 | 3.9 | 52 | 95.25 | 60 | Varibar | [5] | [0] | 0 | 10 | 80 | normal | none | 6.042 | 12.4684 | 75.3336 | 28.7748 | 59.3808 | 1708.6712 | 0 | 0.0195 | 0.0007 | 0.0058 | 0.0164 | 0.0059 | 0.0259 | 0.3748 | 0.0022 | 0.0074 | 0.0292 | 0.0014 | 0.0008 | 0.005 | 0.0067 | 0.0117 | 0.0024 | 0.009 | 0.0086 | 0.0073 | 0.0056 | 0.007 | 0.1294 | 0 | 0 | 0.0036 | 0.0004 | 0.001 | 0.6359 | 0 | 0
1f37113 | MBS | 1 | 15m_167056_407x225x586.dat | 0.1250;0.1250;0.2832 | 407;225;586 | (2.0621;81.1875;58.2071) | 110 | 7.85 | 62 | 95.25 | 60 | Varibar | [5] | [0] | 0 | 10 | 80 | normal | none | 6.042 | 12.4684 | 75.3336 | 28.7748 | 59.3808 | 1708.6712 | 0 | 0.0172 | 0.0007 | 0.006 | 0.0137 | 0.0056 | 0.0227 | 0.3086 | 0.002 | 0.0064 | 0.0305 | 0.0013 | 0.0008 | 0.0047 | 0.0067 | 0.0098 | 0.0024 | 0.0077 | 0.0074 | 0.0064 | 0.0051 | 0.0067 | 0.1071 | 0 | 0 | 0.0035 | 0.0004 | 0.0011 | 0.4111 | 0 | 0
1f37113 | MBS | 1 | 15m_167056_407x225x586.dat | 0.1250;0.1250;0.2832 | 407;225;586 | (2.0621;81.1875;58.2071) | 110 | 9.9905 | 69 | 95.25 | 60 | Varibar | [5] | [0] | 0 | 10 | 80 | normal | none | 6.042 | 12.4684 | 75.3336 | 28.7748 | 59.3808 | 1708.6712 | 0 | 0.0162 | 0.0007 | 0.0058 | 0.0125 | 0.0054 | 0.0213 | 0.2591 | 0.0019 | 0.0059 | 0.0296 | 0.0013 | 0.0008 | 0.0045 | 0.0066 | 0.009 | 0.0024 | 0.007 | 0.0068 | 0.0059 | 0.0048 | 0.0066 | 0.0972 | 0 | 0 | 0.0035 | 0.0004 | 0.0011 | 0.4413 | 0 | 0
1f37113 | MBS | 1 | 15m_167056_407x225x586.dat | 0.1250;0.1250;0.2832 | 407;225;586 | (2.0621;81.1875;58.2071) | 60 | 2.5 | 38 | 95.25 | 60 | Varibar | [5] | [0] | 0 | 10 | 80 | normal | none | 6.042 | 12.4684 | 75.3336 | 28.7748 | 59.3808 | 1708.6712 | 0 | 0.0254 | 0.0008 | 0.0057 | 0.0265 | 0.0065 | 0.0371 | 0.5519 | 0.0026 | 0.0106 | 0.0279 | 0.0017 | 0.0008 | 0.0058 | 0.0068 | 0.0177 | 0.0024 | 0.0138 | 0.0124 | 0.0102 | 0.0068 | 0.0073 | 0.2242 | 0 | 0 | 0.0037 | 0.0004 | 0.0009 | 1 | 0 | 0
1f37113 | MBS | 1 | 15m_167056_407x225x586.dat | 0.1250;0.1250;0.2832 | 407;225;586 | (2.0621;81.1875;58.2071) | 60 | 5.7448 | 47 | 95.25 | 60 | Varibar | [5] | [0] | 0 | 10 | 80 | normal | none | 6.042 | 12.4684 | 75.3336 | 28.7748 | 59.3808 | 1708.6712 | 0 | 0.02 | 0.0007 | 0.0064 | 0.019 | 0.0063 | 0.0277 | 0.4524 | 0.0022 | 0.0078 | 0.0321 | 0.0014 | 0.0008 | 0.0051 | 0.0072 | 0.0128 | 0.0026 | 0.01 | 0.0092 | 0.0077 | 0.0057 | 0.007 | 0.1656 | 0 | 0 | 0.0038 | 0.0004 | 0.0011 | 0.841 | 0 | 0
1f37113 | MBS | 1 | 15m_167056_407x225x586.dat | 0.1250;0.1250;0.2832 | 407;225;586 | (2.0621;81.1875;58.2071) | 60 | 6.3535 | 49 | 95.25 | 60 | Varibar | [5] | [0] | 0 | 10 | 80 | normal | none | 6.042 | 12.4684 | 75.3336 | 28.7748 | 59.3808 | 1708.6712 | 0 | 0.0194 | 0.0007 | 0.0065 | 0.018 | 0.0062 | 0.0264 | 0.5288 | 0.0022 | 0.0075 | 0.033 | 0.0014 | 0.0008 | 0.0051 | 0.0072 | 0.0121 | 0.0026 | 0.0096 | 0.0088 | 0.0074 | 0.0056 | 0.007 | 0.1823 | 0 | 0 | 0.0038 | 0.0004 | 0.0012 | 0.4624 | 0 | 0
1f37113 | MBS | 1 | 15m_167056_407x225x586.dat | 0.1250;0.1250;0.2832 | 407;225;586 | (2.0621;81.1875;58.2071) | 80 | 2.9 | 44 | 95.25 | 60 | Varibar | [5] | [0] | 0 | 10 | 80 | normal | none | 6.042 | 12.4684 | 75.3336 | 28.7748 | 59.3808 | 1708.6712 | 0 | 0.0222 | 0.0008 | 0.0058 | 0.0209 | 0.0063 | 0.0302 | 0.4432 | 0.0024 | 0.0087 | 0.0289 | 0.0015 | 0.0008 | 0.0055 | 0.0068 | 0.0141 | 0.0025 | 0.011 | 0.0103 | 0.0086 | 0.0062 | 0.0072 | 0.2157 | 0 | 0 | 0.0037 | 0.0004 | 0.001 | 0.6657 | 0 | 0
1f37113 | MBS | 1 | 15m_167056_407x225x586.dat | 0.1250;0.1250;0.2832 | 407;225;586 | (2.0621;81.1875;58.2071) | 80 | 7.702 | 57 | 95.25 | 60 | Varibar | [5] | [0] | 0 | 10 | 80 | normal | none | 6.042 | 12.4684 | 75.3336 | 28.7748 | 59.3808 | 1708.6712 | 0 | 0.0179 | 0.0007 | 0.0062 | 0.0149 | 0.0059 | 0.0234 | 0.3375 | 0.0021 | 0.0067 | 0.0318 | 0.0013 | 0.0008 | 0.0048 | 0.007 | 0.0104 | 0.0025 | 0.0082 | 0.0078 | 0.0067 | 0.0052 | 0.0069 | 0.1344 | 0 | 0 | 0.0037 | 0.0004 | 0.0011 | 0.5306 | 0 | 0
1f37113 | MBS | 1 | 15m_167056_407x225x586.dat | 0.1250;0.1250;0.2832 | 407;225;586 | (2.0621;81.1875;58.2071) | 80 | 8.502 | 60 | 95.25 | 60 | Varibar | [5] | [0] | 0 | 10 | 80 | normal | none | 6.042 | 12.4684 | 75.3336 | 28.7748 | 59.3808 | 1708.6712 | 0 | 0.0174 | 0.0007 | 0.0062 | 0.0141 | 0.0058 | 0.0228 | 0.2813 | 0.002 | 0.0065 | 0.032 | 0.0013 | 0.0008 | 0.0047 | 0.0069 | 0.0101 | 0.0025 | 0.0078 | 0.0075 | 0.0065 | 0.0051 | 0.0068 | 0.1229 | 0 | 0 | 0.0037 | 0.0004 | 0.0011 | 0.8404 | 0 | 0
1f37113 | MBS | 2 | 15m_167056_407x225x586.dat | 0.1250;0.1250;0.2832 | 407;225;586 | (2.0621;81.1875;64.1743) | 110 | 3.9 | 52 | 95.25 | 60 | Varibar | [5] | [0] | 0 | 10 | 80 | normal | none | 6.042 | 3.9851 | 24.0778 | 28.7748 | 18.979 | 546.1178 | 0 | 0.0843 | 0.0009 | 0.0467 | 0.0511 | 0.0035 | 0.1189 | 0.6735 | 0.0066 | 0.0293 | 0.053 | 0.0075 | 0.0021 | 0.0053 | 0.0037 | 0.0439 | 0.0014 | 0.0323 | 0.0286 | 0.0289 | 0.0064 | 0.0037 | 0.333 | 0 | 0 | 0.0028 | 0.0004 | 0.001 | 0.9794 | 0 | 0
1f37113 | MBS | 2 | 15m_167056_407x225x586.dat | 0.1250;0.1250;0.2832 | 407;225;586 | (2.0621;81.1875;64.1743) | 110 | 7.85 | 62 | 95.25 | 60 | Varibar | [5] | [0] | 0 | 10 | 80 | normal | none | 6.042 | 3.9851 | 24.0778 | 28.7748 | 18.979 | 546.1178 | 0 | 0.0721 | 0.0008 | 0.0434 | 0.0427 | 0.0034 | 0.0943 | 0.5161 | 0.0058 | 0.0245 | 0.0482 | 0.0064 | 0.0019 | 0.0051 | 0.0038 | 0.0361 | 0.0014 | 0.0281 | 0.0243 | 0.0247 | 0.0059 | 0.0037 | 0.26 | 0 | 0 | 0.0027 | 0.0004 | 0.0011 | 0.8223 | 0 | 0
1f37113 | MBS | 2 | 15m_167056_407x225x586.dat | 0.1250;0.1250;0.2832 | 407;225;586 | (2.0621;81.1875;64.1743) | 110 | 9.9905 | 69 | 95.25 | 60 | Varibar | [5] | [0] | 0 | 10 | 80 | normal | none | 6.042 | 3.9851 | 24.0778 | 28.7748 | 18.979 | 546.1178 | 0 | 0.0645 | 0.0008 | 0.0398 | 0.0402 | 0.0033 | 0.088 | 0.4931 | 0.0054 | 0.022 | 0.045 | 0.0059 | 0.0018 | 0.0049 | 0.0037 | 0.0322 | 0.0013 | 0.0253 | 0.0217 | 0.0223 | 0.0057 | 0.0037 | 0.2255 | 0 | 0 | 0.0027 | 0.0004 | 0.0011 | 0 | 0 | 0
1f37113 | MBS | 2 | 15m_167056_407x225x586.dat | 0.1250;0.1250;0.2832 | 407;225;586 | (2.0621;81.1875;64.1743) | 60 | 2.5 | 38 | 95.25 | 60 | Varibar | [5] | [0] | 0 | 10 | 80 | normal | none | 6.042 | 3.9851 | 24.0778 | 28.7748 | 18.979 | 546.1178 | 0 | 0.1322 | 0.0011 | 0.0561 | 0.0719 | 0.0037 | 0.1939 | 1 | 0.009 | 0.0477 | 0.0624 | 0.0113 | 0.0025 | 0.0056 | 0.0038 | 0.0769 | 0.0013 | 0.0534 | 0.0476 | 0.0495 | 0.0074 | 0.0037 | 0.8503 | 0 | 0 | 0.0028 | 0.0004 | 0.0009 | 0 | 0 | 0
1f37113 | MBS | 2 | 15m_167056_407x225x586.dat | 0.1250;0.1250;0.2832 | 407;225;586 | (2.0621;81.1875;64.1743) | 60 | 5.7448 | 47 | 95.25 | 60 | Varibar | [5] | [0] | 0 | 10 | 80 | normal | none | 6.042 | 3.9851 | 24.0778 | 28.7748 | 18.979 | 546.1178 | 0 | 0.0928 | 0.0009 | 0.0523 | 0.06 | 0.0038 | 0.1456 | 0.6359 | 0.0069 | 0.0347 | 0.0533 | 0.0082 | 0.0021 | 0.0054 | 0.004 | 0.053 | 0.0014 | 0.0396 | 0.0336 | 0.034 | 0.0063 | 0.0037 | 0.3658 | 0 | 0 | 0.0029 | 0.0004 | 0.0012 | 0.9119 | 0 | 0
1f37113 | MBS | 2 | 15m_167056_407x225x586.dat | 0.1250;0.1250;0.2832 | 407;225;586 | (2.0621;81.1875;64.1743) | 60 | 6.3535 | 49 | 95.25 | 60 | Varibar | [5] | [0] | 0 | 10 | 80 | normal | none | 6.042 | 3.9851 | 24.0778 | 28.7748 | 18.979 | 546.1178 | 0 | 0.0881 | 0.0009 | 0.0513 | 0.0557 | 0.0037 | 0.1265 | 0.7149 | 0.0066 | 0.0326 | 0.0545 | 0.0078 | 0.0021 | 0.0054 | 0.004 | 0.0512 | 0.0014 | 0.0381 | 0.0317 | 0.0328 | 0.0062 | 0.0038 | 0.3123 | 0 | 0 | 0.0029 | 0.0004 | 0.0012 | 0.9211 | 0 | 0
1f37113 | MBS | 2 | 15m_167056_407x225x586.dat | 0.1250;0.1250;0.2832 | 407;225;586 | (2.0621;81.1875;64.1743) | 80 | 2.9 | 44 | 95.25 | 60 | Varibar | [5] | [0] | 0 | 10 | 80 | normal | none | 6.042 | 3.9851 | 24.0778 | 28.7748 | 18.979 | 546.1178 | 0 | 0.1072 | 0.001 | 0.0522 | 0.0593 | 0.0037 | 0.1468 | 0.8609 | 0.0077 | 0.0382 | 0.0557 | 0.0091 | 0.0023 | 0.0055 | 0.0038 | 0.0574 | 0.0014 | 0.0407 | 0.0356 | 0.0378 | 0.0069 | 0.0037 | 0.4225 | 0 | 0 | 0.0028 | 0.0004 | 0.001 | 0 | 0 | 0
1f37113 | MBS | 2 | 15m_167056_407x225x586.dat | 0.1250;0.1250;0.2832 | 407;225;586 | (2.0621;81.1875;64.1743) | 80 | 7.702 | 57 | 95.25 | 60 | Varibar | [5] | [0] | 0 | 10 | 80 | normal | none | 6.042 | 3.9851 | 24.0778 | 28.7748 | 18.979 | 546.1178 | 0 | 0.0767 | 0.0008 | 0.0459 | 0.0462 | 0.0036 | 0.1125 | 0.6125 | 0.006 | 0.0265 | 0.0517 | 0.0068 | 0.002 | 0.0052 | 0.0039 | 0.0405 | 0.0014 | 0.0305 | 0.0259 | 0.0265 | 0.006 | 0.0038 | 0.2691 | 0 | 0 | 0.0028 | 0.0004 | 0.0012 | 0 | 0 | 0
1f37113 | MBS | 2 | 15m_167056_407x225x586.dat | 0.1250;0.1250;0.2832 | 407;225;586 | (2.0621;81.1875;64.1743) | 80 | 8.502 | 60 | 95.25 | 60 | Varibar | [5] | [0] | 0 | 10 | 80 | normal | none | 6.042 | 3.9851 | 24.0778 | 28.7748 | 18.979 | 546.1178 | 0 | 0.0699 | 0.0008 | 0.0445 | 0.0466 | 0.0035 | 0.0972 | 0.5425 | 0.0058 | 0.0254 | 0.0503 | 0.0065 | 0.0019 | 0.0052 | 0.0039 | 0.0386 | 0.0014 | 0.0293 | 0.0252 | 0.0251 | 0.0059 | 0.0038 | 0.313 | 0 | 0 | 0.0028 | 0.0004 | 0.0012 | 0.7114 | 0 | 0
1f37113 | MBS | 3 | 15m_167056_407x225x586.dat | 0.1250;0.1250;0.2832 | 407;225;586 | (2.0621;81.1875;64.1743) | 110 | 3.9 | 52 | 95.25 | 60 | Varibar | [5,133] | [30,30] | 0 | 10 | 80 | normal | none | 6.042 | 3.9851 | 24.0778 | 28.7748 | 18.979 | 546.1178 | 0 | 0.084 | 0.0009 | 0.048 | 0.0518 | 0.0036 | 0.1196 | 0.6735 | 0.0067 | 0.0296 | 0.0535 | 0.0076 | 0.0021 | 0.0053 | 0.0021 | 0.0447 | 0.0014 | 0.0328 | 0.0292 | 0.0295 | 0.0065 | 0.0037 | 0.3477 | 0 | 0 | 0.0028 | 0.0004 | 0.001 | 0.9794 | 0 | 0
1f37113 | MBS | 3 | 15m_167056_407x225x586.dat | 0.1250;0.1250;0.2832 | 407;225;586 | (2.0621;81.1875;64.1743) | 110 | 7.85 | 62 | 95.25 | 60 | Varibar | [5,133] | [30,30] | 0 | 10 | 80 | normal | none | 6.042 | 3.9851 | 24.0778 | 28.7748 | 18.979 | 546.1178 | 0 | 0.0737 | 0.0008 | 0.0445 | 0.0434 | 0.0034 | 0.0944 | 0.4965 | 0.0059 | 0.0247 | 0.0486 | 0.0065 | 0.0019 | 0.0051 | 0.002 | 0.0366 | 0.0014 | 0.0285 | 0.0249 | 0.0252 | 0.0059 | 0.0037 | 0.2633 | 0 | 0 | 0.0028 | 0.0004 | 0.0011 | 0.8223 | 0 | 0
1f37113 | MBS | 3 | 15m_167056_407x225x586.dat | 0.1250;0.1250;0.2832 | 407;225;586 | (2.0621;81.1875;64.1743) | 110 | 9.9905 | 69 | 95.25 | 60 | Varibar | [5,133] | [30,30] | 0 | 10 | 80 | normal | none | 6.042 | 3.9851 | 24.0778 | 28.7748 | 18.979 | 546.1178 | 0 | 0.0656 | 0.0008 | 0.0408 | 0.0409 | 0.0033 | 0.0896 | 0.4862 | 0.0055 | 0.0223 | 0.0456 | 0.006 | 0.0019 | 0.0049 | 0.002 | 0.0326 | 0.0014 | 0.0257 | 0.0222 | 0.0227 | 0.0057 | 0.0037 | 0.2361 | 0 | 0 | 0.0027 | 0.0004 | 0.0011 | 0 | 0 | 0
1f37113 | MBS | 3 | 15m_167056_407x225x586.dat | 0.1250;0.1250;0.2832 | 407;225;586 | (2.0621;81.1875;64.1743) | 60 | 2.5 | 38 | 95.25 | 60 | Varibar | [5,133] | [30,30] | 0 | 10 | 80 | normal | none | 6.042 | 3.9851 | 24.0778 | 28.7748 | 18.979 | 546.1178 | 0 | 0.1349 | 0.0011 | 0.0577 | 0.0722 | 0.0038 | 0.1939 | 1 | 0.0091 | 0.048 | 0.0626 | 0.0114 | 0.0025 | 0.0057 | 0.0022 | 0.0775 | 0.0014 | 0.0534 | 0.0482 | 0.0503 | 0.0074 | 0.0037 | 0.8503 | 0 | 0 | 0.0029 | 0.0004 | 0.0009 | 0 | 0 | 0
1f37113 | MBS | 3 | 15m_167056_407x225x586.dat | 0.1250;0.1250;0.2832 | 407;225;586 | (2.0621;81.1875;64.1743) | 60 | 5.7448 | 47 | 95.25 | 60 | Varibar | [5,133] | [30,30] | 0 | 10 | 80 | normal | none | 6.042 | 3.9851 | 24.0778 | 28.7748 | 18.979 | 546.1178 | 0 | 0.095 | 0.0009 | 0.0537 | 0.0602 | 0.0038 | 0.1442 | 0.6359 | 0.007 | 0.0351 | 0.0539 | 0.0083 | 0.0021 | 0.0054 | 0.002 | 0.0537 | 0.0015 | 0.0401 | 0.0343 | 0.0346 | 0.0064 | 0.0038 | 0.3658 | 0 | 0 | 0.0029 | 0.0004 | 0.0012 | 0.9119 | 0 | 0
1f37113 | MBS | 3 | 15m_167056_407x225x586.dat | 0.1250;0.1250;0.2832 | 407;225;586 | (2.0621;81.1875;64.1743) | 60 | 6.3535 | 49 | 95.25 | 60 | Varibar | [5,133] | [30,30] | 0 | 10 | 80 | normal | none | 6.042 | 3.9851 | 24.0778 | 28.7748 | 18.979 | 546.1178 | 0 | 0.0893 | 0.0009 | 0.0526 | 0.0558 | 0.0038 | 0.1265 | 0.7149 | 0.0067 | 0.0329 | 0.0553 | 0.0079 | 0.0021 | 0.0054 | 0.0019 | 0.0516 | 0.0015 | 0.0385 | 0.0324 | 0.0331 | 0.0063 | 0.0038 | 0.3123 | 0 | 0 | 0.003 | 0.0004 | 0.0012 | 0.9211 | 0 | 0
1f37113 | MBS | 3 | 15m_167056_407x225x586.dat | 0.1250;0.1250;0.2832 | 407;225;586 | (2.0621;81.1875;64.1743) | 80 | 2.9 | 44 | 95.25 | 60 | Varibar | [5,133] | [30,30] | 0 | 10 | 80 | normal | none | 6.042 | 3.9851 | 24.0778 | 28.7748 | 18.979 | 546.1178 | 0 | 0.1077 | 0.001 | 0.0534 | 0.0595 | 0.0037 | 0.1476 | 0.8609 | 0.0078 | 0.0387 | 0.0562 | 0.0092 | 0.0023 | 0.0055 | 0.0021 | 0.0584 | 0.0014 | 0.041 | 0.0364 | 0.0385 | 0.0069 | 0.0037 | 0.475 | 0 | 0 | 0.0029 | 0.0004 | 0.001 | 0 | 0 | 0
1f37113 | MBS | 3 | 15m_167056_407x225x586.dat | 0.1250;0.1250;0.2832 | 407;225;586 | (2.0621;81.1875;64.1743) | 80 | 7.702 | 57 | 95.25 | 60 | Varibar | [5,133] | [30,30] | 0 | 10 | 80 | normal | none | 6.042 | 3.9851 | 24.0778 | 28.7748 | 18.979 | 546.1178 | 0 | 0.0776 | 0.0009 | 0.0472 | 0.0465 | 0.0036 | 0.1124 | 0.6125 | 0.0061 | 0.0267 | 0.0524 | 0.0068 | 0.002 | 0.0052 | 0.0019 | 0.0415 | 0.0014 | 0.031 | 0.0265 | 0.027 | 0.0061 | 0.0038 | 0.2691 | 0 | 0 | 0.0029 | 0.0004 | 0.0012 | 0 | 0 | 0
1f37113 | MBS | 3 | 15m_167056_407x225x586.dat | 0.1250;0.1250;0.2832 | 407;225;586 | (2.0621;81.1875;64.1743) | 80 | 8.502 | 60 | 95.25 | 60 | Varibar | [5,133] | [30,30] | 0 | 10 | 80 | normal | none | 6.042 | 3.9851 | 24.0778 | 28.7748 | 18.979 | 546.1178 | 0 | 0.0708 | 0.0008 | 0.0458 | 0.0469 | 0.0035 | 0.098 | 0.5425 | 0.0059 | 0.0257 | 0.0509 | 0.0066 | 0.002 | 0.0052 | 0.0019 | 0.0395 | 0.0014 | 0.0297 | 0.0258 | 0.0256 | 0.006 | 0.0038 | 0.3181 | 0 | 0 | 0.0029 | 0.0004 | 0.0012 | 0.7114 | 0 | 0
1f37113 | MBS | 4 | 15m_167056_407x225x586.dat | 0.1250;0.1250;0.2832 | 407;225;586 | (2.0621;81.1875;64.1743) | 110 | 3.9 | 52 | 95.25 | 60 | Varibar | [5,133,110] | [30,30,100] | 0 | 20 | 80 | normal | none | 6.042 | 3.9851 | 24.0778 | 28.7748 | 18.979 | 546.1178 | 0 | 0.0881 | 0.0009 | 0.0485 | 0.0532 | 0.0036 | 0.1235 | 0.6735 | 0.007 | 0.0309 | 0.0535 | 0.0078 | 0.0022 | 0.002 | 0.0021 | 0.0468 | 0.0014 | 0.0337 | 0.0306 | 0.0312 | 0.0067 | 0.0037 | 0.3477 | 0 | 0 | 0.0028 | 0.0004 | 0.001 | 0.9794 | 0 | 0
1f37113 | MBS | 4 | 15m_167056_407x225x586.dat | 0.1250;0.1250;0.2832 | 407;225;586 | (2.0621;81.1875;64.1743) | 110 | 7.85 | 62 | 95.25 | 60 | Varibar | [5,133,110] | [30,30,100] | 0 | 20 | 80 | normal | none | 6.042 | 3.9851 | 24.0778 | 28.7748 | 18.979 | 546.1178 | 0 | 0.0765 | 0.0008 | 0.0452 | 0.0445 | 0.0034 | 0.099 | 0.4965 | 0.0061 | 0.0258 | 0.0486 | 0.0066 | 0.002 | 0.0018 | 0.002 | 0.0386 | 0.0014 | 0.0293 | 0.0262 | 0.0265 | 0.0062 | 0.0037 | 0.2726 | 0 | 0 | 0.0028 | 0.0004 | 0.0011 | 0.8223 | 0 | 0
1f37113 | MBS | 4 | 15m_167056_407x225x586.dat | 0.1250;0.1250;0.2832 | 407;225;586 | (2.0621;81.1875;64.1743) | 110 | 9.9905 | 69 | 95.25 | 60 | Varibar | [5,133,110] | [30,30,100] | 0 | 20 | 80 | normal | none | 6.042 | 3.9851 | 24.0778 | 28.7748 | 18.979 | 546.1178 | 0 | 0.067 | 0.0008 | 0.0413 | 0.042 | 0.0033 | 0.0925 | 0.4862 | 0.0057 | 0.0234 | 0.0457 | 0.0061 | 0.0019 | 0.0017 | 0.002 | 0.0344 | 0.0014 | 0.0265 | 0.0232 | 0.0239 | 0.006 | 0.0037 | 0.2454 | 0 | 0 | 0.0027 | 0.0004 | 0.0011 | 0 | 0 | 0
1f37113 | MBS | 4 | 15m_167056_407x225x586.dat | 0.1250;0.1250;0.2832 | 407;225;586 | (2.0621;81.1875;64.1743) | 60 | 2.5 | 38 | 95.25 | 60 | Varibar | [5,133,110] | [30,30,100] | 0 | 20 | 80 | normal | none | 6.042 | 3.9851 | 24.0778 | 28.7748 | 18.979 | 546.1178 | 0 | 0.1407 | 0.0011 | 0.0581 | 0.0723 | 0.0038 | 0.2031 | 1 | 0.0095 | 0.0497 | 0.0626 | 0.0116 | 0.0025 | 0.0023 | 0.0022 | 0.0816 | 0.0014 | 0.0543 | 0.0505 | 0.0524 | 0.0077 | 0.0037 | 0.8503 | 0 | 0 | 0.0029 | 0.0004 | 0.0009 | 0 | 0 | 0
1f37113 | MBS | 4 | 15m_167056_407x225x586.dat | 0.1250;0.1250;0.2832 | 407;225;586 | (2.0621;81.1875;64.1743) | 60 | 5.7448 | 47 | 95.25 | 60 | Varibar | [5,133,110] | [30,30,100] | 0 | 20 | 80 | normal | none | 6.042 | 3.9851 | 24.0778 | 28.7748 | 18.979 | 546.1178 | 0 | 0.0977 | 0.0009 | 0.0543 | 0.0615 | 0.0038 | 0.1492 | 0.6359 | 0.0074 | 0.0364 | 0.0539 | 0.0085 | 0.0022 | 0.0019 | 0.002 | 0.0561 | 0.0015 | 0.0408 | 0.0361 | 0.0366 | 0.0067 | 0.0038 | 0.3658 | 0 | 0 | 0.003 | 0.0004 | 0.0012 | 0.9119 | 0 | 0
1f37113 | MBS | 4 | 15m_167056_407x225x586.dat | 0.1250;0.1250;0.2832 | 407;225;586 | (2.0621;81.1875;64.1743) | 60 | 6.3535 | 49 | 95.25 | 60 | Varibar | [5,133,110] | [30,30,100] | 0 | 20 | 80 | normal | none | 6.042 | 3.9851 | 24.0778 | 28.7748 | 18.979 | 546.1178 | 0 | 0.0954 | 0.0009 | 0.0531 | 0.0564 | 0.0038 | 0.1289 | 0.7149 | 0.0071 | 0.0341 | 0.0553 | 0.008 | 0.0021 | 0.0018 | 0.0019 | 0.0545 | 0.0015 | 0.0391 | 0.0343 | 0.0349 | 0.0066 | 0.0038 | 0.3123 | 0 | 0 | 0.003 | 0.0004 | 0.0012 | 0.9211 | 0 | 0
1f37113 | MBS | 4 | 15m_167056_407x225x586.dat | 0.1250;0.1250;0.2832 | 407;225;586 | (2.0621;81.1875;64.1743) | 80 | 2.9 | 44 | 95.25 | 60 | Varibar | [5,133,110] | [30,30,100] | 0 | 20 | 80 | normal | none | 6.042 | 3.9851 | 24.0778 | 28.7748 | 18.979 | 546.1178 | 0 | 0.1132 | 0.001 | 0.0538 | 0.0603 | 0.0037 | 0.1565 | 0.8609 | 0.0081 | 0.0405 | 0.0561 | 0.0094 | 0.0024 | 0.0021 | 0.0021 | 0.0608 | 0.0014 | 0.0423 | 0.039 | 0.0407 | 0.0072 | 0.0037 | 0.475 | 0 | 0 | 0.0029 | 0.0004 | 0.001 | 0 | 0 | 0
1f37113 | MBS | 4 | 15m_167056_407x225x586.dat | 0.1250;0.1250;0.2832 | 407;225;586 | (2.0621;81.1875;64.1743) | 80 | 7.702 | 57 | 95.25 | 60 | Varibar | [5,133,110] | [30,30,100] | 0 | 20 | 80 | normal | none | 6.042 | 3.9851 | 24.0778 | 28.7748 | 18.979 | 546.1178 | 0 | 0.0812 | 0.0009 | 0.0479 | 0.048 | 0.0036 | 0.1195 | 0.6125 | 0.0064 | 0.0279 | 0.0524 | 0.007 | 0.002 | 0.0017 | 0.0019 | 0.0436 | 0.0014 | 0.0318 | 0.0282 | 0.0283 | 0.0063 | 0.0038 | 0.2694 | 0 | 0 | 0.0029 | 0.0004 | 0.0012 | 0 | 0 | 0
1f37113 | MBS | 4 | 15m_167056_407x225x586.dat | 0.1250;0.1250;0.2832 | 407;225;586 | (2.0621;81.1875;64.1743) | 80 | 8.502 | 60 | 95.25 | 60 | Varibar | [5,133,110] | [30,30,100] | 0 | 20 | 80 | normal | none | 6.042 | 3.9851 | 24.0778 | 28.7748 | 18.979 | 546.1178 | 0 | 0.0747 | 0.0008 | 0.0464 | 0.0481 | 0.0036 | 0.1025 | 0.5425 | 0.0062 | 0.0269 | 0.051 | 0.0067 | 0.002 | 0.0017 | 0.0019 | 0.0412 | 0.0014 | 0.0307 | 0.0273 | 0.0271 | 0.0062 | 0.0038 | 0.3181 | 0 | 0 | 0.0029 | 0.0004 | 0.0012 | 0.7114 | 0 | 0
1f37113 | MBS | 5 | 15m_167056_407x225x586.dat | 0.1250;0.1250;0.2832 | 407;225;586 | (2.0621;81.1875;64.1743) | 110 | 3.9 | 52 | 95.25 | 60 | Varibar | [5,133] | [30,30] | 0 | 10 | 80 | normal | none | 6.042 | 3.9851 | 24.0778 | 28.7748 | 18.979 | 546.1178 | 0 | 0.084 | 0.0009 | 0.048 | 0.0518 | 0.0036 | 0.1196 | 0.6735 | 0.0067 | 0.0296 | 0.0535 | 0.0076 | 0.0021 | 0.0053 | 0.0021 | 0.0447 | 0.0014 | 0.0328 | 0.0292 | 0.0295 | 0.0065 | 0.0037 | 0.3477 | 0 | 0 | 0.0028 | 0.0004 | 0.001 | 0.9794 | 0 | 0
1f37113 | MBS | 5 | 15m_167056_407x225x586.dat | 0.1250;0.1250;0.2832 | 407;225;586 | (2.0621;81.1875;64.1743) | 110 | 7.85 | 62 | 95.25 | 60 | Varibar | [5,133] | [30,30] | 0 | 10 | 80 | normal | none | 6.042 | 3.9851 | 24.0778 | 28.7748 | 18.979 | 546.1178 | 0 | 0.0737 | 0.0008 | 0.0445 | 0.0434 | 0.0034 | 0.0944 | 0.4965 | 0.0059 | 0.0247 | 0.0486 | 0.0065 | 0.0019 | 0.0051 | 0.002 | 0.0366 | 0.0014 | 0.0285 | 0.0249 | 0.0252 | 0.0059 | 0.0037 | 0.2633 | 0 | 0 | 0.0028 | 0.0004 | 0.0011 | 0.8223 | 0 | 0
1f37113 | MBS | 5 | 15m_167056_407x225x586.dat | 0.1250;0.1250;0.2832 | 407;225;586 | (2.0621;81.1875;64.1743) | 110 | 9.9905 | 69 | 95.25 | 60 | Varibar | [5,133] | [30,30] | 0 | 10 | 80 | normal | none | 6.042 | 3.9851 | 24.0778 | 28.7748 | 18.979 | 546.1178 | 0 | 0.0656 | 0.0008 | 0.0408 | 0.0409 | 0.0033 | 0.0896 | 0.4862 | 0.0055 | 0.0223 | 0.0456 | 0.006 | 0.0019 | 0.0049 | 0.002 | 0.0326 | 0.0014 | 0.0257 | 0.0222 | 0.0227 | 0.0057 | 0.0037 | 0.2361 | 0 | 0 | 0.0027 | 0.0004 | 0.0011 | 0 | 0 | 0
1f37113 | MBS | 5 | 15m_167056_407x225x586.dat | 0.1250;0.1250;0.2832 | 407;225;586 | (2.0621;81.1875;64.1743) | 60 | 2.5 | 38 | 95.25 | 60 | Varibar | [5,133] | [30,30] | 0 | 10 | 80 | normal | none | 6.042 | 3.9851 | 24.0778 | 28.7748 | 18.979 | 546.1178 | 0 | 0.1349 | 0.0011 | 0.0577 | 0.0722 | 0.0038 | 0.1939 | 1 | 0.0091 | 0.048 | 0.0626 | 0.0114 | 0.0025 | 0.0057 | 0.0022 | 0.0775 | 0.0014 | 0.0534 | 0.0482 | 0.0503 | 0.0074 | 0.0037 | 0.8503 | 0 | 0 | 0.0029 | 0.0004 | 0.0009 | 0 | 0 | 0
1f37113 | MBS | 5 | 15m_167056_407x225x586.dat | 0.1250;0.1250;0.2832 | 407;225;586 | (2.0621;81.1875;64.1743) | 60 | 5.7448 | 47 | 95.25 | 60 | Varibar | [5,133] | [30,30] | 0 | 10 | 80 | normal | none | 6.042 | 3.9851 | 24.0778 | 28.7748 | 18.979 | 546.1178 | 0 | 0.095 | 0.0009 | 0.0537 | 0.0602 | 0.0038 | 0.1442 | 0.6359 | 0.007 | 0.0351 | 0.0539 | 0.0083 | 0.0021 | 0.0054 | 0.002 | 0.0537 | 0.0015 | 0.0401 | 0.0343 | 0.0346 | 0.0064 | 0.0038 | 0.3658 | 0 | 0 | 0.0029 | 0.0004 | 0.0012 | 0.9119 | 0 | 0
1f37113 | MBS | 5 | 15m_167056_407x225x586.dat | 0.1250;0.1250;0.2832 | 407;225;586 | (2.0621;81.1875;64.1743) | 60 | 6.3535 | 49 | 95.25 | 60 | Varibar | [5,133] | [30,30] | 0 | 10 | 80 | normal | none | 6.042 | 3.9851 | 24.0778 | 28.7748 | 18.979 | 546.1178 | 0 | 0.0893 | 0.0009 | 0.0526 | 0.0558 | 0.0038 | 0.1265 | 0.7149 | 0.0067 | 0.0329 | 0.0553 | 0.0079 | 0.0021 | 0.0054 | 0.0019 | 0.0516 | 0.0015 | 0.0385 | 0.0324 | 0.0331 | 0.0063 | 0.0038 | 0.3123 | 0 | 0 | 0.003 | 0.0004 | 0.0012 | 0.9211 | 0 | 0
1f37113 | MBS | 5 | 15m_167056_407x225x586.dat | 0.1250;0.1250;0.2832 | 407;225;586 | (2.0621;81.1875;64.1743) | 80 | 2.9 | 44 | 95.25 | 60 | Varibar | [5,133] | [30,30] | 0 | 10 | 80 | normal | none | 6.042 | 3.9851 | 24.0778 | 28.7748 | 18.979 | 546.1178 | 0 | 0.1077 | 0.001 | 0.0534 | 0.0595 | 0.0037 | 0.1476 | 0.8609 | 0.0078 | 0.0387 | 0.0562 | 0.0092 | 0.0023 | 0.0055 | 0.0021 | 0.0584 | 0.0014 | 0.041 | 0.0364 | 0.0385 | 0.0069 | 0.0037 | 0.475 | 0 | 0 | 0.0029 | 0.0004 | 0.001 | 0 | 0 | 0
1f37113 | MBS | 5 | 15m_167056_407x225x586.dat | 0.1250;0.1250;0.2832 | 407;225;586 | (2.0621;81.1875;64.1743) | 80 | 7.702 | 57 | 95.25 | 60 | Varibar | [5,133] | [30,30] | 0 | 10 | 80 | normal | none | 6.042 | 3.9851 | 24.0778 | 28.7748 | 18.979 | 546.1178 | 0 | 0.0776 | 0.0009 | 0.0472 | 0.0465 | 0.0036 | 0.1124 | 0.6125 | 0.0061 | 0.0267 | 0.0524 | 0.0068 | 0.002 | 0.0052 | 0.0019 | 0.0415 | 0.0014 | 0.031 | 0.0265 | 0.027 | 0.0061 | 0.0038 | 0.2691 | 0 | 0 | 0.0029 | 0.0004 | 0.0012 | 0 | 0 | 0
1f37113 | MBS | 5 | 15m_167056_407x225x586.dat | 0.1250;0.1250;0.2832 | 407;225;586 | (2.0621;81.1875;64.1743) | 80 | 8.502 | 60 | 95.25 | 60 | Varibar | [5,133] | [30,30] | 0 | 10 | 80 | normal | none | 6.042 | 3.9851 | 24.0778 | 28.7748 | 18.979 | 546.1178 | 0 | 0.0708 | 0.0008 | 0.0458 | 0.0469 | 0.0035 | 0.098 | 0.5425 | 0.0059 | 0.0257 | 0.0509 | 0.0066 | 0.002 | 0.0052 | 0.0019 | 0.0395 | 0.0014 | 0.0297 | 0.0258 | 0.0256 | 0.006 | 0.0038 | 0.3181 | 0 | 0 | 0.0029 | 0.0004 | 0.0012 | 0.7114 | 0 | 0
1f37113 | MBS | 6 | 15m_167056_407x225x586.dat | 0.1250;0.1250;0.2832 | 407;225;586 | (2.0621;81.1875;64.1743) | 110 | 3.9 | 52 | 95.25 | 60 | Varibar | [5,133,110] | [30,30,100] | 0 | 20 | 80 | normal | none | 6.042 | 3.9851 | 24.0778 | 28.7748 | 18.979 | 546.1178 | 0 | 0.0881 | 0.0009 | 0.0485 | 0.0532 | 0.0036 | 0.1235 | 0.6735 | 0.007 | 0.0309 | 0.0535 | 0.0078 | 0.0022 | 0.002 | 0.0021 | 0.0468 | 0.0014 | 0.0337 | 0.0306 | 0.0312 | 0.0067 | 0.0037 | 0.3477 | 0 | 0 | 0.0028 | 0.0004 | 0.001 | 0.9794 | 0 | 0
1f37113 | MBS | 6 | 15m_167056_407x225x586.dat | 0.1250;0.1250;0.2832 | 407;225;586 | (2.0621;81.1875;64.1743) | 110 | 7.85 | 62 | 95.25 | 60 | Varibar | [5,133,110] | [30,30,100] | 0 | 20 | 80 | normal | none | 6.042 | 3.9851 | 24.0778 | 28.7748 | 18.979 | 546.1178 | 0 | 0.0765 | 0.0008 | 0.0452 | 0.0445 | 0.0034 | 0.099 | 0.4965 | 0.0061 | 0.0258 | 0.0486 | 0.0066 | 0.002 | 0.0018 | 0.002 | 0.0386 | 0.0014 | 0.0293 | 0.0262 | 0.0265 | 0.0062 | 0.0037 | 0.2726 | 0 | 0 | 0.0028 | 0.0004 | 0.0011 | 0.8223 | 0 | 0
1f37113 | MBS | 6 | 15m_167056_407x225x586.dat | 0.1250;0.1250;0.2832 | 407;225;586 | (2.0621;81.1875;64.1743) | 110 | 9.9905 | 69 | 95.25 | 60 | Varibar | [5,133,110] | [30,30,100] | 0 | 20 | 80 | normal | none | 6.042 | 3.9851 | 24.0778 | 28.7748 | 18.979 | 546.1178 | 0 | 0.067 | 0.0008 | 0.0413 | 0.042 | 0.0033 | 0.0925 | 0.4862 | 0.0057 | 0.0234 | 0.0457 | 0.0061 | 0.0019 | 0.0017 | 0.002 | 0.0344 | 0.0014 | 0.0265 | 0.0232 | 0.0239 | 0.006 | 0.0037 | 0.2454 | 0 | 0 | 0.0027 | 0.0004 | 0.0011 | 0 | 0 | 0
1f37113 | MBS | 6 | 15m_167056_407x225x586.dat | 0.1250;0.1250;0.2832 | 407;225;586 | (2.0621;81.1875;64.1743) | 60 | 2.5 | 38 | 95.25 | 60 | Varibar | [5,133,110] | [30,30,100] | 0 | 20 | 80 | normal | none | 6.042 | 3.9851 | 24.0778 | 28.7748 | 18.979 | 546.1178 | 0 | 0.1407 | 0.0011 | 0.0581 | 0.0723 | 0.0038 | 0.2031 | 1 | 0.0095 | 0.0497 | 0.0626 | 0.0116 | 0.0025 | 0.0023 | 0.0022 | 0.0816 | 0.0014 | 0.0543 | 0.0505 | 0.0524 | 0.0077 | 0.0037 | 0.8503 | 0 | 0 | 0.0029 | 0.0004 | 0.0009 | 0 | 0 | 0
1f37113 | MBS | 6 | 15m_167056_407x225x586.dat | 0.1250;0.1250;0.2832 | 407;225;586 | (2.0621;81.1875;64.1743) | 60 | 5.7448 | 47 | 95.25 | 60 | Varibar | [5,133,110] | [30,30,100] | 0 | 20 | 80 | normal | none | 6.042 | 3.9851 | 24.0778 | 28.7748 | 18.979 | 546.1178 | 0 | 0.0977 | 0.0009 | 0.0543 | 0.0615 | 0.0038 | 0.1492 | 0.6359 | 0.0074 | 0.0364 | 0.0539 | 0.0085 | 0.0022 | 0.0019 | 0.002 | 0.0561 | 0.0015 | 0.0408 | 0.0361 | 0.0366 | 0.0067 | 0.0038 | 0.3658 | 0 | 0 | 0.003 | 0.0004 | 0.0012 | 0.9119 | 0 | 0
1f37113 | MBS | 6 | 15m_167056_407x225x586.dat | 0.1250;0.1250;0.2832 | 407;225;586 | (2.0621;81.1875;64.1743) | 60 | 6.3535 | 49 | 95.25 | 60 | Varibar | [5,133,110] | [30,30,100] | 0 | 20 | 80 | normal | none | 6.042 | 3.9851 | 24.0778 | 28.7748 | 18.979 | 546.1178 | 0 | 0.0954 | 0.0009 | 0.0531 | 0.0564 | 0.0038 | 0.1289 | 0.7149 | 0.0071 | 0.0341 | 0.0553 | 0.008 | 0.0021 | 0.0018 | 0.0019 | 0.0545 | 0.0015 | 0.0391 | 0.0343 | 0.0349 | 0.0066 | 0.0038 | 0.3123 | 0 | 0 | 0.003 | 0.0004 | 0.0012 | 0.9211 | 0 | 0
1f37113 | MBS | 6 | 15m_167056_407x225x586.dat | 0.1250;0.1250;0.2832 | 407;225;586 | (2.0621;81.1875;64.1743) | 80 | 2.9 | 44 | 95.25 | 60 | Varibar | [5,133,110] | [30,30,100] | 0 | 20 | 80 | normal | none | 6.042 | 3.9851 | 24.0778 | 28.7748 | 18.979 | 546.1178 | 0 | 0.1132 | 0.001 | 0.0538 | 0.0603 | 0.0037 | 0.1565 | 0.8609 | 0.0081 | 0.0405 | 0.0561 | 0.0094 | 0.0024 | 0.0021 | 0.0021 | 0.0608 | 0.0014 | 0.0423 | 0.039 | 0.0407 | 0.0072 | 0.0037 | 0.475 | 0 | 0 | 0.0029 | 0.0004 | 0.001 | 0 | 0 | 0
1f37113 | MBS | 6 | 15m_167056_407x225x586.dat | 0.1250;0.1250;0.2832 | 407;225;586 | (2.0621;81.1875;64.1743) | 80 | 7.702 | 57 | 95.25 | 60 | Varibar | [5,133,110] | [30,30,100] | 0 | 20 | 80 | normal | none | 6.042 | 3.9851 | 24.0778 | 28.7748 | 18.979 | 546.1178 | 0 | 0.0812 | 0.0009 | 0.0479 | 0.048 | 0.0036 | 0.1195 | 0.6125 | 0.0064 | 0.0279 | 0.0524 | 0.007 | 0.002 | 0.0017 | 0.0019 | 0.0436 | 0.0014 | 0.0318 | 0.0282 | 0.0283 | 0.0063 | 0.0038 | 0.2694 | 0 | 0 | 0.0029 | 0.0004 | 0.0012 | 0 | 0 | 0
1f37113 | MBS | 6 | 15m_167056_407x225x586.dat | 0.1250;0.1250;0.2832 | 407;225;586 | (2.0621;81.1875;64.1743) | 80 | 8.502 | 60 | 95.25 | 60 | Varibar | [5,133,110] | [30,30,100] | 0 | 20 | 80 | normal | none | 6.042 | 3.9851 | 24.0778 | 28.7748 | 18.979 | 546.1178 | 0 | 0.0747 | 0.0008 | 0.0464 | 0.0481 | 0.0036 | 0.1025 | 0.5425 | 0.0062 | 0.0269 | 0.051 | 0.0067 | 0.002 | 0.0017 | 0.0019 | 0.0412 | 0.0014 | 0.0307 | 0.0273 | 0.0271 | 0.0062 | 0.0038 | 0.3181 | 0 | 0 | 0.0029 | 0.0004 | 0.0012 | 0.7114 | 0 | 0