## Normal KAP
Git Commit | Procedure | Field # | Phantom | Voxel Size | Voxel Array | Source Coordinate | Peak Potential | HVL | Average Energy | FDD | SSD | Contrast Material | Contrast Location | Contrast Percentage | # of Radigraphs | Field Time | Total Procedure Time | Disease State | Disease | Field Width @ 20cm | Field Height @ 20cm | Field Area @ 20cm | Field Width @ Image | Field Height @ Image | Field Area @ Image | KAP | Adrenals | Brain | Breast | Colon | ET | GB-wall | Gonads | Ht-wall | Kidneys | Eye-lens | Liver | Lungs | Oesophagus | O-mucosa | Pancreas | S-glands | SI-wall | Spleen | St-wall | Thymus | Thyroid | UB-wall | R-marrow | Endost-BS | Lymph | Muscle | Skin | Prostate / Uterus | Remainder | Effective Dose
- | - | - | - | - | - | - | kVp | mm Al | keV | cm | cm | - | - | - | - | s | s | - | - | cm | cm | cm2 | cm | cm | cm2 | Gy-cm2 | mGy/Gy-cm2 | mGy/Gy-cm2 | mGy/Gy-cm2 | mGy/Gy-cm2 | mGy/Gy-cm2 | mGy/Gy-cm2 | mGy/Gy-cm2 | mGy/Gy-cm2 | mGy/Gy-cm2 | mGy/Gy-cm2 | mGy/Gy-cm2 | mGy/Gy-cm2 | mGy/Gy-cm2 | mGy/Gy-cm2 | mGy/Gy-cm2 | mGy/Gy-cm2 | mGy/Gy-cm2 | mGy/Gy-cm2 | mGy/Gy-cm2 | mGy/Gy-cm2 | mGy/Gy-cm2 | mGy/Gy-cm2 | mGy/Gy-cm2 | mGy/Gy-cm2 | mGy/Gy-cm2 | mGy/Gy-cm2 | mGy/Gy-cm2 | mGy/Gy-cm2 | mGy/Gy-cm2 | mSv/Gy-cm2
1f37113 | UGI | 1 | 00f_051004_345x211x716.dat | 0.0663;0.0663;0.0663 | 345;211;716 | (-1.1751;68.2544;9.8487) | 110 | 3.9 | 52 | 77.9285 | 60 | EZpaque | [5] | [0] | 0 | 5 | 75 | normal | none | 4.0197 | 3.6218 | 14.5585 | 15.6624 | 14.1121 | 221.0293 | 2.256e-13 | 0.47952 | 0.30448 | 4.8945 | 0.15137 | 3.6888 | 0.36363 | 0.061033 | 4.9898 | 0.2057 | 0.50515 | 1.5286 | 5.0776 | 4.1456 | 6.4925 | 0.33288 | 6.1485 | 0.13355 | 0.99744 | 0.6684 | 4.0073 | 6.2474 | 0.031296 | 1.9599 | 2.3515 | 1.2915 | 1.497 | 1.3112 | 0.034292 | 2.4013 | 2.4025
1f37113 | UGI | 1 | 00f_051004_345x211x716.dat | 0.0663;0.0663;0.0663 | 345;211;716 | (-1.1751;68.2544;9.8487) | 110 | 7.85 | 62 | 77.9285 | 60 | EZpaque | [5] | [0] | 0 | 5 | 75 | normal | none | 4.0197 | 3.6218 | 14.5585 | 15.6624 | 14.1121 | 221.0293 | 1.8016e-13 | 0.68866 | 0.4511 | 5.5667 | 0.22489 | 4.5934 | 0.543 | 0.083952 | 6.3637 | 0.30885 | 0.68827 | 2.0736 | 6.3093 | 5.43 | 7.5371 | 0.47138 | 7.2463 | 0.20361 | 1.2774 | 0.91202 | 5.2925 | 7.7048 | 0.051446 | 2.6373 | 3.18 | 1.6323 | 1.8317 | 1.4348 | 0.058942 | 3.0265 | 2.9814
1f37113 | UGI | 1 | 00f_051004_345x211x716.dat | 0.0663;0.0663;0.0663 | 345;211;716 | (-1.1751;68.2544;9.8487) | 110 | 9.9905 | 69 | 77.9285 | 60 | EZpaque | [5] | [0] | 0 | 5 | 75 | normal | none | 4.0197 | 3.6218 | 14.5585 | 15.6624 | 14.1121 | 221.0293 | 1.7418e-13 | 0.7397 | 0.4988 | 5.7187 | 0.24971 | 4.7896 | 0.60266 | 0.087945 | 6.6157 | 0.34155 | 0.80883 | 2.204 | 6.5146 | 5.6878 | 7.6192 | 0.51318 | 7.4166 | 0.22624 | 1.3199 | 0.95695 | 5.5916 | 7.9786 | 0.056542 | 2.8243 | 3.3921 | 1.7123 | 1.8985 | 1.4471 | 0.067724 | 3.1515 | 3.1015
1f37113 | UGI | 1 | 00f_051004_345x211x716.dat | 0.0663;0.0663;0.0663 | 345;211;716 | (-1.1751;68.2544;9.8487) | 60 | 2.5 | 38 | 77.9285 | 60 | EZpaque | [5] | [0] | 0 | 5 | 75 | normal | none | 4.0197 | 3.6218 | 14.5585 | 15.6624 | 14.1121 | 221.0293 | 2.819e-13 | 0.30812 | 0.18022 | 4.3399 | 0.08677 | 2.9422 | 0.22184 | 0.017046 | 3.9376 | 0.11676 | 0.35492 | 1.0987 | 4.1544 | 3.1741 | 5.8046 | 0.21041 | 5.3917 | 0.073953 | 0.76918 | 0.47812 | 3.0238 | 5.0536 | 0.012632 | 1.4128 | 1.6823 | 1.0346 | 1.2411 | 1.2215 | 0.015469 | 1.921 | 1.9468
1f37113 | UGI | 1 | 00f_051004_345x211x716.dat | 0.0663;0.0663;0.0663 | 345;211;716 | (-1.1751;68.2544;9.8487) | 60 | 5.7448 | 47 | 77.9285 | 60 | EZpaque | [5] | [0] | 0 | 5 | 75 | normal | none | 4.0197 | 3.6218 | 14.5585 | 15.6624 | 14.1121 | 221.0293 | 1.8304e-13 | 0.62324 | 0.39055 | 5.3706 | 0.19489 | 4.3173 | 0.48226 | 0.058161 | 6.2679 | 0.2673 | 0.65678 | 1.9499 | 6.2154 | 5.1569 | 7.5206 | 0.43943 | 7.1573 | 0.17194 | 1.3059 | 0.88727 | 5.0181 | 7.6528 | 0.03434 | 2.4194 | 2.9553 | 1.5561 | 1.7883 | 1.4464 | 0.039627 | 2.9072 | 2.8753
1f37113 | UGI | 1 | 00f_051004_345x211x716.dat | 0.0663;0.0663;0.0663 | 345;211;716 | (-1.1751;68.2544;9.8487) | 60 | 6.3535 | 49 | 77.9285 | 60 | EZpaque | [5] | [0] | 0 | 5 | 75 | normal | none | 4.0197 | 3.6218 | 14.5585 | 15.6624 | 14.1121 | 221.0293 | 1.7477e-13 | 0.66354 | 0.42476 | 5.511 | 0.21121 | 4.4414 | 0.53383 | 0.060518 | 6.5078 | 0.29382 | 0.71841 | 2.055 | 6.4163 | 5.3398 | 7.659 | 0.4722 | 7.3306 | 0.18924 | 1.3672 | 0.94133 | 5.2423 | 7.9136 | 0.041341 | 2.5561 | 3.1313 | 1.6083 | 1.8468 | 1.4652 | 0.046067 | 3.0074 | 2.9796
1f37113 | UGI | 1 | 00f_051004_345x211x716.dat | 0.0663;0.0663;0.0663 | 345;211;716 | (-1.1751;68.2544;9.8487) | 80 | 2.9 | 44 | 77.9285 | 60 | EZpaque | [5] | [0] | 0 | 5 | 75 | normal | none | 4.0197 | 3.6218 | 14.5585 | 15.6624 | 14.1121 | 221.0293 | 2.5239e-13 | 0.37878 | 0.23468 | 4.5799 | 0.11595 | 3.2001 | 0.26413 | 0.02845 | 4.377 | 0.15738 | 0.44194 | 1.2832 | 4.5355 | 3.5897 | 6.1172 | 0.26973 | 5.6838 | 0.099685 | 0.86669 | 0.56211 | 3.4396 | 5.5526 | 0.0204 | 1.647 | 1.9765 | 1.1407 | 1.347 | 1.2599 | 0.02247 | 2.1157 | 2.1384
1f37113 | UGI | 1 | 00f_051004_345x211x716.dat | 0.0663;0.0663;0.0663 | 345;211;716 | (-1.1751;68.2544;9.8487) | 80 | 7.702 | 57 | 77.9285 | 60 | EZpaque | [5] | [0] | 0 | 5 | 75 | normal | none | 4.0197 | 3.6218 | 14.5585 | 15.6624 | 14.1121 | 221.0293 | 1.6869e-13 | 0.72091 | 0.47282 | 5.6487 | 0.23686 | 4.6367 | 0.57007 | 0.092543 | 6.6371 | 0.32565 | 0.72868 | 2.1576 | 6.5256 | 5.5871 | 7.7735 | 0.51282 | 7.4403 | 0.21471 | 1.3763 | 0.98204 | 5.4577 | 8.0805 | 0.04935 | 2.7345 | 3.3376 | 1.6745 | 1.8894 | 1.4685 | 0.054022 | 3.1135 | 3.0785
1f37113 | UGI | 1 | 00f_051004_345x211x716.dat | 0.0663;0.0663;0.0663 | 345;211;716 | (-1.1751;68.2544;9.8487) | 80 | 8.502 | 60 | 77.9285 | 60 | EZpaque | [5] | [0] | 0 | 5 | 75 | normal | none | 4.0197 | 3.6218 | 14.5585 | 15.6624 | 14.1121 | 221.0293 | 1.6451e-13 | 0.76165 | 0.49821 | 5.7354 | 0.25149 | 4.7684 | 0.59096 | 0.093599 | 6.7606 | 0.34438 | 0.72864 | 2.2248 | 6.6306 | 5.7474 | 7.8135 | 0.52826 | 7.5101 | 0.22673 | 1.4011 | 1.003 | 5.6033 | 8.1934 | 0.052008 | 2.8341 | 3.459 | 1.7149 | 1.9228 | 1.4752 | 0.058169 | 3.1833 | 3.1422
1f37113 | UGI | 2 | 00f_051004_345x211x716.dat | 0.0663;0.0663;0.0663 | 345;211;716 | (-1.1751;68.2544;13.0321) | 110 | 3.9 | 52 | 77.9285 | 60 | EZpaque | [5] | [0] | 0 | 5 | 75 | normal | none | 4.0197 | 1.6993 | 6.8305 | 15.6624 | 6.621 | 103.701 | 1.6128e-13 | 0.078192 | 0.54885 | 0.22474 | 0.029668 | 7.3908 | 0.074596 | 0.014366 | 0.55378 | 0.039994 | 0.87443 | 0.1422 | 0.65965 | 2.3442 | 13.1416 | 0.062059 | 12.3709 | 0.027026 | 0.12512 | 0.095107 | 2.729 | 12.6214 | 0.0068055 | 2.0445 | 2.6693 | 1.3092 | 1.8496 | 1.2624 | 0.0091566 | 2.8441 | 1.482
1f37113 | UGI | 2 | 00f_051004_345x211x716.dat | 0.0663;0.0663;0.0663 | 345;211;716 | (-1.1751;68.2544;13.0321) | 110 | 7.85 | 62 | 77.9285 | 60 | EZpaque | [5] | [0] | 0 | 5 | 75 | normal | none | 4.0197 | 1.6993 | 6.8305 | 15.6624 | 6.621 | 103.701 | 1.288e-13 | 0.1216 | 0.80627 | 0.28523 | 0.046756 | 9.1186 | 0.10014 | 0.028417 | 0.78166 | 0.064607 | 1.2038 | 0.21596 | 0.91054 | 3.1293 | 14.9725 | 0.09565 | 14.405 | 0.044121 | 0.1889 | 0.14974 | 3.545 | 15.4313 | 0.010745 | 2.7843 | 3.6559 | 1.6499 | 2.2222 | 1.373 | 0.018798 | 3.4568 | 1.8722
1f37113 | UGI | 2 | 00f_051004_345x211x716.dat | 0.0663;0.0663;0.0663 | 345;211;716 | (-1.1751;68.2544;13.0321) | 110 | 9.9905 | 69 | 77.9285 | 60 | EZpaque | [5] | [0] | 0 | 5 | 75 | normal | none | 4.0197 | 1.6993 | 6.8305 | 15.6624 | 6.621 | 103.701 | 1.2453e-13 | 0.14105 | 0.88378 | 0.29138 | 0.055505 | 9.4665 | 0.099941 | 0.02729 | 0.83415 | 0.07558 | 1.3975 | 0.24121 | 0.96641 | 3.3064 | 15.1501 | 0.10756 | 14.6924 | 0.052255 | 0.20941 | 0.17437 | 3.7127 | 15.6986 | 0.017341 | 2.994 | 3.9177 | 1.7331 | 2.2906 | 1.3815 | 0.017749 | 3.5694 | 1.9476
1f37113 | UGI | 2 | 00f_051004_345x211x716.dat | 0.0663;0.0663;0.0663 | 345;211;716 | (-1.1751;68.2544;13.0321) | 60 | 2.5 | 38 | 77.9285 | 60 | EZpaque | [5] | [0] | 0 | 5 | 75 | normal | none | 4.0197 | 1.6993 | 6.8305 | 15.6624 | 6.621 | 103.701 | 2.015e-13 | 0.040222 | 0.335 | 0.14035 | 0.013668 | 6.0541 | 0.030496 | 0.0023757 | 0.37475 | 0.019088 | 0.66283 | 0.076849 | 0.45127 | 1.7277 | 11.7797 | 0.029037 | 10.8829 | 0.011691 | 0.072625 | 0.051931 | 2.0886 | 10.7161 | 0.0030816 | 1.4439 | 1.8678 | 1.0547 | 1.5702 | 1.1846 | 0.0030248 | 2.3712 | 1.1805
1f37113 | UGI | 2 | 00f_051004_345x211x716.dat | 0.0663;0.0663;0.0663 | 345;211;716 | (-1.1751;68.2544;13.0321) | 60 | 5.7448 | 47 | 77.9285 | 60 | EZpaque | [5] | [0] | 0 | 5 | 75 | normal | none | 4.0197 | 1.6993 | 6.8305 | 15.6624 | 6.621 | 103.701 | 1.3085e-13 | 0.098674 | 0.71141 | 0.311 | 0.035881 | 8.7118 | 0.082663 | 0.015537 | 0.73657 | 0.049497 | 1.2228 | 0.18238 | 0.86644 | 2.9377 | 15.043 | 0.074615 | 14.2459 | 0.03237 | 0.16598 | 0.12127 | 3.4089 | 15.685 | 0.0084749 | 2.5337 | 3.3664 | 1.5773 | 2.1847 | 1.3882 | 0.0093378 | 3.3559 | 1.8178
1f37113 | UGI | 2 | 00f_051004_345x211x716.dat | 0.0663;0.0663;0.0663 | 345;211;716 | (-1.1751;68.2544;13.0321) | 60 | 6.3535 | 49 | 77.9285 | 60 | EZpaque | [5] | [0] | 0 | 5 | 75 | normal | none | 4.0197 | 1.6993 | 6.8305 | 15.6624 | 6.621 | 103.701 | 1.2494e-13 | 0.11059 | 0.77069 | 0.29621 | 0.037393 | 9.055 | 0.10937 | 0.024994 | 0.79043 | 0.056617 | 1.3212 | 0.19959 | 0.92023 | 3.0979 | 15.3958 | 0.083554 | 14.5666 | 0.036918 | 0.18213 | 0.13584 | 3.5551 | 16.0313 | 0.010156 | 2.6832 | 3.5764 | 1.6281 | 2.2468 | 1.4074 | 0.011522 | 3.4766 | 1.8847
1f37113 | UGI | 2 | 00f_051004_345x211x716.dat | 0.0663;0.0663;0.0663 | 345;211;716 | (-1.1751;68.2544;13.0321) | 80 | 2.9 | 44 | 77.9285 | 60 | EZpaque | [5] | [0] | 0 | 5 | 75 | normal | none | 4.0197 | 1.6993 | 6.8305 | 15.6624 | 6.621 | 103.701 | 1.8041e-13 | 0.055556 | 0.42884 | 0.16903 | 0.020901 | 6.6198 | 0.048987 | 0.0050827 | 0.45708 | 0.02868 | 0.71674 | 0.1058 | 0.54693 | 1.9694 | 12.2867 | 0.04451 | 11.4592 | 0.01782 | 0.096606 | 0.07347 | 2.3546 | 11.5213 | 0.0058338 | 1.7001 | 2.2188 | 1.1564 | 1.6847 | 1.2183 | 0.0052666 | 2.564 | 1.3067
1f37113 | UGI | 2 | 00f_051004_345x211x716.dat | 0.0663;0.0663;0.0663 | 345;211;716 | (-1.1751;68.2544;13.0321) | 80 | 7.702 | 57 | 77.9285 | 60 | EZpaque | [5] | [0] | 0 | 5 | 75 | normal | none | 4.0197 | 1.6993 | 6.8305 | 15.6624 | 6.621 | 103.701 | 1.206e-13 | 0.12648 | 0.8486 | 0.30553 | 0.047906 | 9.408 | 0.11329 | 0.022527 | 0.83533 | 0.067062 | 1.2416 | 0.22806 | 0.97024 | 3.1852 | 15.4114 | 0.10185 | 14.7273 | 0.044181 | 0.19384 | 0.1556 | 3.6847 | 15.9877 | 0.01142 | 2.8844 | 3.8332 | 1.6883 | 2.2875 | 1.4046 | 0.01452 | 3.564 | 1.9377
1f37113 | UGI | 2 | 00f_051004_345x211x716.dat | 0.0663;0.0663;0.0663 | 345;211;716 | (-1.1751;68.2544;13.0321) | 80 | 8.502 | 60 | 77.9285 | 60 | EZpaque | [5] | [0] | 0 | 5 | 75 | normal | none | 4.0197 | 1.6993 | 6.8305 | 15.6624 | 6.621 | 103.701 | 1.1761e-13 | 0.13707 | 0.89045 | 0.324 | 0.05138 | 9.4801 | 0.13202 | 0.028921 | 0.8652 | 0.073376 | 1.3511 | 0.24056 | 1.0031 | 3.2694 | 15.4871 | 0.10791 | 14.8774 | 0.048788 | 0.2116 | 0.16752 | 3.7738 | 16.2412 | 0.012243 | 2.9959 | 3.982 | 1.7282 | 2.3232 | 1.4125 | 0.017304 | 3.6058 | 1.9822
1f37113 | UGI | 3 | 00f_051004_345x211x716.dat | 0.0663;0.0663;0.0663 | 345;211;716 | (-1.1751;68.2544;13.0321) | 110 | 3.9 | 52 | 77.9285 | 60 | EZpaque | [5,133,110] | [30,30,100] | 0 | 10 | 75 | normal | none | 4.0197 | 1.6993 | 6.8305 | 15.6624 | 6.621 | 103.701 | 1.6128e-13 | 0.070578 | 0.53807 | 0.21651 | 0.027898 | 7.3772 | 0.068731 | 0.012443 | 0.53614 | 0.036081 | 0.84634 | 0.13217 | 0.63026 | 37.853 | 42.0413 | 0.058774 | 11.7868 | 0.025495 | 0.11832 | 0.089539 | 2.7024 | 12.56 | 0.0059341 | 1.9978 | 2.6125 | 1.2786 | 1.8157 | 1.2513 | 0.0079718 | 7.7864 | 3.4747
1f37113 | UGI | 3 | 00f_051004_345x211x716.dat | 0.0663;0.0663;0.0663 | 345;211;716 | (-1.1751;68.2544;13.0321) | 110 | 7.85 | 62 | 77.9285 | 60 | EZpaque | [5,133,110] | [30,30,100] | 0 | 10 | 75 | normal | none | 4.0197 | 1.6993 | 6.8305 | 15.6624 | 6.621 | 103.701 | 1.288e-13 | 0.11097 | 0.7902 | 0.28937 | 0.043966 | 9.117 | 0.094276 | 0.024553 | 0.75396 | 0.059009 | 1.1678 | 0.20122 | 0.86978 | 58.7286 | 56.7519 | 0.090565 | 13.8087 | 0.041119 | 0.17833 | 0.14041 | 3.5223 | 15.4546 | 0.0098515 | 2.724 | 3.5819 | 1.6256 | 2.1892 | 1.3585 | 0.016395 | 10.9367 | 4.9736
1f37113 | UGI | 3 | 00f_051004_345x211x716.dat | 0.0663;0.0663;0.0663 | 345;211;716 | (-1.1751;68.2544;13.0321) | 110 | 9.9905 | 69 | 77.9285 | 60 | EZpaque | [5,133,110] | [30,30,100] | 0 | 10 | 75 | normal | none | 4.0197 | 1.6993 | 6.8305 | 15.6624 | 6.621 | 103.701 | 1.2453e-13 | 0.12911 | 0.86651 | 0.28685 | 0.052615 | 9.4914 | 0.09216 | 0.026464 | 0.80822 | 0.069664 | 1.3449 | 0.22468 | 0.92658 | 66.3957 | 59.9637 | 0.10135 | 14.1801 | 0.048058 | 0.19875 | 0.1629 | 3.6973 | 15.8005 | 0.015546 | 2.933 | 3.8427 | 1.7063 | 2.262 | 1.3682 | 0.015882 | 11.8634 | 5.4492
1f37113 | UGI | 3 | 00f_051004_345x211x716.dat | 0.0663;0.0663;0.0663 | 345;211;716 | (-1.1751;68.2544;13.0321) | 60 | 2.5 | 38 | 77.9285 | 60 | EZpaque | [5,133,110] | [30,30,100] | 0 | 10 | 75 | normal | none | 4.0197 | 1.6993 | 6.8305 | 15.6624 | 6.621 | 103.701 | 2.015e-13 | 0.035422 | 0.32851 | 0.14294 | 0.01271 | 6.0084 | 0.027867 | 0.0015357 | 0.36107 | 0.017382 | 0.65558 | 0.071102 | 0.42748 | 19.6487 | 29.7663 | 0.027335 | 10.2685 | 0.011054 | 0.069414 | 0.050015 | 2.0518 | 10.5246 | 0.003012 | 1.408 | 1.8249 | 1.0227 | 1.5339 | 1.1744 | 0.0026066 | 5.1163 | 2.2049
1f37113 | UGI | 3 | 00f_051004_345x211x716.dat | 0.0663;0.0663;0.0663 | 345;211;716 | (-1.1751;68.2544;13.0321) | 60 | 5.7448 | 47 | 77.9285 | 60 | EZpaque | [5,133,110] | [30,30,100] | 0 | 10 | 75 | normal | none | 4.0197 | 1.6993 | 6.8305 | 15.6624 | 6.621 | 103.701 | 1.3085e-13 | 0.086239 | 0.69703 | 0.2829 | 0.034045 | 8.7042 | 0.075267 | 0.013714 | 0.71237 | 0.045027 | 1.1921 | 0.16835 | 0.82303 | 46.6506 | 54.8015 | 0.068699 | 13.5076 | 0.030019 | 0.15844 | 0.11507 | 3.3757 | 15.6269 | 0.0086285 | 2.4687 | 3.2867 | 1.5427 | 2.141 | 1.3723 | 0.0092185 | 9.7628 | 4.3063
1f37113 | UGI | 3 | 00f_051004_345x211x716.dat | 0.0663;0.0663;0.0663 | 345;211;716 | (-1.1751;68.2544;13.0321) | 60 | 6.3535 | 49 | 77.9285 | 60 | EZpaque | [5,133,110] | [30,30,100] | 0 | 10 | 75 | normal | none | 4.0197 | 1.6993 | 6.8305 | 15.6624 | 6.621 | 103.701 | 1.2494e-13 | 0.098786 | 0.75451 | 0.26974 | 0.03516 | 9.0694 | 0.10004 | 0.019054 | 0.76507 | 0.05181 | 1.2971 | 0.18414 | 0.8742 | 51.9799 | 58.9747 | 0.077278 | 13.8502 | 0.034335 | 0.1739 | 0.12995 | 3.5273 | 16.0377 | 0.01004 | 2.6144 | 3.4916 | 1.5964 | 2.2038 | 1.3917 | 0.010681 | 10.5788 | 4.6651
1f37113 | UGI | 3 | 00f_051004_345x211x716.dat | 0.0663;0.0663;0.0663 | 345;211;716 | (-1.1751;68.2544;13.0321) | 80 | 2.9 | 44 | 77.9285 | 60 | EZpaque | [5,133,110] | [30,30,100] | 0 | 10 | 75 | normal | none | 4.0197 | 1.6993 | 6.8305 | 15.6624 | 6.621 | 103.701 | 1.8041e-13 | 0.049518 | 0.42014 | 0.15867 | 0.019476 | 6.5788 | 0.045852 | 0.0029984 | 0.4401 | 0.02616 | 0.70493 | 0.097653 | 0.51827 | 28.0322 | 35.73 | 0.042622 | 10.8578 | 0.01666 | 0.092282 | 0.069601 | 2.3228 | 11.3827 | 0.0053045 | 1.6586 | 2.1686 | 1.1247 | 1.6492 | 1.2078 | 0.0050434 | 6.3558 | 2.7812
1f37113 | UGI | 3 | 00f_051004_345x211x716.dat | 0.0663;0.0663;0.0663 | 345;211;716 | (-1.1751;68.2544;13.0321) | 80 | 7.702 | 57 | 77.9285 | 60 | EZpaque | [5,133,110] | [30,30,100] | 0 | 10 | 75 | normal | none | 4.0197 | 1.6993 | 6.8305 | 15.6624 | 6.621 | 103.701 | 1.206e-13 | 0.11295 | 0.83044 | 0.3027 | 0.044295 | 9.4279 | 0.10432 | 0.021568 | 0.80932 | 0.061298 | 1.2489 | 0.21051 | 0.92422 | 62.4415 | 62.2549 | 0.097297 | 14.078 | 0.040805 | 0.18462 | 0.14717 | 3.664 | 16.0117 | 0.010867 | 2.8163 | 3.7486 | 1.6557 | 2.2503 | 1.3888 | 0.012775 | 11.7169 | 5.2634
1f37113 | UGI | 3 | 00f_051004_345x211x716.dat | 0.0663;0.0663;0.0663 | 345;211;716 | (-1.1751;68.2544;13.0321) | 80 | 8.502 | 60 | 77.9285 | 60 | EZpaque | [5,133,110] | [30,30,100] | 0 | 10 | 75 | normal | none | 4.0197 | 1.6993 | 6.8305 | 15.6624 | 6.621 | 103.701 | 1.1761e-13 | 0.12202 | 0.87158 | 0.31913 | 0.047856 | 9.5269 | 0.12346 | 0.027124 | 0.83778 | 0.066596 | 1.3572 | 0.22263 | 0.95584 | 67.2647 | 64.6911 | 0.10082 | 14.2661 | 0.04533 | 0.20195 | 0.15797 | 3.7618 | 16.3313 | 0.011346 | 2.9266 | 3.8957 | 1.7018 | 2.2878 | 1.3962 | 0.015082 | 12.3098 | 5.5657
1f37113 | UGI | 4 | 00f_051004_345x211x716.dat | 0.0663;0.0663;0.0663 | 345;211;716 | (-1.1751;68.2544;9.1960) | 110 | 3.9 | 52 | 77.9285 | 60 | EZpaque | [5,133,110,73] | [10,10,100,10] | 1 | 10 | 75 | normal | none | 4.0197 | 4.016 | 16.143 | 15.6624 | 15.648 | 245.0852 | 2.2729e-13 | 0.86505 | 0.27417 | 4.441 | 0.20464 | 3.3321 | 0.47551 | 0.063711 | 4.6873 | 0.27103 | 0.50683 | 1.9472 | 4.6513 | 69.5313 | 11.5225 | 0.44423 | 5.4705 | 0.15343 | 3.4108 | 1.5882 | 3.6477 | 5.5703 | 0.035766 | 1.8769 | 2.238 | 1.2702 | 1.4825 | 1.3298 | 0.037279 | 7.7614 | 5.6444
1f37113 | UGI | 4 | 00f_051004_345x211x716.dat | 0.0663;0.0663;0.0663 | 345;211;716 | (-1.1751;68.2544;9.1960) | 110 | 7.85 | 62 | 77.9285 | 60 | EZpaque | [5,133,110,73] | [10,10,100,10] | 1 | 10 | 75 | normal | none | 4.0197 | 4.016 | 16.143 | 15.6624 | 15.648 | 245.0852 | 1.8151e-13 | 1.1979 | 0.40734 | 5.05 | 0.29894 | 4.1592 | 0.76254 | 0.097839 | 6.0062 | 0.40147 | 0.68684 | 2.66 | 5.8035 | 106.7588 | 14.8745 | 0.62685 | 6.4773 | 0.23973 | 4.0585 | 2.0809 | 4.8497 | 7.0089 | 0.058101 | 2.5236 | 3.0235 | 1.6176 | 1.818 | 1.4528 | 0.064172 | 11.3305 | 8.0314
1f37113 | UGI | 4 | 00f_051004_345x211x716.dat | 0.0663;0.0663;0.0663 | 345;211;716 | (-1.1751;68.2544;9.1960) | 110 | 9.9905 | 69 | 77.9285 | 60 | EZpaque | [5,133,110,73] | [10,10,100,10] | 1 | 10 | 75 | normal | none | 4.0197 | 4.016 | 16.143 | 15.6624 | 15.648 | 245.0852 | 1.7549e-13 | 1.2798 | 0.45034 | 5.3566 | 0.32358 | 4.3878 | 0.82455 | 0.11499 | 6.2516 | 0.44166 | 0.74129 | 2.8483 | 6.0134 | 119.619 | 15.459 | 0.68927 | 6.6243 | 0.27159 | 4.1101 | 2.2101 | 5.1345 | 7.1981 | 0.064499 | 2.7045 | 3.2269 | 1.7029 | 1.8847 | 1.4633 | 0.077326 | 12.4723 | 8.8057
1f37113 | UGI | 4 | 00f_051004_345x211x716.dat | 0.0663;0.0663;0.0663 | 345;211;716 | (-1.1751;68.2544;9.1960) | 60 | 2.5 | 38 | 77.9285 | 60 | EZpaque | [5,133,110,73] | [10,10,100,10] | 1 | 10 | 75 | normal | none | 4.0197 | 4.016 | 16.143 | 15.6624 | 15.648 | 245.0852 | 2.8402e-13 | 0.602 | 0.1619 | 4.0054 | 0.12673 | 2.6758 | 0.29083 | 0.023928 | 3.6709 | 0.15906 | 0.33235 | 1.3807 | 3.7765 | 37.3671 | 8.8885 | 0.28353 | 4.7183 | 0.085459 | 2.9378 | 1.1943 | 2.7359 | 4.486 | 0.015347 | 1.354 | 1.6032 | 0.98995 | 1.2284 | 1.2407 | 0.0168 | 4.7373 | 3.6324
1f37113 | UGI | 4 | 00f_051004_345x211x716.dat | 0.0663;0.0663;0.0663 | 345;211;716 | (-1.1751;68.2544;9.1960) | 60 | 5.7448 | 47 | 77.9285 | 60 | EZpaque | [5,133,110,73] | [10,10,100,10] | 1 | 10 | 75 | normal | none | 4.0197 | 4.016 | 16.143 | 15.6624 | 15.648 | 245.0852 | 1.8442e-13 | 1.1115 | 0.35146 | 4.9873 | 0.26342 | 3.9358 | 0.65455 | 0.049398 | 5.8937 | 0.3466 | 0.62939 | 2.4432 | 5.6985 | 86.8138 | 14.8435 | 0.56529 | 6.3324 | 0.19335 | 4.1549 | 1.9977 | 4.5954 | 7.0042 | 0.038982 | 2.3099 | 2.8048 | 1.5252 | 1.7676 | 1.463 | 0.045906 | 9.695 | 6.9597
1f37113 | UGI | 4 | 00f_051004_345x211x716.dat | 0.0663;0.0663;0.0663 | 345;211;716 | (-1.1751;68.2544;9.1960) | 60 | 6.3535 | 49 | 77.9285 | 60 | EZpaque | [5,133,110,73] | [10,10,100,10] | 1 | 10 | 75 | normal | none | 4.0197 | 4.016 | 16.143 | 15.6624 | 15.648 | 245.0852 | 1.7609e-13 | 1.1733 | 0.38156 | 5.0047 | 0.28104 | 4.0555 | 0.67807 | 0.067682 | 6.1316 | 0.37463 | 0.67347 | 2.5788 | 5.8897 | 96.6052 | 15.7524 | 0.60458 | 6.5127 | 0.21283 | 4.2795 | 2.0918 | 4.8098 | 7.2952 | 0.045054 | 2.4399 | 2.9709 | 1.5912 | 1.8273 | 1.4836 | 0.050821 | 10.5931 | 7.5359
1f37113 | UGI | 4 | 00f_051004_345x211x716.dat | 0.0663;0.0663;0.0663 | 345;211;716 | (-1.1751;68.2544;9.1960) | 80 | 2.9 | 44 | 77.9285 | 60 | EZpaque | [5,133,110,73] | [10,10,100,10] | 1 | 10 | 75 | normal | none | 4.0197 | 4.016 | 16.143 | 15.6624 | 15.648 | 245.0852 | 2.5428e-13 | 0.71758 | 0.21103 | 4.154 | 0.16088 | 2.9531 | 0.36471 | 0.037716 | 4.0978 | 0.21082 | 0.42244 | 1.6187 | 4.1387 | 52.2918 | 10.2075 | 0.34606 | 5.0235 | 0.11626 | 3.1242 | 1.3621 | 3.1199 | 4.9559 | 0.024079 | 1.577 | 1.8813 | 1.1083 | 1.3326 | 1.2781 | 0.025994 | 6.133 | 4.5457
1f37113 | UGI | 4 | 00f_051004_345x211x716.dat | 0.0663;0.0663;0.0663 | 345;211;716 | (-1.1751;68.2544;9.1960) | 80 | 7.702 | 57 | 77.9285 | 60 | EZpaque | [5,133,110,73] | [10,10,100,10] | 1 | 10 | 75 | normal | none | 4.0197 | 4.016 | 16.143 | 15.6624 | 15.648 | 245.0852 | 1.6995e-13 | 1.2515 | 0.42493 | 5.1667 | 0.3108 | 4.2218 | 0.76415 | 0.095679 | 6.2635 | 0.41973 | 0.74556 | 2.7409 | 6.0069 | 114.4901 | 16.1379 | 0.66 | 6.6348 | 0.24547 | 4.2531 | 2.2038 | 5.0056 | 7.312 | 0.058869 | 2.6124 | 3.1686 | 1.6581 | 1.8719 | 1.4871 | 0.062882 | 12.0792 | 8.5145
1f37113 | UGI | 4 | 00f_051004_345x211x716.dat | 0.0663;0.0663;0.0663 | 345;211;716 | (-1.1751;68.2544;9.1960) | 80 | 8.502 | 60 | 77.9285 | 60 | EZpaque | [5,133,110,73] | [10,10,100,10] | 1 | 10 | 75 | normal | none | 4.0197 | 4.016 | 16.143 | 15.6624 | 15.648 | 245.0852 | 1.6574e-13 | 1.2952 | 0.44813 | 5.3167 | 0.32451 | 4.3426 | 0.79371 | 0.10103 | 6.3895 | 0.44235 | 0.75878 | 2.8358 | 6.1138 | 122.8368 | 16.6272 | 0.68348 | 6.7352 | 0.26155 | 4.275 | 2.2547 | 5.1399 | 7.4852 | 0.062393 | 2.7087 | 3.2848 | 1.6947 | 1.9059 | 1.494 | 0.066097 | 12.8123 | 9.0002
1f37113 | UGI | 5 | 00f_051004_345x211x716.dat | 0.0663;0.0663;0.0663 | 345;211;716 | (0.1393;67.0610;8.9073) | 110 | 3.9 | 52 | 76.6025 | 60 | EZpaque | [110,73] | [100,60] | 1 | 10 | 75 | normal | none | 2.664 | 4.0021 | 10.6615 | 10.2034 | 15.3284 | 156.4027 | 2.0824e-13 | 1.625 | 0.35653 | 2.5919 | 0.2112 | 2.466 | 0.86256 | 0.079749 | 5.7731 | 0.41118 | 0.37453 | 3.9375 | 9.1644 | 155.5942 | 3.117 | 0.49169 | 6.128 | 0.19471 | 4.8953 | 1.7536 | 5.1268 | 7.2008 | 0.044157 | 3.4744 | 3.8953 | 1.8201 | 2.3471 | 1.4773 | 0.050898 | 14.0117 | 10.5409
1f37113 | UGI | 5 | 00f_051004_345x211x716.dat | 0.0663;0.0663;0.0663 | 345;211;716 | (0.1393;67.0610;8.9073) | 110 | 7.85 | 62 | 76.6025 | 60 | EZpaque | [110,73] | [100,60] | 1 | 10 | 75 | normal | none | 2.664 | 4.0021 | 10.6615 | 10.2034 | 15.3284 | 156.4027 | 1.663e-13 | 2.1315 | 0.51864 | 3.7499 | 0.33024 | 3.5618 | 1.2249 | 0.12649 | 7.7998 | 0.60065 | 0.61414 | 5.1916 | 11.2262 | 236.3106 | 4.4768 | 0.71925 | 7.8119 | 0.29972 | 5.9649 | 2.4375 | 7.1234 | 9.7409 | 0.069357 | 4.4917 | 5.073 | 2.392 | 2.8366 | 1.6384 | 0.083765 | 20.9864 | 15.3997
1f37113 | UGI | 5 | 00f_051004_345x211x716.dat | 0.0663;0.0663;0.0663 | 345;211;716 | (0.1393;67.0610;8.9073) | 110 | 9.9905 | 69 | 76.6025 | 60 | EZpaque | [110,73] | [100,60] | 1 | 10 | 75 | normal | none | 2.664 | 4.0021 | 10.6615 | 10.2034 | 15.3284 | 156.4027 | 1.6078e-13 | 2.2446 | 0.57075 | 4.1879 | 0.3735 | 3.8428 | 1.3419 | 0.16707 | 8.3458 | 0.65085 | 0.6603 | 5.4856 | 11.5441 | 260.7986 | 4.971 | 0.76784 | 8.2258 | 0.33712 | 6.0846 | 2.6497 | 7.7356 | 10.4313 | 0.088222 | 4.7313 | 5.3252 | 2.5107 | 2.9295 | 1.6584 | 0.10279 | 23.0834 | 16.8317
1f37113 | UGI | 5 | 00f_051004_345x211x716.dat | 0.0663;0.0663;0.0663 | 345;211;716 | (0.1393;67.0610;8.9073) | 60 | 2.5 | 38 | 76.6025 | 60 | EZpaque | [110,73] | [100,60] | 1 | 10 | 75 | normal | none | 2.664 | 4.0021 | 10.6615 | 10.2034 | 15.3284 | 156.4027 | 2.6019e-13 | 1.208 | 0.22099 | 1.6781 | 0.11793 | 1.6914 | 0.51346 | 0.032287 | 4.1692 | 0.25273 | 0.23247 | 2.9518 | 7.6466 | 86.1434 | 2.0494 | 0.31085 | 4.8026 | 0.10923 | 4.1112 | 1.2139 | 3.5492 | 5.223 | 0.0203 | 2.669 | 2.9628 | 1.3637 | 1.9735 | 1.355 | 0.024025 | 8.0723 | 6.4373
1f37113 | UGI | 5 | 00f_051004_345x211x716.dat | 0.0663;0.0663;0.0663 | 345;211;716 | (0.1393;67.0610;8.9073) | 60 | 5.7448 | 47 | 76.6025 | 60 | EZpaque | [110,73] | [100,60] | 1 | 10 | 75 | normal | none | 2.664 | 4.0021 | 10.6615 | 10.2034 | 15.3284 | 156.4027 | 1.6896e-13 | 2.0935 | 0.45061 | 3.1568 | 0.27261 | 3.06 | 1.1145 | 0.097731 | 7.2394 | 0.54496 | 0.51925 | 4.9188 | 11.1805 | 204.0205 | 3.9567 | 0.64345 | 7.3992 | 0.25075 | 5.9818 | 2.1821 | 6.3428 | 9.2073 | 0.052523 | 4.2592 | 4.8683 | 2.2361 | 2.7808 | 1.6449 | 0.06241 | 18.2427 | 13.5947
1f37113 | UGI | 5 | 00f_051004_345x211x716.dat | 0.0663;0.0663;0.0663 | 345;211;716 | (0.1393;67.0610;8.9073) | 60 | 6.3535 | 49 | 76.6025 | 60 | EZpaque | [110,73] | [100,60] | 1 | 10 | 75 | normal | none | 2.664 | 4.0021 | 10.6615 | 10.2034 | 15.3284 | 156.4027 | 1.6133e-13 | 2.2086 | 0.48827 | 3.3251 | 0.29443 | 3.2495 | 1.1942 | 0.10922 | 7.6167 | 0.58867 | 0.55439 | 5.1509 | 11.5137 | 226.4368 | 4.2017 | 0.69528 | 7.6725 | 0.27807 | 6.1663 | 2.3174 | 6.7043 | 9.6833 | 0.059266 | 4.4593 | 5.1137 | 2.3367 | 2.867 | 1.674 | 0.06902 | 20.1091 | 14.8537
1f37113 | UGI | 5 | 00f_051004_345x211x716.dat | 0.0663;0.0663;0.0663 | 345;211;716 | (0.1393;67.0610;8.9073) | 80 | 2.9 | 44 | 76.6025 | 60 | EZpaque | [110,73] | [100,60] | 1 | 10 | 75 | normal | none | 2.664 | 4.0021 | 10.6615 | 10.2034 | 15.3284 | 156.4027 | 2.3295e-13 | 1.3982 | 0.28093 | 2.0001 | 0.15803 | 1.9907 | 0.69224 | 0.055238 | 4.8306 | 0.32641 | 0.271 | 3.3683 | 8.2763 | 119.1138 | 2.4526 | 0.38976 | 5.3251 | 0.14657 | 4.4571 | 1.4415 | 4.198 | 6.0823 | 0.031124 | 3.0159 | 3.3766 | 1.5476 | 2.1285 | 1.409 | 0.036601 | 10.8535 | 8.3416
1f37113 | UGI | 5 | 00f_051004_345x211x716.dat | 0.0663;0.0663;0.0663 | 345;211;716 | (0.1393;67.0610;8.9073) | 80 | 7.702 | 57 | 76.6025 | 60 | EZpaque | [110,73] | [100,60] | 1 | 10 | 75 | normal | none | 2.664 | 4.0021 | 10.6615 | 10.2034 | 15.3284 | 156.4027 | 1.5571e-13 | 2.2616 | 0.54275 | 3.8432 | 0.33746 | 3.5712 | 1.3298 | 0.12831 | 8.038 | 0.63635 | 0.68653 | 5.3694 | 11.6472 | 258.5106 | 4.557 | 0.75011 | 8.002 | 0.31002 | 6.1954 | 2.5025 | 7.2268 | 10.1553 | 0.073527 | 4.6768 | 5.3463 | 2.4535 | 2.9249 | 1.6824 | 0.089653 | 22.7631 | 16.6228
1f37113 | UGI | 5 | 00f_051004_345x211x716.dat | 0.0663;0.0663;0.0663 | 345;211;716 | (0.1393;67.0610;8.9073) | 80 | 8.502 | 60 | 76.6025 | 60 | EZpaque | [110,73] | [100,60] | 1 | 10 | 75 | normal | none | 2.664 | 4.0021 | 10.6615 | 10.2034 | 15.3284 | 156.4027 | 1.5185e-13 | 2.3291 | 0.57136 | 3.9354 | 0.35843 | 3.6891 | 1.3497 | 0.14303 | 8.2877 | 0.66413 | 0.69133 | 5.5195 | 11.8063 | 275.2882 | 4.7294 | 0.77648 | 8.183 | 0.33198 | 6.2841 | 2.6095 | 7.5212 | 10.4167 | 0.082139 | 4.8106 | 5.5007 | 2.5307 | 2.9721 | 1.6965 | 0.096324 | 24.1479 | 17.5434
1f37113 | UGI | 6 | 00f_051004_345x211x716.dat | 0.0663;0.0663;0.0663 | 345;211;716 | (1.3504;68.1881;0.3461) | 110 | 3.9 | 52 | 78.0611 | 60 | EZpaque | [73,75] | [100,10] | 1 | 10 | 75 | normal | none | 4.0907 | 2.6174 | 10.7073 | 15.9664 | 10.216 | 163.1125 | 2.0507e-13 | 5.3534 | 0.013944 | 0.51578 | 4.4447 | 0.048318 | 7.5 | 0.89435 | 0.79496 | 5.8025 | 0.031915 | 8.0281 | 0.80486 | 1.3118 | 0.096067 | 2.3207 | 0.077487 | 3.4819 | 1.849 | 2.9224 | 0.30092 | 0.14119 | 0.42196 | 0.86451 | 0.91536 | 3.1157 | 0.98248 | 1.5356 | 0.53573 | 2.1701 | 1.8998
1f37113 | UGI | 6 | 00f_051004_345x211x716.dat | 0.0663;0.0663;0.0663 | 345;211;716 | (1.3504;68.1881;0.3461) | 110 | 7.85 | 62 | 78.0611 | 60 | EZpaque | [73,75] | [100,10] | 1 | 10 | 75 | normal | none | 4.0907 | 2.6174 | 10.7073 | 15.9664 | 10.216 | 163.1125 | 1.6376e-13 | 7.0727 | 0.023572 | 0.6735 | 5.4889 | 0.077633 | 9.6038 | 1.299 | 1.1437 | 7.45 | 0.044068 | 9.7058 | 1.1293 | 1.8326 | 0.13776 | 3.3983 | 0.12256 | 4.7434 | 2.7067 | 4.2154 | 0.44921 | 0.22073 | 0.62861 | 1.199 | 1.2693 | 3.9601 | 1.2394 | 1.6638 | 0.7977 | 2.8647 | 2.4987
1f37113 | UGI | 6 | 00f_051004_345x211x716.dat | 0.0663;0.0663;0.0663 | 345;211;716 | (1.3504;68.1881;0.3461) | 110 | 9.9905 | 69 | 78.0611 | 60 | EZpaque | [73,75] | [100,10] | 1 | 10 | 75 | normal | none | 4.0907 | 2.6174 | 10.7073 | 15.9664 | 10.216 | 163.1125 | 1.5832e-13 | 7.502 | 0.028291 | 0.76233 | 5.6891 | 0.087558 | 9.9287 | 1.3434 | 1.2199 | 7.7559 | 0.051929 | 9.8889 | 1.2007 | 1.9819 | 0.15393 | 3.7859 | 0.13979 | 5.0983 | 3.0049 | 4.6067 | 0.49532 | 0.25706 | 0.6984 | 1.2988 | 1.3676 | 4.1621 | 1.295 | 1.6737 | 0.8673 | 3.0249 | 2.6425
1f37113 | UGI | 6 | 00f_051004_345x211x716.dat | 0.0663;0.0663;0.0663 | 345;211;716 | (1.3504;68.1881;0.3461) | 60 | 2.5 | 38 | 78.0611 | 60 | EZpaque | [73,75] | [100,10] | 1 | 10 | 75 | normal | none | 4.0907 | 2.6174 | 10.7073 | 15.9664 | 10.216 | 163.1125 | 2.5623e-13 | 4.0538 | 0.0052918 | 0.35631 | 3.6418 | 0.022888 | 5.8292 | 0.55837 | 0.51607 | 4.5476 | 0.013871 | 6.8042 | 0.54085 | 0.88875 | 0.051915 | 1.4258 | 0.038559 | 2.4628 | 1.1443 | 1.8582 | 0.17451 | 0.071176 | 0.26075 | 0.59101 | 0.62627 | 2.4494 | 0.78313 | 1.4466 | 0.31687 | 1.6218 | 1.42
1f37113 | UGI | 6 | 00f_051004_345x211x716.dat | 0.0663;0.0663;0.0663 | 345;211;716 | (1.3504;68.1881;0.3461) | 60 | 5.7448 | 47 | 78.0611 | 60 | EZpaque | [73,75] | [100,10] | 1 | 10 | 75 | normal | none | 4.0907 | 2.6174 | 10.7073 | 15.9664 | 10.216 | 163.1125 | 1.6638e-13 | 6.6745 | 0.015062 | 0.69425 | 5.3865 | 0.051918 | 9.316 | 1.1556 | 1.0713 | 7.2623 | 0.056607 | 9.8317 | 1.0629 | 1.6266 | 0.11713 | 2.815 | 0.093046 | 4.3083 | 2.3112 | 3.6788 | 0.38317 | 0.17406 | 0.55309 | 1.0752 | 1.156 | 3.7556 | 1.1952 | 1.6919 | 0.69702 | 2.6937 | 2.3604
1f37113 | UGI | 6 | 00f_051004_345x211x716.dat | 0.0663;0.0663;0.0663 | 345;211;716 | (1.3504;68.1881;0.3461) | 60 | 6.3535 | 49 | 78.0611 | 60 | EZpaque | [73,75] | [100,10] | 1 | 10 | 75 | normal | none | 4.0907 | 2.6174 | 10.7073 | 15.9664 | 10.216 | 163.1125 | 1.5886e-13 | 6.9751 | 0.017208 | 0.73604 | 5.5627 | 0.060406 | 9.6642 | 1.2812 | 1.1544 | 7.5555 | 0.045268 | 10.1086 | 1.1317 | 1.7294 | 0.13325 | 3.0293 | 0.10671 | 4.5621 | 2.4846 | 3.9262 | 0.41819 | 0.18961 | 0.5893 | 1.1446 | 1.2328 | 3.8766 | 1.2421 | 1.7119 | 0.7524 | 2.8193 | 2.4763
1f37113 | UGI | 6 | 00f_051004_345x211x716.dat | 0.0663;0.0663;0.0663 | 345;211;716 | (1.3504;68.1881;0.3461) | 80 | 2.9 | 44 | 78.0611 | 60 | EZpaque | [73,75] | [100,10] | 1 | 10 | 75 | normal | none | 4.0907 | 2.6174 | 10.7073 | 15.9664 | 10.216 | 163.1125 | 2.294e-13 | 4.6032 | 0.0089118 | 0.40973 | 3.9748 | 0.035303 | 6.4018 | 0.73216 | 0.64685 | 5.088 | 0.020089 | 7.3172 | 0.65988 | 1.0715 | 0.073438 | 1.7883 | 0.055897 | 2.8886 | 1.4347 | 2.2857 | 0.22456 | 0.10203 | 0.33003 | 0.70877 | 0.75372 | 2.7151 | 0.86638 | 1.4849 | 0.42152 | 1.8439 | 1.6204
1f37113 | UGI | 6 | 00f_051004_345x211x716.dat | 0.0663;0.0663;0.0663 | 345;211;716 | (1.3504;68.1881;0.3461) | 80 | 7.702 | 57 | 78.0611 | 60 | EZpaque | [73,75] | [100,10] | 1 | 10 | 75 | normal | none | 4.0907 | 2.6174 | 10.7073 | 15.9664 | 10.216 | 163.1125 | 1.5333e-13 | 7.2622 | 0.022946 | 0.757 | 5.6753 | 0.06955 | 9.9688 | 1.4504 | 1.2283 | 7.7474 | 0.067965 | 10.1247 | 1.1995 | 1.9096 | 0.15679 | 3.4261 | 0.12568 | 4.8982 | 2.762 | 4.2845 | 0.4706 | 0.23649 | 0.66133 | 1.243 | 1.3317 | 4.0592 | 1.2817 | 1.7058 | 0.83181 | 2.9601 | 2.5995
1f37113 | UGI | 6 | 00f_051004_345x211x716.dat | 0.0663;0.0663;0.0663 | 345;211;716 | (1.3504;68.1881;0.3461) | 80 | 8.502 | 60 | 78.0611 | 60 | EZpaque | [73,75] | [100,10] | 1 | 10 | 75 | normal | none | 4.0907 | 2.6174 | 10.7073 | 15.9664 | 10.216 | 163.1125 | 1.4953e-13 | 7.4715 | 0.0255 | 0.80554 | 5.7684 | 0.087282 | 10.1533 | 1.4343 | 1.2727 | 7.9056 | 0.077511 | 10.2389 | 1.2429 | 1.9982 | 0.16027 | 3.5902 | 0.13188 | 5.072 | 2.8783 | 4.4891 | 0.4961 | 0.2499 | 0.69325 | 1.2953 | 1.3867 | 4.1647 | 1.3106 | 1.7123 | 0.86098 | 3.043 | 2.6718
1f37113 | UGI | 7 | 00f_051004_345x211x716.dat | 0.0663;0.0663;0.0663 | 345;211;716 | (1.3504;68.1881;0.3461) | 110 | 3.9 | 52 | 78.0611 | 60 | EZpaque | [73,75] | [90,20] | 1 | 10 | 75 | normal | none | 4.0907 | 2.6174 | 10.7073 | 15.9664 | 10.216 | 163.1125 | 2.0507e-13 | 5.3388 | 0.013865 | 0.51105 | 4.3817 | 0.047817 | 7.4937 | 0.83939 | 0.79369 | 5.7596 | 0.031668 | 8.0218 | 0.80379 | 1.3087 | 0.096296 | 2.1484 | 0.076531 | 3.1711 | 1.8449 | 2.865 | 0.30103 | 0.13994 | 0.37727 | 0.85916 | 0.90984 | 3.0923 | 0.97529 | 1.5308 | 0.49043 | 2.1457 | 1.8743
1f37113 | UGI | 7 | 00f_051004_345x211x716.dat | 0.0663;0.0663;0.0663 | 345;211;716 | (1.3504;68.1881;0.3461) | 110 | 7.85 | 62 | 78.0611 | 60 | EZpaque | [73,75] | [90,20] | 1 | 10 | 75 | normal | none | 4.0907 | 2.6174 | 10.7073 | 15.9664 | 10.216 | 163.1125 | 1.6376e-13 | 7.0537 | 0.023473 | 0.6655 | 5.4068 | 0.077059 | 9.6325 | 1.1575 | 1.1427 | 7.4024 | 0.044359 | 9.7034 | 1.1267 | 1.8242 | 0.13827 | 3.1769 | 0.121 | 4.3983 | 2.7039 | 4.1614 | 0.44879 | 0.22124 | 0.56237 | 1.1909 | 1.2609 | 3.9275 | 1.2299 | 1.6568 | 0.73798 | 2.8361 | 2.4621
1f37113 | UGI | 7 | 00f_051004_345x211x716.dat | 0.0663;0.0663;0.0663 | 345;211;716 | (1.3504;68.1881;0.3461) | 110 | 9.9905 | 69 | 78.0611 | 60 | EZpaque | [73,75] | [90,20] | 1 | 10 | 75 | normal | none | 4.0907 | 2.6174 | 10.7073 | 15.9664 | 10.216 | 163.1125 | 1.5832e-13 | 7.4862 | 0.028155 | 0.76934 | 5.6085 | 0.086869 | 9.9363 | 1.3072 | 1.2184 | 7.7148 | 0.048734 | 9.8864 | 1.1985 | 1.9731 | 0.15313 | 3.5647 | 0.13911 | 4.7866 | 3.0017 | 4.5589 | 0.49259 | 0.26276 | 0.60883 | 1.2904 | 1.3589 | 4.1265 | 1.2855 | 1.6666 | 0.80705 | 2.9948 | 2.6162
1f37113 | UGI | 7 | 00f_051004_345x211x716.dat | 0.0663;0.0663;0.0663 | 345;211;716 | (1.3504;68.1881;0.3461) | 60 | 2.5 | 38 | 78.0611 | 60 | EZpaque | [73,75] | [90,20] | 1 | 10 | 75 | normal | none | 4.0907 | 2.6174 | 10.7073 | 15.9664 | 10.216 | 163.1125 | 2.5623e-13 | 4.039 | 0.0052746 | 0.35455 | 3.5863 | 0.022288 | 5.7656 | 0.49113 | 0.51494 | 4.507 | 0.013871 | 6.796 | 0.54015 | 0.88793 | 0.051837 | 1.2893 | 0.038395 | 2.1784 | 1.138 | 1.813 | 0.17411 | 0.071628 | 0.22655 | 0.58768 | 0.62286 | 2.4211 | 0.77816 | 1.4433 | 0.28707 | 1.597 | 1.3971
1f37113 | UGI | 7 | 00f_051004_345x211x716.dat | 0.0663;0.0663;0.0663 | 345;211;716 | (1.3504;68.1881;0.3461) | 60 | 5.7448 | 47 | 78.0611 | 60 | EZpaque | [73,75] | [90,20] | 1 | 10 | 75 | normal | none | 4.0907 | 2.6174 | 10.7073 | 15.9664 | 10.216 | 163.1125 | 1.6638e-13 | 6.6462 | 0.014998 | 0.68512 | 5.2988 | 0.052325 | 9.3166 | 1.0873 | 1.0697 | 7.1931 | 0.056602 | 9.8257 | 1.0602 | 1.6213 | 0.11688 | 2.5647 | 0.092901 | 3.853 | 2.2931 | 3.587 | 0.38197 | 0.1728 | 0.47167 | 1.0674 | 1.1479 | 3.7103 | 1.185 | 1.6852 | 0.62579 | 2.6566 | 2.3227
1f37113 | UGI | 7 | 00f_051004_345x211x716.dat | 0.0663;0.0663;0.0663 | 345;211;716 | (1.3504;68.1881;0.3461) | 60 | 6.3535 | 49 | 78.0611 | 60 | EZpaque | [73,75] | [90,20] | 1 | 10 | 75 | normal | none | 4.0907 | 2.6174 | 10.7073 | 15.9664 | 10.216 | 163.1125 | 1.5886e-13 | 6.9481 | 0.017105 | 0.71772 | 5.4771 | 0.058936 | 9.6076 | 1.2056 | 1.1512 | 7.4875 | 0.044943 | 10.1055 | 1.1287 | 1.7275 | 0.13122 | 2.7563 | 0.10538 | 4.1051 | 2.4663 | 3.8402 | 0.41704 | 0.19072 | 0.50628 | 1.1361 | 1.2239 | 3.8373 | 1.231 | 1.7043 | 0.67548 | 2.776 | 2.4373
1f37113 | UGI | 7 | 00f_051004_345x211x716.dat | 0.0663;0.0663;0.0663 | 345;211;716 | (1.3504;68.1881;0.3461) | 80 | 2.9 | 44 | 78.0611 | 60 | EZpaque | [73,75] | [90,20] | 1 | 10 | 75 | normal | none | 4.0907 | 2.6174 | 10.7073 | 15.9664 | 10.216 | 163.1125 | 2.294e-13 | 4.5897 | 0.0088778 | 0.40231 | 3.917 | 0.034316 | 6.3722 | 0.64323 | 0.64567 | 5.0418 | 0.019086 | 7.312 | 0.65888 | 1.0688 | 0.073739 | 1.6394 | 0.055766 | 2.5898 | 1.4273 | 2.2401 | 0.22375 | 0.10165 | 0.29404 | 0.70443 | 0.74928 | 2.6879 | 0.86018 | 1.4816 | 0.38042 | 1.8194 | 1.5945
1f37113 | UGI | 7 | 00f_051004_345x211x716.dat | 0.0663;0.0663;0.0663 | 345;211;716 | (1.3504;68.1881;0.3461) | 80 | 7.702 | 57 | 78.0611 | 60 | EZpaque | [73,75] | [90,20] | 1 | 10 | 75 | normal | none | 4.0907 | 2.6174 | 10.7073 | 15.9664 | 10.216 | 163.1125 | 1.5333e-13 | 7.2517 | 0.02283 | 0.76124 | 5.5836 | 0.070417 | 9.8912 | 1.2911 | 1.2232 | 7.69 | 0.068252 | 10.1221 | 1.197 | 1.9023 | 0.15756 | 3.1662 | 0.12491 | 4.4864 | 2.75 | 4.1989 | 0.46952 | 0.23585 | 0.5866 | 1.2337 | 1.322 | 4.0205 | 1.2705 | 1.6974 | 0.77272 | 2.9197 | 2.5561
1f37113 | UGI | 7 | 00f_051004_345x211x716.dat | 0.0663;0.0663;0.0663 | 345;211;716 | (1.3504;68.1881;0.3461) | 80 | 8.502 | 60 | 78.0611 | 60 | EZpaque | [73,75] | [90,20] | 1 | 10 | 75 | normal | none | 4.0907 | 2.6174 | 10.7073 | 15.9664 | 10.216 | 163.1125 | 1.4953e-13 | 7.4521 | 0.025334 | 0.8036 | 5.6768 | 0.086954 | 10.1908 | 1.3103 | 1.2689 | 7.8568 | 0.077511 | 10.2356 | 1.2392 | 1.9871 | 0.16107 | 3.3391 | 0.1309 | 4.6755 | 2.8668 | 4.4118 | 0.49485 | 0.24531 | 0.61958 | 1.2858 | 1.3768 | 4.1191 | 1.2989 | 1.704 | 0.80333 | 3.0112 | 2.6321
1f37113 | UGI | 8 | 00f_051004_345x211x716.dat | 0.0663;0.0663;0.0663 | 345;211;716 | (0.0901;67.0610;0.0030) | 110 | 3.9 | 52 | 76.6025 | 60 | EZpaque | [73,75] | [90,20] | 1 | 10 | 75 | normal | none | 4.788 | 2.6005 | 12.451 | 18.3385 | 9.9602 | 182.6546 | 1.9034e-13 | 9.7164 | 0.011109 | 0.29955 | 2.6036 | 0.027849 | 4.5113 | 1.0885 | 0.59904 | 10.0799 | 0.018737 | 5.1246 | 0.67795 | 1.4688 | 0.07039 | 7.639 | 0.060739 | 3.5888 | 8.6094 | 4.331 | 0.22927 | 0.11076 | 0.42977 | 1.248 | 1.3085 | 4.9384 | 0.80451 | 1.4321 | 0.6437 | 3.1351 | 1.876
1f37113 | UGI | 8 | 00f_051004_345x211x716.dat | 0.0663;0.0663;0.0663 | 345;211;716 | (0.0901;67.0610;0.0030) | 110 | 7.85 | 62 | 76.6025 | 60 | EZpaque | [73,75] | [90,20] | 1 | 10 | 75 | normal | none | 4.788 | 2.6005 | 12.451 | 18.3385 | 9.9602 | 182.6546 | 1.5201e-13 | 11.5456 | 0.019182 | 0.40237 | 3.5301 | 0.052246 | 6.2486 | 1.5458 | 0.8567 | 11.8074 | 0.049127 | 6.4858 | 0.93656 | 1.9512 | 0.095116 | 9.5952 | 0.10097 | 4.983 | 10.3056 | 5.9161 | 0.3548 | 0.18142 | 0.638 | 1.6121 | 1.6942 | 5.7875 | 1.0087 | 1.5457 | 0.92143 | 3.8674 | 2.4793
1f37113 | UGI | 8 | 00f_051004_345x211x716.dat | 0.0663;0.0663;0.0663 | 345;211;716 | (0.0901;67.0610;0.0030) | 110 | 9.9905 | 69 | 76.6025 | 60 | EZpaque | [73,75] | [90,20] | 1 | 10 | 75 | normal | none | 4.788 | 2.6005 | 12.451 | 18.3385 | 9.9602 | 182.6546 | 1.4697e-13 | 11.7853 | 0.023556 | 0.4661 | 3.8171 | 0.066656 | 6.7657 | 1.6672 | 0.93651 | 11.8887 | 0.03304 | 6.7329 | 0.98903 | 2.1135 | 0.11098 | 9.8686 | 0.11395 | 5.3582 | 10.4551 | 6.3563 | 0.38832 | 0.20324 | 0.70211 | 1.6925 | 1.7695 | 5.9155 | 1.0551 | 1.5524 | 1.0154 | 3.9982 | 2.6363
1f37113 | UGI | 8 | 00f_051004_345x211x716.dat | 0.0663;0.0663;0.0663 | 345;211;716 | (0.0901;67.0610;0.0030) | 60 | 2.5 | 38 | 76.6025 | 60 | EZpaque | [73,75] | [90,20] | 1 | 10 | 75 | normal | none | 4.788 | 2.6005 | 12.451 | 18.3385 | 9.9602 | 182.6546 | 2.3781e-13 | 8.3965 | 0.004276 | 0.15753 | 1.8486 | 0.015369 | 3.2157 | 0.7016 | 0.37441 | 8.8498 | 0.0094788 | 4.0885 | 0.46549 | 1.0518 | 0.028403 | 6.2023 | 0.030967 | 2.4551 | 7.4155 | 3.066 | 0.12962 | 0.059816 | 0.26426 | 0.96054 | 1.0047 | 4.2932 | 0.645 | 1.3499 | 0.41174 | 2.5869 | 1.3888
1f37113 | UGI | 8 | 00f_051004_345x211x716.dat | 0.0663;0.0663;0.0663 | 345;211;716 | (0.0901;67.0610;0.0030) | 60 | 5.7448 | 47 | 76.6025 | 60 | EZpaque | [73,75] | [90,20] | 1 | 10 | 75 | normal | none | 4.788 | 2.6005 | 12.451 | 18.3385 | 9.9602 | 182.6546 | 1.5442e-13 | 11.5829 | 0.011892 | 0.35264 | 3.2003 | 0.043741 | 5.7217 | 1.4438 | 0.78748 | 12.2091 | 0.028727 | 6.3722 | 0.90204 | 1.873 | 0.076636 | 9.6071 | 0.080224 | 4.5402 | 10.5247 | 5.4851 | 0.30118 | 0.1363 | 0.571 | 1.5433 | 1.646 | 5.7782 | 0.96572 | 1.5711 | 0.84699 | 3.8336 | 2.3447
1f37113 | UGI | 8 | 00f_051004_345x211x716.dat | 0.0663;0.0663;0.0663 | 345;211;716 | (0.0901;67.0610;0.0030) | 60 | 6.3535 | 49 | 76.6025 | 60 | EZpaque | [73,75] | [90,20] | 1 | 10 | 75 | normal | none | 4.788 | 2.6005 | 12.451 | 18.3385 | 9.9602 | 182.6546 | 1.4744e-13 | 11.877 | 0.013678 | 0.42344 | 3.3703 | 0.046459 | 5.9437 | 1.5546 | 0.8509 | 12.484 | 0.029888 | 6.6129 | 0.96239 | 1.9936 | 0.086412 | 9.98 | 0.086792 | 4.8156 | 10.7986 | 5.8133 | 0.32841 | 0.16176 | 0.60051 | 1.6167 | 1.7277 | 5.9421 | 1.0044 | 1.5913 | 0.91227 | 3.9612 | 2.471
1f37113 | UGI | 8 | 00f_051004_345x211x716.dat | 0.0663;0.0663;0.0663 | 345;211;716 | (0.0901;67.0610;0.0030) | 80 | 2.9 | 44 | 76.6025 | 60 | EZpaque | [73,75] | [90,20] | 1 | 10 | 75 | normal | none | 4.788 | 2.6005 | 12.451 | 18.3385 | 9.9602 | 182.6546 | 2.1292e-13 | 8.9407 | 0.0071152 | 0.22678 | 2.1632 | 0.021671 | 3.7698 | 0.89858 | 0.47308 | 9.3681 | 0.021737 | 4.5249 | 0.56222 | 1.243 | 0.045516 | 6.8287 | 0.044244 | 2.9416 | 7.9192 | 3.5922 | 0.1744 | 0.08402 | 0.34471 | 1.0854 | 1.1405 | 4.5537 | 0.71164 | 1.3868 | 0.50563 | 2.8198 | 1.5995
1f37113 | UGI | 8 | 00f_051004_345x211x716.dat | 0.0663;0.0663;0.0663 | 345;211;716 | (0.0901;67.0610;0.0030) | 80 | 7.702 | 57 | 76.6025 | 60 | EZpaque | [73,75] | [90,20] | 1 | 10 | 75 | normal | none | 4.788 | 2.6005 | 12.451 | 18.3385 | 9.9602 | 182.6546 | 1.4233e-13 | 11.9183 | 0.018661 | 0.40348 | 3.6071 | 0.059221 | 6.3865 | 1.6532 | 0.91557 | 12.3645 | 0.031907 | 6.7466 | 1.0028 | 2.0557 | 0.099587 | 10.0529 | 0.10455 | 5.1781 | 10.7485 | 6.0772 | 0.37263 | 0.18414 | 0.66157 | 1.6884 | 1.7952 | 5.9663 | 1.0411 | 1.5826 | 0.97718 | 4.0207 | 2.5691
1f37113 | UGI | 8 | 00f_051004_345x211x716.dat | 0.0663;0.0663;0.0663 | 345;211;716 | (0.0901;67.0610;0.0030) | 80 | 8.502 | 60 | 76.6025 | 60 | EZpaque | [73,75] | [90,20] | 1 | 10 | 75 | normal | none | 4.788 | 2.6005 | 12.451 | 18.3385 | 9.9602 | 182.6546 | 1.388e-13 | 12.0897 | 0.020773 | 0.45572 | 3.7436 | 0.061707 | 6.7356 | 1.7352 | 0.95682 | 12.4291 | 0.036408 | 6.8728 | 1.034 | 2.099 | 0.10965 | 10.2123 | 0.11339 | 5.3706 | 10.8542 | 6.2831 | 0.39067 | 0.20065 | 0.68979 | 1.7354 | 1.844 | 6.036 | 1.0651 | 1.5873 | 1.0206 | 4.0975 | 2.6509
1f37113 | UGI | 9 | 00f_051004_345x211x716.dat | 0.0663;0.0663;0.0663 | 345;211;716 | (-0.1989;67.2110;0.0312) | 110 | 3.9 | 52 | 76.5893 | 60 | EZpaque | [73,75] | [90,20] | 1 | 5 | 75 | normal | none | 4.7008 | 2.6075 | 12.2572 | 18.0017 | 9.9851 | 179.7492 | 1.9239e-13 | 9.6279 | 0.011331 | 0.31166 | 2.6471 | 0.033706 | 3.7734 | 1.0887 | 0.60617 | 10.0104 | 0.036287 | 4.6613 | 0.6924 | 1.6278 | 0.065737 | 8.395 | 0.061521 | 3.5954 | 9.5634 | 4.6443 | 0.23438 | 0.1229 | 0.44452 | 1.2538 | 1.3151 | 4.9001 | 0.80887 | 1.4578 | 0.62878 | 3.1343 | 1.9118
1f37113 | UGI | 9 | 00f_051004_345x211x716.dat | 0.0663;0.0663;0.0663 | 345;211;716 | (-0.1989;67.2110;0.0312) | 110 | 7.85 | 62 | 76.5893 | 60 | EZpaque | [73,75] | [90,20] | 1 | 5 | 75 | normal | none | 4.7008 | 2.6075 | 12.2572 | 18.0017 | 9.9851 | 179.7492 | 1.5364e-13 | 11.4752 | 0.019112 | 0.47034 | 3.5738 | 0.055335 | 5.473 | 1.5557 | 0.87644 | 11.7792 | 0.025162 | 6.0076 | 0.95376 | 2.1098 | 0.10099 | 10.374 | 0.095324 | 4.9891 | 11.3028 | 6.2972 | 0.35931 | 0.1969 | 0.64448 | 1.6232 | 1.7062 | 5.7743 | 1.0141 | 1.5716 | 0.90339 | 3.8731 | 2.5317
1f37113 | UGI | 9 | 00f_051004_345x211x716.dat | 0.0663;0.0663;0.0663 | 345;211;716 | (-0.1989;67.2110;0.0312) | 110 | 9.9905 | 69 | 76.5893 | 60 | EZpaque | [73,75] | [90,20] | 1 | 5 | 75 | normal | none | 4.7008 | 2.6075 | 12.2572 | 18.0017 | 9.9851 | 179.7492 | 1.4856e-13 | 11.7349 | 0.023717 | 0.5031 | 3.8374 | 0.064414 | 5.9259 | 1.6033 | 0.95276 | 11.8628 | 0.050527 | 6.2834 | 1.0047 | 2.205 | 0.11041 | 10.5932 | 0.11011 | 5.3907 | 11.3963 | 6.7214 | 0.39776 | 0.20158 | 0.70061 | 1.7055 | 1.7835 | 5.9136 | 1.0604 | 1.5766 | 0.998 | 3.991 | 2.6704
1f37113 | UGI | 9 | 00f_051004_345x211x716.dat | 0.0663;0.0663;0.0663 | 345;211;716 | (-0.1989;67.2110;0.0312) | 60 | 2.5 | 38 | 76.5893 | 60 | EZpaque | [73,75] | [90,20] | 1 | 5 | 75 | normal | none | 4.7008 | 2.6075 | 12.2572 | 18.0017 | 9.9851 | 179.7492 | 2.4038e-13 | 8.2454 | 0.0042841 | 0.15017 | 1.8979 | 0.014545 | 2.5269 | 0.7289 | 0.38622 | 8.7555 | 0.0096653 | 3.6247 | 0.47991 | 1.2297 | 0.033115 | 6.9945 | 0.030998 | 2.4667 | 8.4035 | 3.3572 | 0.13418 | 0.059806 | 0.25609 | 0.96248 | 1.0073 | 4.251 | 0.64959 | 1.3767 | 0.40507 | 2.5877 | 1.4216
1f37113 | UGI | 9 | 00f_051004_345x211x716.dat | 0.0663;0.0663;0.0663 | 345;211;716 | (-0.1989;67.2110;0.0312) | 60 | 5.7448 | 47 | 76.5893 | 60 | EZpaque | [73,75] | [90,20] | 1 | 5 | 75 | normal | none | 4.7008 | 2.6075 | 12.2572 | 18.0017 | 9.9851 | 179.7492 | 1.5608e-13 | 11.4894 | 0.012011 | 0.34722 | 3.2283 | 0.041066 | 4.7537 | 1.4219 | 0.80604 | 12.1506 | 0.023229 | 5.815 | 0.92175 | 2.018 | 0.083334 | 10.497 | 0.080399 | 4.5552 | 11.663 | 5.8974 | 0.30368 | 0.14089 | 0.56014 | 1.5519 | 1.6557 | 5.7639 | 0.97002 | 1.5965 | 0.83225 | 3.8269 | 2.3814
1f37113 | UGI | 9 | 00f_051004_345x211x716.dat | 0.0663;0.0663;0.0663 | 345;211;716 | (-0.1989;67.2110;0.0312) | 60 | 6.3535 | 49 | 76.5893 | 60 | EZpaque | [73,75] | [90,20] | 1 | 5 | 75 | normal | none | 4.7008 | 2.6075 | 12.2572 | 18.0017 | 9.9851 | 179.7492 | 1.4904e-13 | 11.8026 | 0.013796 | 0.41872 | 3.3832 | 0.042489 | 5.1415 | 1.541 | 0.86691 | 12.4393 | 0.033358 | 6.0559 | 0.98151 | 2.1189 | 0.089348 | 10.8558 | 0.091093 | 4.8458 | 11.92 | 6.2158 | 0.33194 | 0.15633 | 0.59758 | 1.6259 | 1.7382 | 5.9053 | 1.008 | 1.6173 | 0.89992 | 3.965 | 2.5059
1f37113 | UGI | 9 | 00f_051004_345x211x716.dat | 0.0663;0.0663;0.0663 | 345;211;716 | (-0.1989;67.2110;0.0312) | 80 | 2.9 | 44 | 76.5893 | 60 | EZpaque | [73,75] | [90,20] | 1 | 5 | 75 | normal | none | 4.7008 | 2.6075 | 12.2572 | 18.0017 | 9.9851 | 179.7492 | 2.1521e-13 | 8.8545 | 0.0071469 | 0.22362 | 2.2056 | 0.021014 | 3.0905 | 0.87421 | 0.48083 | 9.282 | 0.015541 | 4.0577 | 0.57627 | 1.3804 | 0.048283 | 7.5948 | 0.047451 | 2.9512 | 8.8847 | 3.8831 | 0.17775 | 0.077974 | 0.32725 | 1.0896 | 1.1455 | 4.5272 | 0.7164 | 1.4127 | 0.50587 | 2.8231 | 1.626
1f37113 | UGI | 9 | 00f_051004_345x211x716.dat | 0.0663;0.0663;0.0663 | 345;211;716 | (-0.1989;67.2110;0.0312) | 80 | 7.702 | 57 | 76.5893 | 60 | EZpaque | [73,75] | [90,20] | 1 | 5 | 75 | normal | none | 4.7008 | 2.6075 | 12.2572 | 18.0017 | 9.9851 | 179.7492 | 1.4385e-13 | 11.8755 | 0.018741 | 0.45689 | 3.6309 | 0.052051 | 5.4858 | 1.6586 | 0.93118 | 12.31 | 0.047378 | 6.2317 | 1.0215 | 2.1994 | 0.10881 | 10.8738 | 0.09813 | 5.1657 | 11.8074 | 6.4894 | 0.37222 | 0.19715 | 0.66285 | 1.6993 | 1.8073 | 5.9551 | 1.0444 | 1.6084 | 0.9749 | 4.0181 | 2.6176
1f37113 | UGI | 9 | 00f_051004_345x211x716.dat | 0.0663;0.0663;0.0663 | 345;211;716 | (-0.1989;67.2110;0.0312) | 80 | 8.502 | 60 | 76.5893 | 60 | EZpaque | [73,75] | [90,20] | 1 | 5 | 75 | normal | none | 4.7008 | 2.6075 | 12.2572 | 18.0017 | 9.9851 | 179.7492 | 1.403e-13 | 12.041 | 0.020774 | 0.45243 | 3.7657 | 0.059705 | 5.8216 | 1.7005 | 0.97088 | 12.4031 | 0.052401 | 6.3701 | 1.0527 | 2.2509 | 0.10901 | 11.0025 | 0.10758 | 5.3778 | 11.8842 | 6.6727 | 0.39333 | 0.22188 | 0.70947 | 1.7471 | 1.8569 | 6.01 | 1.0698 | 1.612 | 1.0152 | 4.0928 | 2.6881
1f37113 | UGI | 1 | 00m_051004_345x211x716.dat | 0.0663;0.0663;0.0663 | 345;211;716 | (-1.1751;68.2544;9.8098) | 110 | 3.9 | 52 | 77.9285 | 60 | EZpaque | [5] | [0] | 0 | 5 | 75 | normal | none | 4.0197 | 3.5981 | 14.4631 | 15.6624 | 14.0196 | 219.5805 | 2.2542e-13 | 0.47897 | 0.29328 | 4.9166 | 0.15029 | 3.5867 | 0.35977 | 0.0084286 | 5.0199 | 0.20706 | 0.46739 | 1.5456 | 5.1157 | 4.2004 | 6.5442 | 0.33284 | 6.1711 | 0.13263 | 0.99844 | 0.6738 | 4.0331 | 6.2714 | 0.036993 | 1.9503 | 2.3286 | 1.2434 | 1.4882 | 1.3011 | 0.01841 | 2.3923 | 2.4077
1f37113 | UGI | 1 | 00m_051004_345x211x716.dat | 0.0663;0.0663;0.0663 | 345;211;716 | (-1.1751;68.2544;9.8098) | 110 | 7.85 | 62 | 77.9285 | 60 | EZpaque | [5] | [0] | 0 | 5 | 75 | normal | none | 4.0197 | 3.5981 | 14.4631 | 15.6624 | 14.0196 | 219.5805 | 1.8002e-13 | 0.69075 | 0.43516 | 5.5826 | 0.22391 | 4.5046 | 0.57343 | 0.016836 | 6.4014 | 0.30862 | 0.62937 | 2.0949 | 6.3514 | 5.4235 | 7.5613 | 0.474 | 7.2713 | 0.20426 | 1.2816 | 0.9115 | 5.3261 | 7.7729 | 0.06112 | 2.6219 | 3.1459 | 1.5737 | 1.8209 | 1.4244 | 0.027743 | 3.0147 | 2.9829
1f37113 | UGI | 1 | 00m_051004_345x211x716.dat | 0.0663;0.0663;0.0663 | 345;211;716 | (-1.1751;68.2544;9.8098) | 110 | 9.9905 | 69 | 77.9285 | 60 | EZpaque | [5] | [0] | 0 | 5 | 75 | normal | none | 4.0197 | 3.5981 | 14.4631 | 15.6624 | 14.0196 | 219.5805 | 1.7403e-13 | 0.74577 | 0.48169 | 5.7339 | 0.25016 | 4.6964 | 0.59471 | 0.026609 | 6.659 | 0.34258 | 0.78829 | 2.2247 | 6.5602 | 5.7222 | 7.6307 | 0.51762 | 7.437 | 0.22713 | 1.3215 | 0.9632 | 5.6232 | 7.9777 | 0.067176 | 2.8069 | 3.3543 | 1.6476 | 1.8865 | 1.4385 | 0.031491 | 3.138 | 3.1032
1f37113 | UGI | 1 | 00m_051004_345x211x716.dat | 0.0663;0.0663;0.0663 | 345;211;716 | (-1.1751;68.2544;9.8098) | 60 | 2.5 | 38 | 77.9285 | 60 | EZpaque | [5] | [0] | 0 | 5 | 75 | normal | none | 4.0197 | 3.5981 | 14.4631 | 15.6624 | 14.0196 | 219.5805 | 2.8168e-13 | 0.30859 | 0.17328 | 4.3634 | 0.086792 | 2.8802 | 0.21696 | 0.003832 | 3.9637 | 0.11727 | 0.32628 | 1.1139 | 4.1895 | 3.1951 | 5.8378 | 0.2102 | 5.416 | 0.073938 | 0.77328 | 0.47855 | 3.0439 | 5.0947 | 0.015643 | 1.4079 | 1.6686 | 0.98795 | 1.2342 | 1.2124 | 0.010229 | 1.9143 | 1.9546
1f37113 | UGI | 1 | 00m_051004_345x211x716.dat | 0.0663;0.0663;0.0663 | 345;211;716 | (-1.1751;68.2544;9.8098) | 60 | 5.7448 | 47 | 77.9285 | 60 | EZpaque | [5] | [0] | 0 | 5 | 75 | normal | none | 4.0197 | 3.5981 | 14.4631 | 15.6624 | 14.0196 | 219.5805 | 1.829e-13 | 0.62187 | 0.37614 | 5.4326 | 0.19458 | 4.1803 | 0.47606 | 0.011722 | 6.3127 | 0.26738 | 0.57698 | 1.9722 | 6.2586 | 5.1801 | 7.6194 | 0.44288 | 7.1733 | 0.17151 | 1.3131 | 0.8866 | 5.0554 | 7.7277 | 0.043479 | 2.4073 | 2.9265 | 1.4967 | 1.7771 | 1.4337 | 0.021894 | 2.8948 | 2.8859
1f37113 | UGI | 1 | 00m_051004_345x211x716.dat | 0.0663;0.0663;0.0663 | 345;211;716 | (-1.1751;68.2544;9.8098) | 60 | 6.3535 | 49 | 77.9285 | 60 | EZpaque | [5] | [0] | 0 | 5 | 75 | normal | none | 4.0197 | 3.5981 | 14.4631 | 15.6624 | 14.0196 | 219.5805 | 1.7464e-13 | 0.66204 | 0.40926 | 5.5299 | 0.21255 | 4.301 | 0.53678 | 0.010792 | 6.55 | 0.29342 | 0.63135 | 2.0771 | 6.4606 | 5.3547 | 7.7662 | 0.47496 | 7.3522 | 0.18855 | 1.3774 | 0.93906 | 5.2749 | 7.97 | 0.050585 | 2.5424 | 3.0996 | 1.5508 | 1.8356 | 1.4575 | 0.02604 | 2.9944 | 2.9836
1f37113 | UGI | 1 | 00m_051004_345x211x716.dat | 0.0663;0.0663;0.0663 | 345;211;716 | (-1.1751;68.2544;9.8098) | 80 | 2.9 | 44 | 77.9285 | 60 | EZpaque | [5] | [0] | 0 | 5 | 75 | normal | none | 4.0197 | 3.5981 | 14.4631 | 15.6624 | 14.0196 | 219.5805 | 2.5219e-13 | 0.38123 | 0.22619 | 4.6135 | 0.11632 | 3.1728 | 0.26415 | 0.0032646 | 4.4101 | 0.15788 | 0.39615 | 1.2984 | 4.5691 | 3.6316 | 6.1413 | 0.2693 | 5.7115 | 0.10035 | 0.87536 | 0.56921 | 3.4615 | 5.5652 | 0.025438 | 1.6395 | 1.9581 | 1.0975 | 1.339 | 1.2499 | 0.011168 | 2.1162 | 2.1474
1f37113 | UGI | 1 | 00m_051004_345x211x716.dat | 0.0663;0.0663;0.0663 | 345;211;716 | (-1.1751;68.2544;9.8098) | 80 | 7.702 | 57 | 77.9285 | 60 | EZpaque | [5] | [0] | 0 | 5 | 75 | normal | none | 4.0197 | 3.5981 | 14.4631 | 15.6624 | 14.0196 | 219.5805 | 1.6855e-13 | 0.72761 | 0.45584 | 5.6515 | 0.23653 | 4.53 | 0.53923 | 0.015805 | 6.6762 | 0.32597 | 0.64727 | 2.1799 | 6.5736 | 5.5963 | 7.7625 | 0.51693 | 7.4499 | 0.2153 | 1.3843 | 0.98385 | 5.4904 | 8.1102 | 0.060966 | 2.7187 | 3.3022 | 1.6203 | 1.8776 | 1.4574 | 0.027384 | 3.0939 | 3.0768
1f37113 | UGI | 1 | 00m_051004_345x211x716.dat | 0.0663;0.0663;0.0663 | 345;211;716 | (-1.1751;68.2544;9.8098) | 80 | 8.502 | 60 | 77.9285 | 60 | EZpaque | [5] | [0] | 0 | 5 | 75 | normal | none | 4.0197 | 3.5981 | 14.4631 | 15.6624 | 14.0196 | 219.5805 | 1.6439e-13 | 0.76666 | 0.481 | 5.7265 | 0.251 | 4.6337 | 0.63533 | 0.017045 | 6.7967 | 0.34443 | 0.67231 | 2.2476 | 6.6818 | 5.7473 | 7.8278 | 0.53531 | 7.5328 | 0.22632 | 1.4089 | 1.0084 | 5.6315 | 8.236 | 0.065704 | 2.8171 | 3.4215 | 1.6543 | 1.9103 | 1.4646 | 0.032179 | 3.1653 | 3.1402
1f37113 | UGI | 2 | 00m_051004_345x211x716.dat | 0.0663;0.0663;0.0663 | 345;211;716 | (-1.1751;68.2544;12.9953) | 110 | 3.9 | 52 | 77.9285 | 60 | EZpaque | [5] | [0] | 0 | 5 | 75 | normal | none | 4.0197 | 1.6781 | 6.7454 | 15.6624 | 6.5385 | 102.409 | 1.5985e-13 | 0.080268 | 0.53185 | 0.2159 | 0.029556 | 7.2999 | 0.067124 | 0.0025928 | 0.55825 | 0.039192 | 0.88119 | 0.14282 | 0.66574 | 2.3745 | 13.291 | 0.061215 | 12.5165 | 0.027858 | 0.12643 | 0.093492 | 2.7663 | 12.783 | 0.010204 | 2.0192 | 2.6175 | 1.2597 | 1.8441 | 1.2557 | 0.0051113 | 2.842 | 1.4858
1f37113 | UGI | 2 | 00m_051004_345x211x716.dat | 0.0663;0.0663;0.0663 | 345;211;716 | (-1.1751;68.2544;12.9953) | 110 | 7.85 | 62 | 77.9285 | 60 | EZpaque | [5] | [0] | 0 | 5 | 75 | normal | none | 4.0197 | 1.6781 | 6.7454 | 15.6624 | 6.5385 | 102.409 | 1.2767e-13 | 0.12412 | 0.78204 | 0.29272 | 0.048874 | 8.9567 | 0.10683 | 0.0034523 | 0.78695 | 0.065941 | 1.2096 | 0.21693 | 0.91642 | 3.1899 | 15.1445 | 0.096044 | 14.5563 | 0.045151 | 0.18873 | 0.14689 | 3.5827 | 15.5714 | 0.01697 | 2.7475 | 3.5821 | 1.5916 | 2.2137 | 1.362 | 0.013582 | 3.4484 | 1.875
1f37113 | UGI | 2 | 00m_051004_345x211x716.dat | 0.0663;0.0663;0.0663 | 345;211;716 | (-1.1751;68.2544;12.9953) | 110 | 9.9905 | 69 | 77.9285 | 60 | EZpaque | [5] | [0] | 0 | 5 | 75 | normal | none | 4.0197 | 1.6781 | 6.7454 | 15.6624 | 6.5385 | 102.409 | 1.2343e-13 | 0.14483 | 0.8573 | 0.30908 | 0.053957 | 9.4115 | 0.1271 | 0.0093548 | 0.84021 | 0.075895 | 1.2875 | 0.24251 | 0.97234 | 3.3497 | 15.3313 | 0.10785 | 14.8549 | 0.052422 | 0.21164 | 0.16721 | 3.761 | 15.7696 | 0.01979 | 2.9532 | 3.8368 | 1.6775 | 2.2808 | 1.3746 | 0.0039236 | 3.5787 | 1.9494
1f37113 | UGI | 2 | 00m_051004_345x211x716.dat | 0.0663;0.0663;0.0663 | 345;211;716 | (-1.1751;68.2544;12.9953) | 60 | 2.5 | 38 | 77.9285 | 60 | EZpaque | [5] | [0] | 0 | 5 | 75 | normal | none | 4.0197 | 1.6781 | 6.7454 | 15.6624 | 6.5385 | 102.409 | 1.9972e-13 | 0.039537 | 0.32432 | 0.14277 | 0.012795 | 6.028 | 0.035643 | 0.0013195 | 0.38013 | 0.01932 | 0.57767 | 0.077775 | 0.45644 | 1.7465 | 11.9178 | 0.028744 | 11.014 | 0.011654 | 0.073919 | 0.054762 | 2.1134 | 10.8508 | 0.0037588 | 1.4286 | 1.8346 | 1.0146 | 1.5659 | 1.1786 | 0.0023496 | 2.3785 | 1.1876
1f37113 | UGI | 2 | 00m_051004_345x211x716.dat | 0.0663;0.0663;0.0663 | 345;211;716 | (-1.1751;68.2544;12.9953) | 60 | 5.7448 | 47 | 77.9285 | 60 | EZpaque | [5] | [0] | 0 | 5 | 75 | normal | none | 4.0197 | 1.6781 | 6.7454 | 15.6624 | 6.5385 | 102.409 | 1.2969e-13 | 0.10092 | 0.68957 | 0.28601 | 0.036076 | 8.6257 | 0.089904 | 0.005108 | 0.7437 | 0.049137 | 1.0964 | 0.18305 | 0.87421 | 2.977 | 15.2251 | 0.077077 | 14.4263 | 0.031436 | 0.16676 | 0.12193 | 3.455 | 15.8234 | 0.011897 | 2.504 | 3.3037 | 1.5158 | 2.1766 | 1.3809 | 0.0060922 | 3.3591 | 1.82
1f37113 | UGI | 2 | 00m_051004_345x211x716.dat | 0.0663;0.0663;0.0663 | 345;211;716 | (-1.1751;68.2544;12.9953) | 60 | 6.3535 | 49 | 77.9285 | 60 | EZpaque | [5] | [0] | 0 | 5 | 75 | normal | none | 4.0197 | 1.6781 | 6.7454 | 15.6624 | 6.5385 | 102.409 | 1.2383e-13 | 0.11243 | 0.74791 | 0.29182 | 0.039045 | 8.9282 | 0.10824 | 0.0017348 | 0.79675 | 0.055067 | 1.2688 | 0.20139 | 0.92674 | 3.1756 | 15.5444 | 0.084485 | 14.7345 | 0.037183 | 0.18234 | 0.13194 | 3.6008 | 16.2761 | 0.012815 | 2.6513 | 3.5091 | 1.5691 | 2.2402 | 1.3982 | 0.009311 | 3.4733 | 1.8924
1f37113 | UGI | 2 | 00m_051004_345x211x716.dat | 0.0663;0.0663;0.0663 | 345;211;716 | (-1.1751;68.2544;12.9953) | 80 | 2.9 | 44 | 77.9285 | 60 | EZpaque | [5] | [0] | 0 | 5 | 75 | normal | none | 4.0197 | 1.6781 | 6.7454 | 15.6624 | 6.5385 | 102.409 | 1.7882e-13 | 0.057113 | 0.41585 | 0.17306 | 0.020708 | 6.5116 | 0.053466 | 0.002165 | 0.46364 | 0.028841 | 0.73219 | 0.10641 | 0.55179 | 2.0104 | 12.4359 | 0.044377 | 11.5736 | 0.018432 | 0.096281 | 0.073084 | 2.3873 | 11.6497 | 0.0052665 | 1.6807 | 2.1778 | 1.1167 | 1.6798 | 1.2115 | 0.0051007 | 2.562 | 1.3122
1f37113 | UGI | 2 | 00m_051004_345x211x716.dat | 0.0663;0.0663;0.0663 | 345;211;716 | (-1.1751;68.2544;12.9953) | 80 | 7.702 | 57 | 77.9285 | 60 | EZpaque | [5] | [0] | 0 | 5 | 75 | normal | none | 4.0197 | 1.6781 | 6.7454 | 15.6624 | 6.5385 | 102.409 | 1.1954e-13 | 0.12738 | 0.82279 | 0.31707 | 0.049916 | 9.1672 | 0.11526 | 0.0080453 | 0.84235 | 0.068441 | 1.2271 | 0.22887 | 0.98021 | 3.2201 | 15.577 | 0.10287 | 14.8835 | 0.04519 | 0.199 | 0.15626 | 3.7248 | 16.2529 | 0.014712 | 2.8477 | 3.7578 | 1.6288 | 2.2796 | 1.3932 | 0.009025 | 3.5408 | 1.9449
1f37113 | UGI | 2 | 00m_051004_345x211x716.dat | 0.0663;0.0663;0.0663 | 345;211;716 | (-1.1751;68.2544;12.9953) | 80 | 8.502 | 60 | 77.9285 | 60 | EZpaque | [5] | [0] | 0 | 5 | 75 | normal | none | 4.0197 | 1.6781 | 6.7454 | 15.6624 | 6.5385 | 102.409 | 1.1657e-13 | 0.1377 | 0.86486 | 0.32759 | 0.05218 | 9.2276 | 0.15045 | 0.0047847 | 0.87327 | 0.073352 | 1.328 | 0.24216 | 1.0142 | 3.3362 | 15.6175 | 0.10974 | 15.0359 | 0.049035 | 0.21325 | 0.16485 | 3.8201 | 16.4445 | 0.018367 | 2.9572 | 3.903 | 1.6657 | 2.315 | 1.402 | 0.0066713 | 3.5816 | 1.9858
1f37113 | UGI | 3 | 00m_051004_345x211x716.dat | 0.0663;0.0663;0.0663 | 345;211;716 | (-1.1751;68.2544;12.9953) | 110 | 3.9 | 52 | 77.9285 | 60 | EZpaque | [5,133,110] | [30,30,100] | 0 | 10 | 75 | normal | none | 4.0197 | 1.6781 | 6.7454 | 15.6624 | 6.5385 | 102.409 | 1.5985e-13 | 0.073537 | 0.52096 | 0.20942 | 0.027878 | 7.2848 | 0.063158 | 0.002674 | 0.53972 | 0.035376 | 0.85316 | 0.13289 | 0.63515 | 38.3247 | 42.5242 | 0.057982 | 11.9097 | 0.02615 | 0.12037 | 0.088563 | 2.735 | 12.7167 | 0.0099586 | 1.9722 | 2.5603 | 1.235 | 1.8098 | 1.2444 | 0.0050487 | 7.8441 | 3.5032
1f37113 | UGI | 3 | 00m_051004_345x211x716.dat | 0.0663;0.0663;0.0663 | 345;211;716 | (-1.1751;68.2544;12.9953) | 110 | 7.85 | 62 | 77.9285 | 60 | EZpaque | [5,133,110] | [30,30,100] | 0 | 10 | 75 | normal | none | 4.0197 | 1.6781 | 6.7454 | 15.6624 | 6.5385 | 102.409 | 1.2767e-13 | 0.11173 | 0.76585 | 0.28854 | 0.045878 | 8.9872 | 0.099107 | 0.0034929 | 0.76304 | 0.059489 | 1.1917 | 0.20197 | 0.87562 | 59.4125 | 57.3767 | 0.090279 | 13.9649 | 0.042329 | 0.17877 | 0.13925 | 3.5584 | 15.598 | 0.015423 | 2.6865 | 3.5071 | 1.5722 | 2.1806 | 1.3476 | 0.011314 | 11.0161 | 5.0115
1f37113 | UGI | 3 | 00m_051004_345x211x716.dat | 0.0663;0.0663;0.0663 | 345;211;716 | (-1.1751;68.2544;12.9953) | 110 | 9.9905 | 69 | 77.9285 | 60 | EZpaque | [5,133,110] | [30,30,100] | 0 | 10 | 75 | normal | none | 4.0197 | 1.6781 | 6.7454 | 15.6624 | 6.5385 | 102.409 | 1.2343e-13 | 0.13225 | 0.84021 | 0.30195 | 0.051667 | 9.4212 | 0.12432 | 0.0086289 | 0.81469 | 0.069349 | 1.2684 | 0.22636 | 0.93289 | 67.1298 | 60.574 | 0.10184 | 14.338 | 0.048681 | 0.20088 | 0.15939 | 3.7403 | 15.8862 | 0.0174 | 2.8918 | 3.7612 | 1.6616 | 2.2522 | 1.3612 | 0.0039462 | 11.9574 | 5.4895
1f37113 | UGI | 3 | 00m_051004_345x211x716.dat | 0.0663;0.0663;0.0663 | 345;211;716 | (-1.1751;68.2544;12.9953) | 60 | 2.5 | 38 | 77.9285 | 60 | EZpaque | [5,133,110] | [30,30,100] | 0 | 10 | 75 | normal | none | 4.0197 | 1.6781 | 6.7454 | 15.6624 | 6.5385 | 102.409 | 1.9972e-13 | 0.034864 | 0.31782 | 0.14881 | 0.012212 | 5.9734 | 0.031718 | 0.0013195 | 0.36669 | 0.017486 | 0.56174 | 0.071942 | 0.43187 | 19.8785 | 30.1045 | 0.027366 | 10.3816 | 0.011025 | 0.070264 | 0.052379 | 2.0776 | 10.659 | 0.0034484 | 1.3923 | 1.7913 | 0.98192 | 1.5294 | 1.1684 | 0.0018352 | 5.1538 | 2.2242
1f37113 | UGI | 3 | 00m_051004_345x211x716.dat | 0.0663;0.0663;0.0663 | 345;211;716 | (-1.1751;68.2544;12.9953) | 60 | 5.7448 | 47 | 77.9285 | 60 | EZpaque | [5,133,110] | [30,30,100] | 0 | 10 | 75 | normal | none | 4.0197 | 1.6781 | 6.7454 | 15.6624 | 6.5385 | 102.409 | 1.2969e-13 | 0.089835 | 0.67481 | 0.2664 | 0.034118 | 8.6218 | 0.079348 | 0.0049231 | 0.71863 | 0.044066 | 1.0474 | 0.16877 | 0.83127 | 47.2575 | 55.3974 | 0.071682 | 13.6691 | 0.029318 | 0.15937 | 0.1164 | 3.4221 | 15.818 | 0.010281 | 2.4384 | 3.2231 | 1.4847 | 2.1327 | 1.365 | 0.0051629 | 9.8421 | 4.3433
1f37113 | UGI | 3 | 00m_051004_345x211x716.dat | 0.0663;0.0663;0.0663 | 345;211;716 | (-1.1751;68.2544;12.9953) | 60 | 6.3535 | 49 | 77.9285 | 60 | EZpaque | [5,133,110] | [30,30,100] | 0 | 10 | 75 | normal | none | 4.0197 | 1.6781 | 6.7454 | 15.6624 | 6.5385 | 102.409 | 1.2383e-13 | 0.1001 | 0.73125 | 0.26206 | 0.037035 | 8.9185 | 0.10161 | 0.0016984 | 0.77251 | 0.049601 | 1.247 | 0.18591 | 0.88063 | 52.6915 | 59.529 | 0.078606 | 13.9996 | 0.034728 | 0.17386 | 0.12557 | 3.5751 | 16.3043 | 0.010806 | 2.5818 | 3.4233 | 1.5431 | 2.1971 | 1.3821 | 0.0092415 | 10.6527 | 4.708
1f37113 | UGI | 3 | 00m_051004_345x211x716.dat | 0.0663;0.0663;0.0663 | 345;211;716 | (-1.1751;68.2544;12.9953) | 80 | 2.9 | 44 | 77.9285 | 60 | EZpaque | [5,133,110] | [30,30,100] | 0 | 10 | 75 | normal | none | 4.0197 | 1.6781 | 6.7454 | 15.6624 | 6.5385 | 102.409 | 1.7882e-13 | 0.050849 | 0.40699 | 0.1684 | 0.019689 | 6.4791 | 0.043625 | 0.0013992 | 0.44729 | 0.026169 | 0.70585 | 0.098361 | 0.52252 | 28.3496 | 36.1463 | 0.041717 | 10.978 | 0.017183 | 0.091561 | 0.069573 | 2.3537 | 11.5272 | 0.0049531 | 1.6389 | 2.1272 | 1.0888 | 1.6441 | 1.2009 | 0.0045972 | 6.3965 | 2.8043
1f37113 | UGI | 3 | 00m_051004_345x211x716.dat | 0.0663;0.0663;0.0663 | 345;211;716 | (-1.1751;68.2544;12.9953) | 80 | 7.702 | 57 | 77.9285 | 60 | EZpaque | [5,133,110] | [30,30,100] | 0 | 10 | 75 | normal | none | 4.0197 | 1.6781 | 6.7454 | 15.6624 | 6.5385 | 102.409 | 1.1954e-13 | 0.11525 | 0.80462 | 0.32311 | 0.046477 | 9.1998 | 0.10061 | 0.0071287 | 0.81442 | 0.062104 | 1.1887 | 0.21205 | 0.9332 | 63.1931 | 62.8585 | 0.09675 | 14.2284 | 0.041566 | 0.1887 | 0.15038 | 3.7082 | 16.2965 | 0.013859 | 2.7789 | 3.6724 | 1.6089 | 2.2423 | 1.3776 | 0.0082468 | 11.7852 | 5.3121
1f37113 | UGI | 3 | 00m_051004_345x211x716.dat | 0.0663;0.0663;0.0663 | 345;211;716 | (-1.1751;68.2544;12.9953) | 80 | 8.502 | 60 | 77.9285 | 60 | EZpaque | [5,133,110] | [30,30,100] | 0 | 10 | 75 | normal | none | 4.0197 | 1.6781 | 6.7454 | 15.6624 | 6.5385 | 102.409 | 1.1657e-13 | 0.12274 | 0.84528 | 0.31491 | 0.048265 | 9.2422 | 0.12622 | 0.0048171 | 0.84346 | 0.066487 | 1.3279 | 0.22439 | 0.9684 | 68.1584 | 65.2641 | 0.10264 | 14.4149 | 0.045131 | 0.2024 | 0.15545 | 3.8041 | 16.5105 | 0.016117 | 2.887 | 3.8157 | 1.6454 | 2.2795 | 1.3859 | 0.0063998 | 12.3772 | 5.6115
1f37113 | UGI | 4 | 00m_051004_345x211x716.dat | 0.0663;0.0663;0.0663 | 345;211;716 | (-1.1751;68.2544;9.1560) | 110 | 3.9 | 52 | 77.9285 | 60 | EZpaque | [5,133,110,73] | [10,10,100,10] | 1 | 10 | 75 | normal | none | 4.0197 | 3.9921 | 16.0471 | 15.6624 | 15.5551 | 243.6297 | 2.2726e-13 | 0.86905 | 0.26347 | 4.4711 | 0.2055 | 3.2716 | 0.49692 | 0.011838 | 4.7074 | 0.27258 | 0.44073 | 1.9662 | 4.6841 | 70.083 | 11.6193 | 0.44821 | 5.5012 | 0.15417 | 3.4348 | 1.5985 | 3.6681 | 5.569 | 0.040532 | 1.867 | 2.2157 | 1.2035 | 1.473 | 1.3209 | 0.023305 | 7.8006 | 5.6755
1f37113 | UGI | 4 | 00m_051004_345x211x716.dat | 0.0663;0.0663;0.0663 | 345;211;716 | (-1.1751;68.2544;9.1560) | 110 | 7.85 | 62 | 77.9285 | 60 | EZpaque | [5,133,110,73] | [10,10,100,10] | 1 | 10 | 75 | normal | none | 4.0197 | 3.9921 | 16.0471 | 15.6624 | 15.5551 | 243.6297 | 1.8148e-13 | 1.2117 | 0.39247 | 5.0784 | 0.29793 | 4.0235 | 0.74676 | 0.017196 | 6.0421 | 0.40182 | 0.59523 | 2.6825 | 5.8393 | 107.4849 | 14.9055 | 0.63369 | 6.4956 | 0.23955 | 4.0819 | 2.1089 | 4.8721 | 7.0169 | 0.064658 | 2.5087 | 2.9913 | 1.5371 | 1.8058 | 1.4416 | 0.035838 | 11.3634 | 8.0682
1f37113 | UGI | 4 | 00m_051004_345x211x716.dat | 0.0663;0.0663;0.0663 | 345;211;716 | (-1.1751;68.2544;9.1560) | 110 | 9.9905 | 69 | 77.9285 | 60 | EZpaque | [5,133,110,73] | [10,10,100,10] | 1 | 10 | 75 | normal | none | 4.0197 | 3.9921 | 16.0471 | 15.6624 | 15.5551 | 243.6297 | 1.7546e-13 | 1.2849 | 0.43333 | 5.4181 | 0.32565 | 4.2335 | 0.84077 | 0.027182 | 6.2898 | 0.44127 | 0.72667 | 2.8726 | 6.0527 | 120.4954 | 15.4731 | 0.68791 | 6.6597 | 0.27048 | 4.1418 | 2.2206 | 5.1611 | 7.208 | 0.080594 | 2.6876 | 3.1914 | 1.6198 | 1.872 | 1.4516 | 0.036879 | 12.5131 | 8.8519
1f37113 | UGI | 4 | 00m_051004_345x211x716.dat | 0.0663;0.0663;0.0663 | 345;211;716 | (-1.1751;68.2544;9.1560) | 60 | 2.5 | 38 | 77.9285 | 60 | EZpaque | [5,133,110,73] | [10,10,100,10] | 1 | 10 | 75 | normal | none | 4.0197 | 3.9921 | 16.0471 | 15.6624 | 15.5551 | 243.6297 | 2.8397e-13 | 0.61024 | 0.15521 | 4.0198 | 0.12648 | 2.6202 | 0.30137 | 0.004118 | 3.6937 | 0.16005 | 0.27919 | 1.3954 | 3.8071 | 37.6695 | 8.952 | 0.2868 | 4.7354 | 0.085316 | 2.9579 | 1.2051 | 2.7547 | 4.4994 | 0.018959 | 1.3488 | 1.5897 | 0.93596 | 1.2199 | 1.2327 | 0.0087523 | 4.7564 | 3.6524
1f37113 | UGI | 4 | 00m_051004_345x211x716.dat | 0.0663;0.0663;0.0663 | 345;211;716 | (-1.1751;68.2544;9.1560) | 60 | 5.7448 | 47 | 77.9285 | 60 | EZpaque | [5,133,110,73] | [10,10,100,10] | 1 | 10 | 75 | normal | none | 4.0197 | 3.9921 | 16.0471 | 15.6624 | 15.5551 | 243.6297 | 1.844e-13 | 1.1173 | 0.33751 | 4.9541 | 0.26029 | 3.8742 | 0.62886 | 0.010239 | 5.9231 | 0.34692 | 0.5678 | 2.4663 | 5.7338 | 87.4959 | 14.9503 | 0.56872 | 6.3483 | 0.19483 | 4.1859 | 2.0113 | 4.6144 | 7.0332 | 0.047838 | 2.2979 | 2.7771 | 1.4384 | 1.7572 | 1.4515 | 0.027675 | 9.7398 | 6.9914
1f37113 | UGI | 4 | 00m_051004_345x211x716.dat | 0.0663;0.0663;0.0663 | 345;211;716 | (-1.1751;68.2544;9.1560) | 60 | 6.3535 | 49 | 77.9285 | 60 | EZpaque | [5,133,110,73] | [10,10,100,10] | 1 | 10 | 75 | normal | none | 4.0197 | 3.9921 | 16.0471 | 15.6624 | 15.5551 | 243.6297 | 1.7607e-13 | 1.1839 | 0.36732 | 5.0315 | 0.28518 | 3.9769 | 0.68524 | 0.015147 | 6.1595 | 0.37671 | 0.56578 | 2.6017 | 5.9295 | 97.3881 | 15.8143 | 0.60942 | 6.5134 | 0.2126 | 4.2997 | 2.1047 | 4.8383 | 7.3636 | 0.055205 | 2.4264 | 2.9405 | 1.5039 | 1.8156 | 1.4728 | 0.034314 | 10.6433 | 7.581
1f37113 | UGI | 4 | 00m_051004_345x211x716.dat | 0.0663;0.0663;0.0663 | 345;211;716 | (-1.1751;68.2544;9.1560) | 80 | 2.9 | 44 | 77.9285 | 60 | EZpaque | [5,133,110,73] | [10,10,100,10] | 1 | 10 | 75 | normal | none | 4.0197 | 3.9921 | 16.0471 | 15.6624 | 15.5551 | 243.6297 | 2.5423e-13 | 0.7265 | 0.20274 | 4.1776 | 0.15991 | 2.8708 | 0.38586 | 0.0058505 | 4.1194 | 0.21009 | 0.39397 | 1.635 | 4.1694 | 52.6837 | 10.252 | 0.35114 | 5.0308 | 0.11578 | 3.1535 | 1.3663 | 3.1422 | 4.9659 | 0.028277 | 1.5701 | 1.8644 | 1.0427 | 1.3244 | 1.2693 | 0.017351 | 6.1536 | 4.5683
1f37113 | UGI | 4 | 00m_051004_345x211x716.dat | 0.0663;0.0663;0.0663 | 345;211;716 | (-1.1751;68.2544;9.1560) | 80 | 7.702 | 57 | 77.9285 | 60 | EZpaque | [5,133,110,73] | [10,10,100,10] | 1 | 10 | 75 | normal | none | 4.0197 | 3.9921 | 16.0471 | 15.6624 | 15.5551 | 243.6297 | 1.6992e-13 | 1.2577 | 0.40916 | 5.2207 | 0.31354 | 4.0992 | 0.77865 | 0.016745 | 6.2982 | 0.42134 | 0.59839 | 2.7643 | 6.0498 | 115.4113 | 16.1868 | 0.66577 | 6.6566 | 0.24496 | 4.2774 | 2.2159 | 5.0317 | 7.3845 | 0.065724 | 2.5973 | 3.1353 | 1.5714 | 1.8596 | 1.4747 | 0.032293 | 12.1318 | 8.5666
1f37113 | UGI | 4 | 00m_051004_345x211x716.dat | 0.0663;0.0663;0.0663 | 345;211;716 | (-1.1751;68.2544;9.1560) | 80 | 8.502 | 60 | 77.9285 | 60 | EZpaque | [5,133,110,73] | [10,10,100,10] | 1 | 10 | 75 | normal | none | 4.0197 | 3.9921 | 16.0471 | 15.6624 | 15.5551 | 243.6297 | 1.6572e-13 | 1.3039 | 0.43158 | 5.3294 | 0.32673 | 4.2016 | 0.83485 | 0.021363 | 6.4338 | 0.44316 | 0.71241 | 2.8604 | 6.1556 | 123.8305 | 16.7048 | 0.69147 | 6.7518 | 0.26082 | 4.3023 | 2.2883 | 5.1688 | 7.4723 | 0.075043 | 2.6926 | 3.2497 | 1.6164 | 1.8927 | 1.479 | 0.038153 | 12.874 | 9.0504
1f37113 | UGI | 5 | 00m_051004_345x211x716.dat | 0.0663;0.0663;0.0663 | 345;211;716 | (0.1393;67.0610;8.8690) | 110 | 3.9 | 52 | 76.6025 | 60 | EZpaque | [110,73] | [100,60] | 1 | 10 | 75 | normal | none | 2.664 | 3.9783 | 10.5982 | 10.2034 | 15.2375 | 155.4744 | 2.0868e-13 | 1.6408 | 0.34562 | 2.6025 | 0.21192 | 2.4597 | 0.8733 | 0.012916 | 5.8046 | 0.41224 | 0.36071 | 3.975 | 9.2281 | 156.547 | 3.1267 | 0.49416 | 6.1329 | 0.19647 | 4.9315 | 1.7608 | 5.1577 | 7.2331 | 0.055056 | 3.4737 | 3.8815 | 1.7269 | 2.329 | 1.4679 | 0.028389 | 14.0815 | 10.5947
1f37113 | UGI | 5 | 00m_051004_345x211x716.dat | 0.0663;0.0663;0.0663 | 345;211;716 | (0.1393;67.0610;8.8690) | 110 | 7.85 | 62 | 76.6025 | 60 | EZpaque | [110,73] | [100,60] | 1 | 10 | 75 | normal | none | 2.664 | 3.9783 | 10.5982 | 10.2034 | 15.2375 | 155.4744 | 1.6665e-13 | 2.1433 | 0.50467 | 3.799 | 0.33045 | 3.4869 | 1.2602 | 0.021878 | 7.8508 | 0.60085 | 0.59952 | 5.2367 | 11.3024 | 237.6953 | 4.4935 | 0.71463 | 7.804 | 0.30251 | 5.9964 | 2.4557 | 7.1631 | 9.7776 | 0.090569 | 4.4864 | 5.0492 | 2.2929 | 2.8156 | 1.6247 | 0.049027 | 21.081 | 15.4782
1f37113 | UGI | 5 | 00m_051004_345x211x716.dat | 0.0663;0.0663;0.0663 | 345;211;716 | (0.1393;67.0610;8.8690) | 110 | 9.9905 | 69 | 76.6025 | 60 | EZpaque | [110,73] | [100,60] | 1 | 10 | 75 | normal | none | 2.664 | 3.9783 | 10.5982 | 10.2034 | 15.2375 | 155.4744 | 1.6111e-13 | 2.2534 | 0.55582 | 4.1722 | 0.37212 | 3.8099 | 1.3796 | 0.026029 | 8.399 | 0.65469 | 0.71484 | 5.5312 | 11.616 | 262.4728 | 4.9565 | 0.77473 | 8.2339 | 0.33903 | 6.1229 | 2.6782 | 7.7771 | 10.456 | 0.10298 | 4.7236 | 5.2973 | 2.4411 | 2.9059 | 1.6455 | 0.040949 | 23.2058 | 16.9141
1f37113 | UGI | 5 | 00m_051004_345x211x716.dat | 0.0663;0.0663;0.0663 | 345;211;716 | (0.1393;67.0610;8.8690) | 60 | 2.5 | 38 | 76.6025 | 60 | EZpaque | [110,73] | [100,60] | 1 | 10 | 75 | normal | none | 2.664 | 3.9783 | 10.5982 | 10.2034 | 15.2375 | 155.4744 | 2.6075e-13 | 1.2182 | 0.21383 | 1.725 | 0.11879 | 1.6633 | 0.52422 | 0.0056702 | 4.1906 | 0.25452 | 0.21884 | 2.9842 | 7.7006 | 86.8081 | 2.0332 | 0.31573 | 4.8116 | 0.10987 | 4.1393 | 1.2218 | 3.5713 | 5.2173 | 0.025223 | 2.6725 | 2.9578 | 1.2913 | 1.9594 | 1.3455 | 0.013593 | 8.1159 | 6.4817
1f37113 | UGI | 5 | 00m_051004_345x211x716.dat | 0.0663;0.0663;0.0663 | 345;211;716 | (0.1393;67.0610;8.8690) | 60 | 5.7448 | 47 | 76.6025 | 60 | EZpaque | [110,73] | [100,60] | 1 | 10 | 75 | normal | none | 2.664 | 3.9783 | 10.5982 | 10.2034 | 15.2375 | 155.4744 | 1.6932e-13 | 2.1052 | 0.43729 | 3.1218 | 0.2714 | 3.0133 | 1.1107 | 0.013824 | 7.281 | 0.54746 | 0.50952 | 4.9656 | 11.2558 | 205.3192 | 3.9384 | 0.64725 | 7.408 | 0.25374 | 6.0224 | 2.193 | 6.3685 | 9.3121 | 0.067418 | 4.2568 | 4.8494 | 2.1281 | 2.7608 | 1.632 | 0.031821 | 18.3281 | 13.6622
1f37113 | UGI | 5 | 00m_051004_345x211x716.dat | 0.0663;0.0663;0.0663 | 345;211;716 | (0.1393;67.0610;8.8690) | 60 | 6.3535 | 49 | 76.6025 | 60 | EZpaque | [110,73] | [100,60] | 1 | 10 | 75 | normal | none | 2.664 | 3.9783 | 10.5982 | 10.2034 | 15.2375 | 155.4744 | 1.6168e-13 | 2.2205 | 0.4736 | 3.3818 | 0.29703 | 3.2037 | 1.2231 | 0.017486 | 7.6555 | 0.59154 | 0.50616 | 5.1979 | 11.593 | 227.8205 | 4.1823 | 0.70079 | 7.6944 | 0.27957 | 6.2038 | 2.3405 | 6.7394 | 9.7516 | 0.072076 | 4.4563 | 5.0932 | 2.2246 | 2.8461 | 1.6621 | 0.041327 | 20.2041 | 14.937
1f37113 | UGI | 5 | 00m_051004_345x211x716.dat | 0.0663;0.0663;0.0663 | 345;211;716 | (0.1393;67.0610;8.8690) | 80 | 2.9 | 44 | 76.6025 | 60 | EZpaque | [110,73] | [100,60] | 1 | 10 | 75 | normal | none | 2.664 | 3.9783 | 10.5982 | 10.2034 | 15.2375 | 155.4744 | 2.3346e-13 | 1.4046 | 0.27214 | 2.015 | 0.16035 | 1.987 | 0.68102 | 0.010364 | 4.8608 | 0.32825 | 0.26752 | 3.4026 | 8.3313 | 119.8207 | 2.4948 | 0.3902 | 5.332 | 0.14594 | 4.4822 | 1.4475 | 4.2268 | 6.0923 | 0.038286 | 3.017 | 3.3671 | 1.4664 | 2.1126 | 1.3992 | 0.019139 | 10.9061 | 8.384
1f37113 | UGI | 5 | 00m_051004_345x211x716.dat | 0.0663;0.0663;0.0663 | 345;211;716 | (0.1393;67.0610;8.8690) | 80 | 7.702 | 57 | 76.6025 | 60 | EZpaque | [110,73] | [100,60] | 1 | 10 | 75 | normal | none | 2.664 | 3.9783 | 10.5982 | 10.2034 | 15.2375 | 155.4744 | 1.5604e-13 | 2.2735 | 0.52705 | 3.7947 | 0.33749 | 3.5074 | 1.3178 | 0.020787 | 8.0859 | 0.6387 | 0.57877 | 5.4166 | 11.7184 | 260.1429 | 4.5285 | 0.75424 | 7.9942 | 0.31312 | 6.2265 | 2.5166 | 7.2797 | 10.1982 | 0.093087 | 4.6714 | 5.3216 | 2.3582 | 2.9027 | 1.6707 | 0.045836 | 22.8725 | 16.7002
1f37113 | UGI | 5 | 00m_051004_345x211x716.dat | 0.0663;0.0663;0.0663 | 345;211;716 | (0.1393;67.0610;8.8690) | 80 | 8.502 | 60 | 76.6025 | 60 | EZpaque | [110,73] | [100,60] | 1 | 10 | 75 | normal | none | 2.664 | 3.9783 | 10.5982 | 10.2034 | 15.2375 | 155.4744 | 1.5218e-13 | 2.3359 | 0.55534 | 3.9219 | 0.35767 | 3.6239 | 1.3824 | 0.024963 | 8.3421 | 0.66875 | 0.65876 | 5.5679 | 11.882 | 276.9426 | 4.7201 | 0.78959 | 8.189 | 0.33227 | 6.3219 | 2.632 | 7.5792 | 10.4666 | 0.10297 | 4.804 | 5.4737 | 2.4205 | 2.9493 | 1.6834 | 0.046408 | 24.2634 | 17.6275
1f37113 | UGI | 6 | 00m_051004_345x211x716.dat | 0.0663;0.0663;0.0663 | 345;211;716 | (1.3504;68.1881;0.3461) | 110 | 3.9 | 52 | 78.0611 | 60 | EZpaque | [73,75] | [100,10] | 1 | 10 | 75 | normal | none | 4.0907 | 2.6174 | 10.7073 | 15.9664 | 10.216 | 163.1125 | 2.0507e-13 | 5.3524 | 0.013929 | 0.51739 | 4.4411 | 0.04761 | 7.502 | 0.11389 | 0.79408 | 5.803 | 0.03578 | 8.0281 | 0.80364 | 1.3063 | 0.098802 | 2.3191 | 0.077292 | 3.4876 | 1.8483 | 2.92 | 0.30095 | 0.13907 | 0.54699 | 0.86451 | 0.91531 | 2.513 | 0.97955 | 1.5272 | 0.25241 | 2.1013 | 1.833
1f37113 | UGI | 6 | 00m_051004_345x211x716.dat | 0.0663;0.0663;0.0663 | 345;211;716 | (1.3504;68.1881;0.3461) | 110 | 7.85 | 62 | 78.0611 | 60 | EZpaque | [73,75] | [100,10] | 1 | 10 | 75 | normal | none | 4.0907 | 2.6174 | 10.7073 | 15.9664 | 10.216 | 163.1125 | 1.6376e-13 | 7.0684 | 0.023545 | 0.66971 | 5.4802 | 0.07789 | 9.6099 | 0.17618 | 1.1425 | 7.4488 | 0.042777 | 9.7046 | 1.1272 | 1.835 | 0.14037 | 3.4016 | 0.12109 | 4.7456 | 2.7041 | 4.215 | 0.4488 | 0.22073 | 0.79557 | 1.1987 | 1.2689 | 3.2255 | 1.2359 | 1.6557 | 0.39259 | 2.7773 | 2.4032
1f37113 | UGI | 6 | 00m_051004_345x211x716.dat | 0.0663;0.0663;0.0663 | 345;211;716 | (1.3504;68.1881;0.3461) | 110 | 9.9905 | 69 | 78.0611 | 60 | EZpaque | [73,75] | [100,10] | 1 | 10 | 75 | normal | none | 4.0907 | 2.6174 | 10.7073 | 15.9664 | 10.216 | 163.1125 | 1.5832e-13 | 7.502 | 0.028253 | 0.75721 | 5.6796 | 0.085044 | 9.9237 | 0.20705 | 1.2179 | 7.754 | 0.043623 | 9.8883 | 1.1997 | 1.9839 | 0.15507 | 3.7895 | 0.14002 | 5.1042 | 3.0051 | 4.6058 | 0.49412 | 0.25537 | 0.87874 | 1.2984 | 1.3671 | 3.4055 | 1.2914 | 1.6643 | 0.41483 | 2.9309 | 2.5454
1f37113 | UGI | 6 | 00m_051004_345x211x716.dat | 0.0663;0.0663;0.0663 | 345;211;716 | (1.3504;68.1881;0.3461) | 60 | 2.5 | 38 | 78.0611 | 60 | EZpaque | [73,75] | [100,10] | 1 | 10 | 75 | normal | none | 4.0907 | 2.6174 | 10.7073 | 15.9664 | 10.216 | 163.1125 | 2.5623e-13 | 4.0538 | 0.0052938 | 0.36814 | 3.636 | 0.022197 | 5.8214 | 0.063955 | 0.51611 | 4.5495 | 0.016338 | 6.8049 | 0.54054 | 0.8866 | 0.051982 | 1.428 | 0.039122 | 2.4676 | 1.1428 | 1.8569 | 0.17443 | 0.072733 | 0.32858 | 0.59112 | 0.62639 | 1.9627 | 0.78055 | 1.4376 | 0.14947 | 1.5707 | 1.3775
1f37113 | UGI | 6 | 00m_051004_345x211x716.dat | 0.0663;0.0663;0.0663 | 345;211;716 | (1.3504;68.1881;0.3461) | 60 | 5.7448 | 47 | 78.0611 | 60 | EZpaque | [73,75] | [100,10] | 1 | 10 | 75 | normal | none | 4.0907 | 2.6174 | 10.7073 | 15.9664 | 10.216 | 163.1125 | 1.6638e-13 | 6.672 | 0.014972 | 0.68998 | 5.3809 | 0.051854 | 9.2715 | 0.13295 | 1.0696 | 7.2641 | 0.05938 | 9.8317 | 1.0603 | 1.6293 | 0.12001 | 2.8174 | 0.093166 | 4.317 | 2.3099 | 3.6728 | 0.38187 | 0.1717 | 0.71475 | 1.075 | 1.1558 | 3.0343 | 1.1917 | 1.6814 | 0.30774 | 2.6049 | 2.272
1f37113 | UGI | 6 | 00m_051004_345x211x716.dat | 0.0663;0.0663;0.0663 | 345;211;716 | (1.3504;68.1881;0.3461) | 60 | 6.3535 | 49 | 78.0611 | 60 | EZpaque | [73,75] | [100,10] | 1 | 10 | 75 | normal | none | 4.0907 | 2.6174 | 10.7073 | 15.9664 | 10.216 | 163.1125 | 1.5886e-13 | 6.9783 | 0.017117 | 0.73988 | 5.5593 | 0.059583 | 9.6756 | 0.16103 | 1.1521 | 7.5555 | 0.054851 | 10.1086 | 1.1301 | 1.734 | 0.13248 | 3.0284 | 0.1072 | 4.5714 | 2.4853 | 3.9186 | 0.4169 | 0.19364 | 0.76373 | 1.1445 | 1.2326 | 3.1637 | 1.2382 | 1.7031 | 0.34205 | 2.7336 | 2.3826
1f37113 | UGI | 6 | 00m_051004_345x211x716.dat | 0.0663;0.0663;0.0663 | 345;211;716 | (1.3504;68.1881;0.3461) | 80 | 2.9 | 44 | 78.0611 | 60 | EZpaque | [73,75] | [100,10] | 1 | 10 | 75 | normal | none | 4.0907 | 2.6174 | 10.7073 | 15.9664 | 10.216 | 163.1125 | 2.294e-13 | 4.5997 | 0.0088891 | 0.40559 | 3.971 | 0.033906 | 6.3796 | 0.085609 | 0.64602 | 5.0897 | 0.019186 | 7.3185 | 0.65954 | 1.0709 | 0.071956 | 1.7922 | 0.055461 | 2.8918 | 1.4362 | 2.2871 | 0.22417 | 0.10243 | 0.42681 | 0.70885 | 0.75383 | 2.1839 | 0.86367 | 1.4756 | 0.19393 | 1.7833 | 1.5644
1f37113 | UGI | 6 | 00m_051004_345x211x716.dat | 0.0663;0.0663;0.0663 | 345;211;716 | (1.3504;68.1881;0.3461) | 80 | 7.702 | 57 | 78.0611 | 60 | EZpaque | [73,75] | [100,10] | 1 | 10 | 75 | normal | none | 4.0907 | 2.6174 | 10.7073 | 15.9664 | 10.216 | 163.1125 | 1.5333e-13 | 7.2589 | 0.022897 | 0.7585 | 5.6718 | 0.074585 | 9.9173 | 0.17467 | 1.2259 | 7.7481 | 0.064104 | 10.124 | 1.197 | 1.9078 | 0.15584 | 3.4313 | 0.1264 | 4.9076 | 2.7616 | 4.2808 | 0.46944 | 0.23315 | 0.847 | 1.2426 | 1.3313 | 3.324 | 1.2782 | 1.6976 | 0.3959 | 2.8663 | 2.4923
1f37113 | UGI | 6 | 00m_051004_345x211x716.dat | 0.0663;0.0663;0.0663 | 345;211;716 | (1.3504;68.1881;0.3461) | 80 | 8.502 | 60 | 78.0611 | 60 | EZpaque | [73,75] | [100,10] | 1 | 10 | 75 | normal | none | 4.0907 | 2.6174 | 10.7073 | 15.9664 | 10.216 | 163.1125 | 1.4953e-13 | 7.4669 | 0.025348 | 0.79751 | 5.7647 | 0.08472 | 10.1279 | 0.20136 | 1.2719 | 7.9036 | 0.070542 | 10.2376 | 1.2404 | 1.9956 | 0.16318 | 3.5963 | 0.13079 | 5.0789 | 2.8786 | 4.4903 | 0.49488 | 0.24568 | 0.88171 | 1.2947 | 1.3862 | 3.398 | 1.3072 | 1.7037 | 0.40912 | 2.9464 | 2.5671
1f37113 | UGI | 7 | 00m_051004_345x211x716.dat | 0.0663;0.0663;0.0663 | 345;211;716 | (1.3504;68.1881;0.3461) | 110 | 3.9 | 52 | 78.0611 | 60 | EZpaque | [73,75] | [90,20] | 1 | 10 | 75 | normal | none | 4.0907 | 2.6174 | 10.7073 | 15.9664 | 10.216 | 163.1125 | 2.0507e-13 | 5.3388 | 0.013842 | 0.51583 | 4.3768 | 0.04684 | 7.4971 | 0.11036 | 0.79272 | 5.7606 | 0.035495 | 8.0218 | 0.80242 | 1.3028 | 0.098412 | 2.151 | 0.07639 | 3.1733 | 1.8436 | 2.8638 | 0.30095 | 0.13766 | 0.48198 | 0.85918 | 0.90981 | 2.4886 | 0.97231 | 1.5222 | 0.23568 | 2.0794 | 1.8115
1f37113 | UGI | 7 | 00m_051004_345x211x716.dat | 0.0663;0.0663;0.0663 | 345;211;716 | (1.3504;68.1881;0.3461) | 110 | 7.85 | 62 | 78.0611 | 60 | EZpaque | [73,75] | [90,20] | 1 | 10 | 75 | normal | none | 4.0907 | 2.6174 | 10.7073 | 15.9664 | 10.216 | 163.1125 | 1.6376e-13 | 7.0507 | 0.023439 | 0.66757 | 5.401 | 0.077932 | 9.6295 | 0.16272 | 1.1414 | 7.4018 | 0.039538 | 9.7022 | 1.1247 | 1.8297 | 0.14051 | 3.1767 | 0.11975 | 4.4047 | 2.7027 | 4.1558 | 0.44814 | 0.22003 | 0.72833 | 1.1907 | 1.2606 | 3.1936 | 1.2263 | 1.6491 | 0.36597 | 2.7508 | 2.3776
1f37113 | UGI | 7 | 00m_051004_345x211x716.dat | 0.0663;0.0663;0.0663 | 345;211;716 | (1.3504;68.1881;0.3461) | 110 | 9.9905 | 69 | 78.0611 | 60 | EZpaque | [73,75] | [90,20] | 1 | 10 | 75 | normal | none | 4.0907 | 2.6174 | 10.7073 | 15.9664 | 10.216 | 163.1125 | 1.5832e-13 | 7.4875 | 0.028122 | 0.76037 | 5.6035 | 0.084109 | 9.9496 | 0.19501 | 1.2171 | 7.7161 | 0.046254 | 9.8858 | 1.1975 | 1.9761 | 0.15284 | 3.5732 | 0.13963 | 4.7954 | 3.002 | 4.5602 | 0.4919 | 0.2592 | 0.79031 | 1.29 | 1.3584 | 3.378 | 1.2817 | 1.6567 | 0.39332 | 2.9066 | 2.5221
1f37113 | UGI | 7 | 00m_051004_345x211x716.dat | 0.0663;0.0663;0.0663 | 345;211;716 | (1.3504;68.1881;0.3461) | 60 | 2.5 | 38 | 78.0611 | 60 | EZpaque | [73,75] | [90,20] | 1 | 10 | 75 | normal | none | 4.0907 | 2.6174 | 10.7073 | 15.9664 | 10.216 | 163.1125 | 2.5623e-13 | 4.0382 | 0.0052832 | 0.36499 | 3.5806 | 0.021693 | 5.7684 | 0.058136 | 0.5149 | 4.5081 | 0.016338 | 6.7971 | 0.53976 | 0.88656 | 0.051923 | 1.2898 | 0.038821 | 2.1821 | 1.1361 | 1.8085 | 0.17387 | 0.072783 | 0.28688 | 0.58781 | 0.62299 | 1.9396 | 0.77553 | 1.4342 | 0.13434 | 1.548 | 1.359
1f37113 | UGI | 7 | 00m_051004_345x211x716.dat | 0.0663;0.0663;0.0663 | 345;211;716 | (1.3504;68.1881;0.3461) | 60 | 5.7448 | 47 | 78.0611 | 60 | EZpaque | [73,75] | [90,20] | 1 | 10 | 75 | normal | none | 4.0907 | 2.6174 | 10.7073 | 15.9664 | 10.216 | 163.1125 | 1.6638e-13 | 6.6444 | 0.014911 | 0.68061 | 5.2941 | 0.05243 | 9.3352 | 0.12454 | 1.0674 | 7.1949 | 0.059716 | 9.8257 | 1.0575 | 1.6251 | 0.12051 | 2.5671 | 0.093094 | 3.8602 | 2.2928 | 3.5748 | 0.38063 | 0.16956 | 0.6279 | 1.0673 | 1.1478 | 2.9915 | 1.1811 | 1.675 | 0.28713 | 2.5769 | 2.2393
1f37113 | UGI | 7 | 00m_051004_345x211x716.dat | 0.0663;0.0663;0.0663 | 345;211;716 | (1.3504;68.1881;0.3461) | 60 | 6.3535 | 49 | 78.0611 | 60 | EZpaque | [73,75] | [90,20] | 1 | 10 | 75 | normal | none | 4.0907 | 2.6174 | 10.7073 | 15.9664 | 10.216 | 163.1125 | 1.5886e-13 | 6.9487 | 0.01703 | 0.72678 | 5.4698 | 0.059776 | 9.6007 | 0.14309 | 1.1497 | 7.4875 | 0.049958 | 10.1049 | 1.127 | 1.7329 | 0.13094 | 2.7553 | 0.10605 | 4.1121 | 2.4656 | 3.8313 | 0.41563 | 0.19452 | 0.66957 | 1.1359 | 1.2237 | 3.115 | 1.227 | 1.6951 | 0.31482 | 2.6921 | 2.3479
1f37113 | UGI | 7 | 00m_051004_345x211x716.dat | 0.0663;0.0663;0.0663 | 345;211;716 | (1.3504;68.1881;0.3461) | 80 | 2.9 | 44 | 78.0611 | 60 | EZpaque | [73,75] | [90,20] | 1 | 10 | 75 | normal | none | 4.0907 | 2.6174 | 10.7073 | 15.9664 | 10.216 | 163.1125 | 2.294e-13 | 4.5862 | 0.0088447 | 0.39745 | 3.9138 | 0.033462 | 6.3521 | 0.074157 | 0.64476 | 5.0426 | 0.018069 | 7.3129 | 0.65845 | 1.0673 | 0.072279 | 1.6383 | 0.055548 | 2.5943 | 1.4296 | 2.2393 | 0.22321 | 0.10203 | 0.38264 | 0.70449 | 0.74933 | 2.1627 | 0.85739 | 1.4722 | 0.17051 | 1.7603 | 1.5442
1f37113 | UGI | 7 | 00m_051004_345x211x716.dat | 0.0663;0.0663;0.0663 | 345;211;716 | (1.3504;68.1881;0.3461) | 80 | 7.702 | 57 | 78.0611 | 60 | EZpaque | [73,75] | [90,20] | 1 | 10 | 75 | normal | none | 4.0907 | 2.6174 | 10.7073 | 15.9664 | 10.216 | 163.1125 | 1.5333e-13 | 7.2491 | 0.022773 | 0.76333 | 5.5796 | 0.076359 | 9.8931 | 0.15807 | 1.2216 | 7.6926 | 0.064304 | 10.1208 | 1.1941 | 1.8995 | 0.15575 | 3.1708 | 0.12559 | 4.4894 | 2.7499 | 4.1918 | 0.46848 | 0.23338 | 0.76026 | 1.2333 | 1.3216 | 3.2915 | 1.2668 | 1.6892 | 0.364 | 2.8328 | 2.4602
1f37113 | UGI | 7 | 00m_051004_345x211x716.dat | 0.0663;0.0663;0.0663 | 345;211;716 | (1.3504;68.1881;0.3461) | 80 | 8.502 | 60 | 78.0611 | 60 | EZpaque | [73,75] | [90,20] | 1 | 10 | 75 | normal | none | 4.0907 | 2.6174 | 10.7073 | 15.9664 | 10.216 | 163.1125 | 1.4953e-13 | 7.4495 | 0.025206 | 0.79745 | 5.6673 | 0.083001 | 10.1647 | 0.17814 | 1.2683 | 7.8547 | 0.070542 | 10.2356 | 1.2366 | 1.9865 | 0.16198 | 3.3426 | 0.13033 | 4.6835 | 2.8713 | 4.409 | 0.4934 | 0.24297 | 0.79109 | 1.2853 | 1.3762 | 3.3618 | 1.2953 | 1.6954 | 0.37708 | 2.9171 | 2.5343
1f37113 | UGI | 8 | 00m_051004_345x211x716.dat | 0.0663;0.0663;0.0663 | 345;211;716 | (0.0901;67.0610;0.0030) | 110 | 3.9 | 52 | 76.6025 | 60 | EZpaque | [73,75] | [90,20] | 1 | 10 | 75 | normal | none | 4.788 | 2.6005 | 12.451 | 18.3385 | 9.9602 | 182.6546 | 1.9034e-13 | 9.7211 | 0.011114 | 0.30621 | 2.5977 | 0.028776 | 4.5069 | 0.13257 | 0.59836 | 10.0873 | 0.020572 | 5.1253 | 0.6779 | 1.4729 | 0.0708 | 7.6427 | 0.059893 | 3.5972 | 8.6089 | 4.3311 | 0.22908 | 0.11266 | 0.60419 | 1.2478 | 1.3083 | 4.0302 | 0.80211 | 1.4239 | 0.28255 | 3.0386 | 1.7952
1f37113 | UGI | 8 | 00m_051004_345x211x716.dat | 0.0663;0.0663;0.0663 | 345;211;716 | (0.0901;67.0610;0.0030) | 110 | 7.85 | 62 | 76.6025 | 60 | EZpaque | [73,75] | [90,20] | 1 | 10 | 75 | normal | none | 4.788 | 2.6005 | 12.451 | 18.3385 | 9.9602 | 182.6546 | 1.5201e-13 | 11.545 | 0.019232 | 0.40391 | 3.5295 | 0.053971 | 6.2564 | 0.19476 | 0.85446 | 11.8088 | 0.050591 | 6.4853 | 0.9359 | 1.9501 | 0.09507 | 9.5938 | 0.10025 | 4.994 | 10.3102 | 5.9213 | 0.35392 | 0.18017 | 0.88946 | 1.6118 | 1.6938 | 4.7749 | 1.0062 | 1.5382 | 0.39868 | 3.7496 | 2.3675
1f37113 | UGI | 8 | 00m_051004_345x211x716.dat | 0.0663;0.0663;0.0663 | 345;211;716 | (0.0901;67.0610;0.0030) | 110 | 9.9905 | 69 | 76.6025 | 60 | EZpaque | [73,75] | [90,20] | 1 | 10 | 75 | normal | none | 4.788 | 2.6005 | 12.451 | 18.3385 | 9.9602 | 182.6546 | 1.4697e-13 | 11.7866 | 0.023526 | 0.46961 | 3.8143 | 0.064 | 6.7917 | 0.20704 | 0.93583 | 11.8914 | 0.03296 | 6.7322 | 0.98788 | 2.109 | 0.11298 | 9.8693 | 0.1125 | 5.3705 | 10.453 | 6.3655 | 0.38761 | 0.20467 | 0.95236 | 1.6921 | 1.7691 | 4.9165 | 1.0524 | 1.544 | 0.45531 | 3.8797 | 2.5161
1f37113 | UGI | 8 | 00m_051004_345x211x716.dat | 0.0663;0.0663;0.0663 | 345;211;716 | (0.0901;67.0610;0.0030) | 60 | 2.5 | 38 | 76.6025 | 60 | EZpaque | [73,75] | [90,20] | 1 | 10 | 75 | normal | none | 4.788 | 2.6005 | 12.451 | 18.3385 | 9.9602 | 182.6546 | 2.3781e-13 | 8.4028 | 0.0042823 | 0.15775 | 1.8498 | 0.015772 | 3.247 | 0.065963 | 0.37467 | 8.8586 | 0.011876 | 4.0899 | 0.4652 | 1.0561 | 0.028679 | 6.2091 | 0.030527 | 2.4604 | 7.4184 | 3.066 | 0.12975 | 0.060434 | 0.37854 | 0.96049 | 1.0046 | 3.4543 | 0.6426 | 1.3424 | 0.16734 | 2.5079 | 1.3333
1f37113 | UGI | 8 | 00m_051004_345x211x716.dat | 0.0663;0.0663;0.0663 | 345;211;716 | (0.0901;67.0610;0.0030) | 60 | 5.7448 | 47 | 76.6025 | 60 | EZpaque | [73,75] | [90,20] | 1 | 10 | 75 | normal | none | 4.788 | 2.6005 | 12.451 | 18.3385 | 9.9602 | 182.6546 | 1.5442e-13 | 11.5926 | 0.011851 | 0.35502 | 3.2022 | 0.043673 | 5.7448 | 0.16051 | 0.78715 | 12.2162 | 0.028615 | 6.372 | 0.90158 | 1.8795 | 0.076649 | 9.6123 | 0.079732 | 4.5595 | 10.5247 | 5.4903 | 0.30138 | 0.13677 | 0.80043 | 1.5431 | 1.6457 | 4.7763 | 0.96301 | 1.5636 | 0.36514 | 3.7233 | 2.2392
1f37113 | UGI | 8 | 00m_051004_345x211x716.dat | 0.0663;0.0663;0.0663 | 345;211;716 | (0.0901;67.0610;0.0030) | 60 | 6.3535 | 49 | 76.6025 | 60 | EZpaque | [73,75] | [90,20] | 1 | 10 | 75 | normal | none | 4.788 | 2.6005 | 12.451 | 18.3385 | 9.9602 | 182.6546 | 1.4744e-13 | 11.877 | 0.013674 | 0.41578 | 3.3731 | 0.047005 | 5.9854 | 0.1786 | 0.85103 | 12.4881 | 0.033155 | 6.6122 | 0.96206 | 1.9951 | 0.088779 | 9.9854 | 0.087117 | 4.8245 | 10.7973 | 5.8165 | 0.32793 | 0.15908 | 0.85184 | 1.6163 | 1.7273 | 4.8993 | 1.0018 | 1.5828 | 0.36389 | 3.8429 | 2.3563
1f37113 | UGI | 8 | 00m_051004_345x211x716.dat | 0.0663;0.0663;0.0663 | 345;211;716 | (0.0901;67.0610;0.0030) | 80 | 2.9 | 44 | 76.6025 | 60 | EZpaque | [73,75] | [90,20] | 1 | 10 | 75 | normal | none | 4.788 | 2.6005 | 12.451 | 18.3385 | 9.9602 | 182.6546 | 2.1292e-13 | 8.9445 | 0.0071053 | 0.21863 | 2.1632 | 0.023462 | 3.7973 | 0.086946 | 0.47261 | 9.3733 | 0.020946 | 4.5253 | 0.56151 | 1.2474 | 0.044989 | 6.8343 | 0.045279 | 2.9521 | 7.9216 | 3.5903 | 0.17502 | 0.083461 | 0.47604 | 1.0852 | 1.1403 | 3.6905 | 0.7094 | 1.3787 | 0.21269 | 2.7345 | 1.5284
1f37113 | UGI | 8 | 00m_051004_345x211x716.dat | 0.0663;0.0663;0.0663 | 345;211;716 | (0.0901;67.0610;0.0030) | 80 | 7.702 | 57 | 76.6025 | 60 | EZpaque | [73,75] | [90,20] | 1 | 10 | 75 | normal | none | 4.788 | 2.6005 | 12.451 | 18.3385 | 9.9602 | 182.6546 | 1.4233e-13 | 11.9197 | 0.018717 | 0.41285 | 3.6093 | 0.058377 | 6.4248 | 0.19167 | 0.91353 | 12.3637 | 0.038737 | 6.7466 | 1.0016 | 2.0619 | 0.10062 | 10.0508 | 0.1032 | 5.1829 | 10.7492 | 6.0799 | 0.37209 | 0.18456 | 0.91395 | 1.6878 | 1.7946 | 4.9394 | 1.0383 | 1.5743 | 0.41282 | 3.9011 | 2.4496
1f37113 | UGI | 8 | 00m_051004_345x211x716.dat | 0.0663;0.0663;0.0663 | 345;211;716 | (0.0901;67.0610;0.0030) | 80 | 8.502 | 60 | 76.6025 | 60 | EZpaque | [73,75] | [90,20] | 1 | 10 | 75 | normal | none | 4.788 | 2.6005 | 12.451 | 18.3385 | 9.9602 | 182.6546 | 1.388e-13 | 12.0868 | 0.020749 | 0.46613 | 3.7457 | 0.062939 | 6.7594 | 0.19684 | 0.95466 | 12.4334 | 0.035871 | 6.8724 | 1.0331 | 2.1027 | 0.11581 | 10.2159 | 0.11228 | 5.3772 | 10.8542 | 6.2866 | 0.38946 | 0.20268 | 0.98679 | 1.7349 | 1.8434 | 4.9923 | 1.0623 | 1.5795 | 0.43824 | 3.9751 | 2.5269
1f37113 | UGI | 9 | 00m_051004_345x211x716.dat | 0.0663;0.0663;0.0663 | 345;211;716 | (-0.1989;67.2110;0.0312) | 110 | 3.9 | 52 | 76.5893 | 60 | EZpaque | [73,75] | [90,20] | 1 | 5 | 75 | normal | none | 4.7008 | 2.6075 | 12.2572 | 18.0017 | 9.9851 | 179.7492 | 1.9239e-13 | 9.6289 | 0.011335 | 0.31378 | 2.647 | 0.032945 | 3.789 | 0.13562 | 0.60554 | 10.0151 | 0.036537 | 4.6618 | 0.69224 | 1.6217 | 0.064505 | 8.4033 | 0.061199 | 3.6047 | 9.566 | 4.6429 | 0.23402 | 0.1211 | 0.60284 | 1.2535 | 1.3148 | 4.0079 | 0.80637 | 1.4499 | 0.28162 | 3.0403 | 1.8303
1f37113 | UGI | 9 | 00m_051004_345x211x716.dat | 0.0663;0.0663;0.0663 | 345;211;716 | (-0.1989;67.2110;0.0312) | 110 | 7.85 | 62 | 76.5893 | 60 | EZpaque | [73,75] | [90,20] | 1 | 5 | 75 | normal | none | 4.7008 | 2.6075 | 12.2572 | 18.0017 | 9.9851 | 179.7492 | 1.5364e-13 | 11.4694 | 0.019019 | 0.47334 | 3.5768 | 0.051707 | 5.4724 | 0.19549 | 0.87514 | 11.7824 | 0.022992 | 6.0078 | 0.95292 | 2.1129 | 0.10224 | 10.3681 | 0.096261 | 4.9996 | 11.3028 | 6.2916 | 0.35827 | 0.19699 | 0.86238 | 1.6228 | 1.7058 | 4.7871 | 1.0115 | 1.563 | 0.39739 | 3.7569 | 2.4176
1f37113 | UGI | 9 | 00m_051004_345x211x716.dat | 0.0663;0.0663;0.0663 | 345;211;716 | (-0.1989;67.2110;0.0312) | 110 | 9.9905 | 69 | 76.5893 | 60 | EZpaque | [73,75] | [90,20] | 1 | 5 | 75 | normal | none | 4.7008 | 2.6075 | 12.2572 | 18.0017 | 9.9851 | 179.7492 | 1.4856e-13 | 11.7355 | 0.023593 | 0.50975 | 3.8334 | 0.062355 | 5.905 | 0.20417 | 0.95041 | 11.8621 | 0.052207 | 6.2827 | 1.0029 | 2.2127 | 0.11263 | 10.5878 | 0.11058 | 5.4032 | 11.3929 | 6.7179 | 0.39705 | 0.20572 | 0.95687 | 1.7051 | 1.7831 | 4.9066 | 1.058 | 1.5683 | 0.45832 | 3.8701 | 2.5542
1f37113 | UGI | 9 | 00m_051004_345x211x716.dat | 0.0663;0.0663;0.0663 | 345;211;716 | (-0.1989;67.2110;0.0312) | 60 | 2.5 | 38 | 76.5893 | 60 | EZpaque | [73,75] | [90,20] | 1 | 5 | 75 | normal | none | 4.7008 | 2.6075 | 12.2572 | 18.0017 | 9.9851 | 179.7492 | 2.4038e-13 | 8.2475 | 0.0042741 | 0.14889 | 1.8975 | 0.014442 | 2.5228 | 0.063717 | 0.38525 | 8.7646 | 0.013311 | 3.6257 | 0.47954 | 1.2327 | 0.034424 | 6.9978 | 0.030606 | 2.4712 | 8.4048 | 3.3597 | 0.13417 | 0.059361 | 0.3784 | 0.96247 | 1.0072 | 3.424 | 0.6472 | 1.3685 | 0.16403 | 2.5064 | 1.3636
1f37113 | UGI | 9 | 00m_051004_345x211x716.dat | 0.0663;0.0663;0.0663 | 345;211;716 | (-0.1989;67.2110;0.0312) | 60 | 5.7448 | 47 | 76.5893 | 60 | EZpaque | [73,75] | [90,20] | 1 | 5 | 75 | normal | none | 4.7008 | 2.6075 | 12.2572 | 18.0017 | 9.9851 | 179.7492 | 1.5608e-13 | 11.4964 | 0.012024 | 0.3588 | 3.2313 | 0.040828 | 4.7556 | 0.15722 | 0.80604 | 12.1551 | 0.023106 | 5.8152 | 0.92086 | 2.0154 | 0.084244 | 10.4976 | 0.080105 | 4.5672 | 11.6611 | 5.8979 | 0.30379 | 0.14105 | 0.79278 | 1.5517 | 1.6555 | 4.7307 | 0.96736 | 1.5878 | 0.34728 | 3.7109 | 2.2771
1f37113 | UGI | 9 | 00m_051004_345x211x716.dat | 0.0663;0.0663;0.0663 | 345;211;716 | (-0.1989;67.2110;0.0312) | 60 | 6.3535 | 49 | 76.5893 | 60 | EZpaque | [73,75] | [90,20] | 1 | 5 | 75 | normal | none | 4.7008 | 2.6075 | 12.2572 | 18.0017 | 9.9851 | 179.7492 | 1.4904e-13 | 11.8079 | 0.013785 | 0.41777 | 3.3853 | 0.040839 | 5.1272 | 0.16891 | 0.86577 | 12.444 | 0.031296 | 6.0559 | 0.98057 | 2.1234 | 0.089818 | 10.8578 | 0.091723 | 4.8575 | 11.9213 | 6.2209 | 0.33116 | 0.1572 | 0.8498 | 1.6256 | 1.7378 | 4.8585 | 1.005 | 1.6087 | 0.3787 | 3.8439 | 2.3924
1f37113 | UGI | 9 | 00m_051004_345x211x716.dat | 0.0663;0.0663;0.0663 | 345;211;716 | (-0.1989;67.2110;0.0312) | 80 | 2.9 | 44 | 76.5893 | 60 | EZpaque | [73,75] | [90,20] | 1 | 5 | 75 | normal | none | 4.7008 | 2.6075 | 12.2572 | 18.0017 | 9.9851 | 179.7492 | 2.1521e-13 | 8.8578 | 0.0071864 | 0.21522 | 2.2064 | 0.022306 | 3.0985 | 0.08349 | 0.48115 | 9.289 | 0.017903 | 4.058 | 0.57636 | 1.3821 | 0.046601 | 7.6 | 0.046563 | 2.9596 | 8.8871 | 3.8882 | 0.17784 | 0.078086 | 0.46768 | 1.0895 | 1.1453 | 3.663 | 0.71396 | 1.4043 | 0.20194 | 2.7351 | 1.5574
1f37113 | UGI | 9 | 00m_051004_345x211x716.dat | 0.0663;0.0663;0.0663 | 345;211;716 | (-0.1989;67.2110;0.0312) | 80 | 7.702 | 57 | 76.5893 | 60 | EZpaque | [73,75] | [90,20] | 1 | 5 | 75 | normal | none | 4.7008 | 2.6075 | 12.2572 | 18.0017 | 9.9851 | 179.7492 | 1.4385e-13 | 11.8811 | 0.018633 | 0.44261 | 3.6318 | 0.05272 | 5.5128 | 0.19684 | 0.93006 | 12.3135 | 0.038329 | 6.2325 | 1.0199 | 2.2004 | 0.10612 | 10.8668 | 0.097205 | 5.1743 | 11.806 | 6.4963 | 0.37123 | 0.19593 | 0.93451 | 1.6989 | 1.8069 | 4.9333 | 1.0418 | 1.6002 | 0.41683 | 3.8984 | 2.4961
1f37113 | UGI | 9 | 00m_051004_345x211x716.dat | 0.0663;0.0663;0.0663 | 345;211;716 | (-0.1989;67.2110;0.0312) | 80 | 8.502 | 60 | 76.5893 | 60 | EZpaque | [73,75] | [90,20] | 1 | 5 | 75 | normal | none | 4.7008 | 2.6075 | 12.2572 | 18.0017 | 9.9851 | 179.7492 | 1.403e-13 | 12.041 | 0.020728 | 0.43855 | 3.7662 | 0.061335 | 5.8129 | 0.1962 | 0.96974 | 12.4066 | 0.055875 | 6.37 | 1.0513 | 2.2563 | 0.10844 | 11.0025 | 0.10896 | 5.3866 | 11.8835 | 6.6723 | 0.39302 | 0.22008 | 0.97002 | 1.7467 | 1.8564 | 5.0021 | 1.0668 | 1.6034 | 0.449 | 3.9716 | 2.5618
1f37113 | UGI | 1 | 01f_076010_393x248x546.dat | 0.0663;0.0663;0.1400 | 393;248;546 | (-0.1676;69.4477;19.5711) | 110 | 3.9 | 52 | 81.6413 | 60 | EZpaque | [5] | [0] | 0 | 10 | 95 | normal | none | 5.7111 | 4.9662 | 28.3624 | 23.3131 | 20.2723 | 472.6096 | 2.2799e-13 | 0.33097 | 0.2601 | 1.4356 | 0.032022 | 1.6629 | 0.10915 | 0.011148 | 2.1669 | 0.12006 | 0.26782 | 0.23518 | 2.1273 | 2.4538 | 2.3962 | 0.099564 | 2.6473 | 0.033783 | 0.326 | 0.30592 | 2.4741 | 2.8126 | 0.0090437 | 0.80695 | 0.85257 | 0.49305 | 0.79696 | 0.50739 | 0.0071717 | 1.1364 | 0.9653
1f37113 | UGI | 1 | 01f_076010_393x248x546.dat | 0.0663;0.0663;0.1400 | 393;248;546 | (-0.1676;69.4477;19.5711) | 110 | 7.85 | 62 | 81.6413 | 60 | EZpaque | [5] | [0] | 0 | 10 | 95 | normal | none | 5.7111 | 4.9662 | 28.3624 | 23.3131 | 20.2723 | 472.6096 | 1.8208e-13 | 0.49492 | 0.39485 | 1.7234 | 0.052831 | 2.2766 | 0.18636 | 0.025239 | 2.8191 | 0.18832 | 0.4231 | 0.35319 | 2.6694 | 3.1929 | 2.9518 | 0.15348 | 3.3539 | 0.056641 | 0.45205 | 0.43742 | 3.2361 | 3.6466 | 0.014692 | 1.1316 | 1.1817 | 0.63184 | 1.0002 | 0.56257 | 0.013386 | 1.494 | 1.2463
1f37113 | UGI | 1 | 01f_076010_393x248x546.dat | 0.0663;0.0663;0.1400 | 393;248;546 | (-0.1676;69.4477;19.5711) | 110 | 9.9905 | 69 | 81.6413 | 60 | EZpaque | [5] | [0] | 0 | 10 | 95 | normal | none | 5.7111 | 4.9662 | 28.3624 | 23.3131 | 20.2723 | 472.6096 | 1.7604e-13 | 0.52742 | 0.44457 | 1.8255 | 0.060997 | 2.4473 | 0.2074 | 0.027466 | 2.9585 | 0.21222 | 0.42257 | 0.39199 | 2.7732 | 3.3463 | 3.0883 | 0.17666 | 3.5043 | 0.066643 | 0.48101 | 0.46466 | 3.4197 | 3.8349 | 0.017899 | 1.2357 | 1.2771 | 0.66325 | 1.0472 | 0.57312 | 0.0205 | 1.5817 | 1.3168
1f37113 | UGI | 1 | 01f_076010_393x248x546.dat | 0.0663;0.0663;0.1400 | 393;248;546 | (-0.1676;69.4477;19.5711) | 60 | 2.5 | 38 | 81.6413 | 60 | EZpaque | [5] | [0] | 0 | 10 | 95 | normal | none | 5.7111 | 4.9662 | 28.3624 | 23.3131 | 20.2723 | 472.6096 | 2.8487e-13 | 0.20344 | 0.14515 | 1.1979 | 0.014205 | 1.1755 | 0.05572 | 0.0036325 | 1.6589 | 0.062323 | 0.17269 | 0.13479 | 1.7125 | 1.8367 | 1.9443 | 0.050932 | 2.0974 | 0.014604 | 0.22046 | 0.2001 | 1.881 | 2.1514 | 0.0030538 | 0.53859 | 0.58231 | 0.38684 | 0.63853 | 0.46565 | 0.0038063 | 0.8518 | 0.74004
1f37113 | UGI | 1 | 01f_076010_393x248x546.dat | 0.0663;0.0663;0.1400 | 393;248;546 | (-0.1676;69.4477;19.5711) | 60 | 5.7448 | 47 | 81.6413 | 60 | EZpaque | [5] | [0] | 0 | 10 | 95 | normal | none | 5.7111 | 4.9662 | 28.3624 | 23.3131 | 20.2723 | 472.6096 | 1.8498e-13 | 0.43274 | 0.32104 | 1.5937 | 0.037744 | 2.0407 | 0.13732 | 0.011359 | 2.7232 | 0.15147 | 0.33553 | 0.30005 | 2.6114 | 3.0635 | 2.8395 | 0.12412 | 3.2145 | 0.039423 | 0.42923 | 0.39768 | 3.0988 | 3.5688 | 0.0080205 | 0.99244 | 1.0647 | 0.58603 | 0.95722 | 0.55675 | 0.0085989 | 1.4003 | 1.1741
1f37113 | UGI | 1 | 01f_076010_393x248x546.dat | 0.0663;0.0663;0.1400 | 393;248;546 | (-0.1676;69.4477;19.5711) | 60 | 6.3535 | 49 | 81.6413 | 60 | EZpaque | [5] | [0] | 0 | 10 | 95 | normal | none | 5.7111 | 4.9662 | 28.3624 | 23.3131 | 20.2723 | 472.6096 | 1.7662e-13 | 0.46038 | 0.35147 | 1.6311 | 0.042333 | 2.1495 | 0.15343 | 0.0090851 | 2.8446 | 0.1681 | 0.34024 | 0.32746 | 2.7098 | 3.1884 | 2.9338 | 0.13862 | 3.3344 | 0.044908 | 0.45652 | 0.42791 | 3.2369 | 3.7171 | 0.010039 | 1.0602 | 1.1357 | 0.61986 | 0.9952 | 0.56727 | 0.0085218 | 1.4651 | 1.2247
1f37113 | UGI | 1 | 01f_076010_393x248x546.dat | 0.0663;0.0663;0.1400 | 393;248;546 | (-0.1676;69.4477;19.5711) | 80 | 2.9 | 44 | 81.6413 | 60 | EZpaque | [5] | [0] | 0 | 10 | 95 | normal | none | 5.7111 | 4.9662 | 28.3624 | 23.3131 | 20.2723 | 472.6096 | 2.5505e-13 | 0.26846 | 0.19441 | 1.2898 | 0.022024 | 1.3953 | 0.083429 | 0.0050856 | 1.8714 | 0.088891 | 0.18692 | 0.17896 | 1.8884 | 2.1105 | 2.1366 | 0.071914 | 2.3186 | 0.022868 | 0.26922 | 0.24923 | 2.1298 | 2.4619 | 0.0050519 | 0.65319 | 0.7006 | 0.42994 | 0.70537 | 0.48358 | 0.0043853 | 0.97626 | 0.8371
1f37113 | UGI | 1 | 01f_076010_393x248x546.dat | 0.0663;0.0663;0.1400 | 393;248;546 | (-0.1676;69.4477;19.5711) | 80 | 7.702 | 57 | 81.6413 | 60 | EZpaque | [5] | [0] | 0 | 10 | 95 | normal | none | 5.7111 | 4.9662 | 28.3624 | 23.3131 | 20.2723 | 472.6096 | 1.7048e-13 | 0.51842 | 0.40514 | 1.716 | 0.052658 | 2.2976 | 0.1856 | 0.013201 | 2.9355 | 0.19514 | 0.42429 | 0.36917 | 2.7755 | 3.3396 | 3.0454 | 0.16102 | 3.4587 | 0.057116 | 0.48423 | 0.45844 | 3.3694 | 3.8544 | 0.014992 | 1.1665 | 1.2343 | 0.64506 | 1.0323 | 0.5737 | 0.01351 | 1.5412 | 1.2861
1f37113 | UGI | 1 | 01f_076010_393x248x546.dat | 0.0663;0.0663;0.1400 | 393;248;546 | (-0.1676;69.4477;19.5711) | 80 | 8.502 | 60 | 81.6413 | 60 | EZpaque | [5] | [0] | 0 | 10 | 95 | normal | none | 5.7111 | 4.9662 | 28.3624 | 23.3131 | 20.2723 | 472.6096 | 1.6625e-13 | 0.54329 | 0.43091 | 1.7579 | 0.057567 | 2.3959 | 0.20222 | 0.015353 | 3.007 | 0.20857 | 0.44763 | 0.3906 | 2.8281 | 3.4038 | 3.099 | 0.17155 | 3.5411 | 0.062201 | 0.49999 | 0.4833 | 3.459 | 3.9398 | 0.01642 | 1.221 | 1.2878 | 0.66488 | 1.0569 | 0.58006 | 0.015508 | 1.5864 | 1.3218
1f37113 | UGI | 2 | 01f_076010_393x248x546.dat | 0.0663;0.0663;0.1400 | 393;248;546 | (-0.1676;69.4477;23.8417) | 110 | 3.9 | 52 | 81.6413 | 60 | EZpaque | [5] | [0] | 0 | 5 | 95 | normal | none | 5.7111 | 2.4075 | 13.7495 | 23.3131 | 9.8276 | 229.1109 | 1.6333e-13 | 0.057596 | 0.48557 | 0.061003 | 0.007055 | 3.25 | 0.02352 | 0.0019583 | 0.18873 | 0.023688 | 0.42499 | 0.042474 | 0.25892 | 1.8888 | 4.6309 | 0.019974 | 4.9312 | 0.0075271 | 0.055508 | 0.044178 | 0.63056 | 4.2384 | 0.0021026 | 0.71056 | 0.60747 | 0.48179 | 1.2937 | 0.51332 | 0.0024896 | 1.2109 | 0.58752
1f37113 | UGI | 2 | 01f_076010_393x248x546.dat | 0.0663;0.0663;0.1400 | 393;248;546 | (-0.1676;69.4477;23.8417) | 110 | 7.85 | 62 | 81.6413 | 60 | EZpaque | [5] | [0] | 0 | 5 | 95 | normal | none | 5.7111 | 2.4075 | 13.7495 | 23.3131 | 9.8276 | 229.1109 | 1.3046e-13 | 0.089229 | 0.73027 | 0.08558 | 0.011722 | 4.433 | 0.037535 | 0.0047423 | 0.27675 | 0.039152 | 0.64905 | 0.069546 | 0.36755 | 2.4334 | 5.7375 | 0.033363 | 6.2376 | 0.013095 | 0.086661 | 0.072638 | 0.87282 | 5.2529 | 0.0041352 | 1.0247 | 0.87701 | 0.63095 | 1.607 | 0.56364 | 0.0047762 | 1.5868 | 0.77275
1f37113 | UGI | 2 | 01f_076010_393x248x546.dat | 0.0663;0.0663;0.1400 | 393;248;546 | (-0.1676;69.4477;23.8417) | 110 | 9.9905 | 69 | 81.6413 | 60 | EZpaque | [5] | [0] | 0 | 5 | 95 | normal | none | 5.7111 | 2.4075 | 13.7495 | 23.3131 | 9.8276 | 229.1109 | 1.2615e-13 | 0.10267 | 0.81664 | 0.094586 | 0.014643 | 4.7733 | 0.039562 | 0.0046763 | 0.30536 | 0.046552 | 0.68011 | 0.081395 | 0.39401 | 2.5517 | 6.0285 | 0.038777 | 6.5397 | 0.016101 | 0.09717 | 0.084859 | 0.92144 | 5.4943 | 0.0052601 | 1.1322 | 0.96449 | 0.66658 | 1.6788 | 0.57443 | 0.0027839 | 1.6869 | 0.82349
1f37113 | UGI | 2 | 01f_076010_393x248x546.dat | 0.0663;0.0663;0.1400 | 393;248;546 | (-0.1676;69.4477;23.8417) | 60 | 2.5 | 38 | 81.6413 | 60 | EZpaque | [5] | [0] | 0 | 5 | 95 | normal | none | 5.7111 | 2.4075 | 13.7495 | 23.3131 | 9.8276 | 229.1109 | 2.0404e-13 | 0.024039 | 0.27849 | 0.033693 | 0.0025814 | 2.3696 | 0.0084904 | 0.00040124 | 0.11158 | 0.0098675 | 0.29552 | 0.019457 | 0.16886 | 1.4754 | 3.7305 | 0.0078322 | 3.9257 | 0.002662 | 0.030576 | 0.021831 | 0.44438 | 3.4012 | 0.00066736 | 0.44834 | 0.38263 | 0.36095 | 1.049 | 0.4736 | 0.0012528 | 0.92019 | 0.43796
1f37113 | UGI | 2 | 01f_076010_393x248x546.dat | 0.0663;0.0663;0.1400 | 393;248;546 | (-0.1676;69.4477;23.8417) | 60 | 5.7448 | 47 | 81.6413 | 60 | EZpaque | [5] | [0] | 0 | 5 | 95 | normal | none | 5.7111 | 2.4075 | 13.7495 | 23.3131 | 9.8276 | 229.1109 | 1.325e-13 | 0.070876 | 0.60492 | 0.069421 | 0.0074779 | 3.9851 | 0.025036 | 0.0015731 | 0.24262 | 0.027251 | 0.55858 | 0.050495 | 0.3354 | 2.346 | 5.4755 | 0.022818 | 5.9853 | 0.0080121 | 0.070303 | 0.05763 | 0.82702 | 5.2688 | 0.0021017 | 0.87231 | 0.75765 | 0.58387 | 1.544 | 0.55713 | 0.0020161 | 1.4721 | 0.7236
1f37113 | UGI | 2 | 01f_076010_393x248x546.dat | 0.0663;0.0663;0.1400 | 393;248;546 | (-0.1676;69.4477;23.8417) | 60 | 6.3535 | 49 | 81.6413 | 60 | EZpaque | [5] | [0] | 0 | 5 | 95 | normal | none | 5.7111 | 2.4075 | 13.7495 | 23.3131 | 9.8276 | 229.1109 | 1.2651e-13 | 0.076747 | 0.66016 | 0.076786 | 0.0084837 | 4.1932 | 0.028399 | 0.0014184 | 0.26478 | 0.031224 | 0.6191 | 0.057064 | 0.36086 | 2.4415 | 5.6541 | 0.024522 | 6.2063 | 0.0090402 | 0.077618 | 0.060993 | 0.87959 | 5.4626 | 0.00247 | 0.93876 | 0.81697 | 0.61481 | 1.6025 | 0.56764 | 0.0017387 | 1.5389 | 0.75935
1f37113 | UGI | 2 | 01f_076010_393x248x546.dat | 0.0663;0.0663;0.1400 | 393;248;546 | (-0.1676;69.4477;23.8417) | 80 | 2.9 | 44 | 81.6413 | 60 | EZpaque | [5] | [0] | 0 | 5 | 95 | normal | none | 5.7111 | 2.4075 | 13.7495 | 23.3131 | 9.8276 | 229.1109 | 1.827e-13 | 0.03875 | 0.36763 | 0.045789 | 0.0042813 | 2.7344 | 0.016532 | 0.00066977 | 0.14519 | 0.015897 | 0.36044 | 0.029614 | 0.20903 | 1.6497 | 4.0819 | 0.013161 | 4.3395 | 0.0045299 | 0.040373 | 0.033074 | 0.52763 | 3.7385 | 0.00097338 | 0.5597 | 0.48029 | 0.41143 | 1.1513 | 0.49017 | 0.001656 | 1.0402 | 0.50063
1f37113 | UGI | 2 | 01f_076010_393x248x546.dat | 0.0663;0.0663;0.1400 | 393;248;546 | (-0.1676;69.4477;23.8417) | 80 | 7.702 | 57 | 81.6413 | 60 | EZpaque | [5] | [0] | 0 | 5 | 95 | normal | none | 5.7111 | 2.4075 | 13.7495 | 23.3131 | 9.8276 | 229.1109 | 1.2213e-13 | 0.089033 | 0.75168 | 0.092472 | 0.011555 | 4.5119 | 0.036707 | 0.0051334 | 0.29211 | 0.0397 | 0.68994 | 0.070636 | 0.38735 | 2.5244 | 5.8657 | 0.034039 | 6.4162 | 0.012327 | 0.088698 | 0.074354 | 0.92611 | 5.5377 | 0.0034537 | 1.0513 | 0.91062 | 0.64804 | 1.6565 | 0.57388 | 0.0024886 | 1.6261 | 0.80155
1f37113 | UGI | 2 | 01f_076010_393x248x546.dat | 0.0663;0.0663;0.1400 | 393;248;546 | (-0.1676;69.4477;23.8417) | 80 | 8.502 | 60 | 81.6413 | 60 | EZpaque | [5] | [0] | 0 | 5 | 95 | normal | none | 5.7111 | 2.4075 | 13.7495 | 23.3131 | 9.8276 | 229.1109 | 1.1912e-13 | 0.098316 | 0.7974 | 0.095713 | 0.012835 | 4.6347 | 0.040262 | 0.0061775 | 0.30817 | 0.04308 | 0.67564 | 0.076462 | 0.40441 | 2.5759 | 6.0021 | 0.037216 | 6.5646 | 0.013975 | 0.095462 | 0.077899 | 0.95445 | 5.6171 | 0.0048069 | 1.1071 | 0.95845 | 0.66226 | 1.6933 | 0.57973 | 0.0058293 | 1.6685 | 0.82444
1f37113 | UGI | 3 | 01f_076010_393x248x546.dat | 0.0663;0.0663;0.1400 | 393;248;546 | (-0.1676;69.4477;23.8417) | 110 | 3.9 | 52 | 81.6413 | 60 | EZpaque | [5,133,110] | [30,30,100] | 0 | 10 | 95 | normal | none | 5.7111 | 2.4075 | 13.7495 | 23.3131 | 9.8276 | 229.1109 | 1.6333e-13 | 0.050975 | 0.4782 | 0.057677 | 0.0067183 | 3.2244 | 0.021082 | 0.0013335 | 0.17476 | 0.021524 | 0.42243 | 0.038542 | 0.24125 | 25.2354 | 9.0718 | 0.018919 | 4.7386 | 0.006932 | 0.052999 | 0.04173 | 0.59558 | 4.1552 | 0.0020143 | 0.6932 | 0.59251 | 0.47105 | 1.2674 | 0.50841 | 0.002225 | 3.3369 | 1.7658
1f37113 | UGI | 3 | 01f_076010_393x248x546.dat | 0.0663;0.0663;0.1400 | 393;248;546 | (-0.1676;69.4477;23.8417) | 110 | 7.85 | 62 | 81.6413 | 60 | EZpaque | [5,133,110] | [30,30,100] | 0 | 10 | 95 | normal | none | 5.7111 | 2.4075 | 13.7495 | 23.3131 | 9.8276 | 229.1109 | 1.3046e-13 | 0.080422 | 0.71836 | 0.0801 | 0.01092 | 4.3884 | 0.032471 | 0.0037809 | 0.25696 | 0.035627 | 0.63146 | 0.062702 | 0.34245 | 38.9791 | 12.6757 | 0.031376 | 6.0003 | 0.012127 | 0.082261 | 0.06812 | 0.8243 | 5.1425 | 0.0039387 | 0.99873 | 0.85441 | 0.61907 | 1.5738 | 0.5569 | 0.0047362 | 4.9146 | 2.6189
1f37113 | UGI | 3 | 01f_076010_393x248x546.dat | 0.0663;0.0663;0.1400 | 393;248;546 | (-0.1676;69.4477;23.8417) | 110 | 9.9905 | 69 | 81.6413 | 60 | EZpaque | [5,133,110] | [30,30,100] | 0 | 10 | 95 | normal | none | 5.7111 | 2.4075 | 13.7495 | 23.3131 | 9.8276 | 229.1109 | 1.2615e-13 | 0.090884 | 0.80269 | 0.090876 | 0.013677 | 4.7328 | 0.03857 | 0.0054162 | 0.28367 | 0.042412 | 0.64427 | 0.0736 | 0.36744 | 44.2147 | 13.7582 | 0.036296 | 6.3104 | 0.01482 | 0.091764 | 0.07915 | 0.86841 | 5.3795 | 0.004862 | 1.1037 | 0.9397 | 0.65511 | 1.6454 | 0.56746 | 0.0031539 | 5.4694 | 2.9285
1f37113 | UGI | 3 | 01f_076010_393x248x546.dat | 0.0663;0.0663;0.1400 | 393;248;546 | (-0.1676;69.4477;23.8417) | 60 | 2.5 | 38 | 81.6413 | 60 | EZpaque | [5,133,110] | [30,30,100] | 0 | 10 | 95 | normal | none | 5.7111 | 2.4075 | 13.7495 | 23.3131 | 9.8276 | 229.1109 | 2.0404e-13 | 0.021602 | 0.27539 | 0.03296 | 0.0024464 | 2.3429 | 0.0080439 | 0.00040124 | 0.10429 | 0.0090883 | 0.28937 | 0.017665 | 0.15701 | 13.1928 | 5.986 | 0.0074921 | 3.7631 | 0.0024589 | 0.02956 | 0.020557 | 0.41776 | 3.3094 | 0.00074352 | 0.43822 | 0.37408 | 0.35244 | 1.0281 | 0.47072 | 0.0012528 | 1.9858 | 1.0261
1f37113 | UGI | 3 | 01f_076010_393x248x546.dat | 0.0663;0.0663;0.1400 | 393;248;546 | (-0.1676;69.4477;23.8417) | 60 | 5.7448 | 47 | 81.6413 | 60 | EZpaque | [5,133,110] | [30,30,100] | 0 | 10 | 95 | normal | none | 5.7111 | 2.4075 | 13.7495 | 23.3131 | 9.8276 | 229.1109 | 1.325e-13 | 0.06323 | 0.59583 | 0.066417 | 0.0069805 | 3.9386 | 0.023158 | 0.0015731 | 0.22531 | 0.024697 | 0.53365 | 0.045725 | 0.31162 | 30.1487 | 11.3125 | 0.02194 | 5.7208 | 0.0075242 | 0.067571 | 0.053708 | 0.77781 | 5.1371 | 0.0018856 | 0.84969 | 0.73819 | 0.57237 | 1.5082 | 0.55085 | 0.0016708 | 4.0428 | 2.1293
1f37113 | UGI | 3 | 01f_076010_393x248x546.dat | 0.0663;0.0663;0.1400 | 393;248;546 | (-0.1676;69.4477;23.8417) | 60 | 6.3535 | 49 | 81.6413 | 60 | EZpaque | [5,133,110] | [30,30,100] | 0 | 10 | 95 | normal | none | 5.7111 | 2.4075 | 13.7495 | 23.3131 | 9.8276 | 229.1109 | 1.2651e-13 | 0.067666 | 0.64966 | 0.074366 | 0.0078043 | 4.1482 | 0.025697 | 0.00095484 | 0.24469 | 0.028416 | 0.61156 | 0.05145 | 0.33459 | 33.5317 | 12.2043 | 0.023363 | 5.9301 | 0.008377 | 0.074702 | 0.057506 | 0.82948 | 5.3379 | 0.0024725 | 0.91383 | 0.79544 | 0.60282 | 1.5652 | 0.56105 | 0.001412 | 4.417 | 2.333
1f37113 | UGI | 3 | 01f_076010_393x248x546.dat | 0.0663;0.0663;0.1400 | 393;248;546 | (-0.1676;69.4477;23.8417) | 80 | 2.9 | 44 | 81.6413 | 60 | EZpaque | [5,133,110] | [30,30,100] | 0 | 10 | 95 | normal | none | 5.7111 | 2.4075 | 13.7495 | 23.3131 | 9.8276 | 229.1109 | 1.827e-13 | 0.033785 | 0.36242 | 0.043572 | 0.0040005 | 2.6993 | 0.014259 | 0.00063173 | 0.13605 | 0.014395 | 0.35249 | 0.026743 | 0.19425 | 18.5946 | 7.3753 | 0.012694 | 4.1578 | 0.0042071 | 0.0386 | 0.030811 | 0.49694 | 3.6402 | 0.00088274 | 0.54613 | 0.46864 | 0.40254 | 1.1278 | 0.48646 | 0.0011769 | 2.5852 | 1.3538
1f37113 | UGI | 3 | 01f_076010_393x248x546.dat | 0.0663;0.0663;0.1400 | 393;248;546 | (-0.1676;69.4477;23.8417) | 80 | 7.702 | 57 | 81.6413 | 60 | EZpaque | [5,133,110] | [30,30,100] | 0 | 10 | 95 | normal | none | 5.7111 | 2.4075 | 13.7495 | 23.3131 | 9.8276 | 229.1109 | 1.2213e-13 | 0.079129 | 0.73866 | 0.08801 | 0.010836 | 4.4625 | 0.032463 | 0.0044913 | 0.2705 | 0.036037 | 0.67261 | 0.063476 | 0.35962 | 40.8633 | 13.4311 | 0.031459 | 6.1542 | 0.011319 | 0.084522 | 0.069758 | 0.87224 | 5.4423 | 0.0031371 | 1.023 | 0.88597 | 0.63711 | 1.6193 | 0.56663 | 0.0024886 | 5.1385 | 2.7415
1f37113 | UGI | 3 | 01f_076010_393x248x546.dat | 0.0663;0.0663;0.1400 | 393;248;546 | (-0.1676;69.4477;23.8417) | 80 | 8.502 | 60 | 81.6413 | 60 | EZpaque | [5,133,110] | [30,30,100] | 0 | 10 | 95 | normal | none | 5.7111 | 2.4075 | 13.7495 | 23.3131 | 9.8276 | 229.1109 | 1.1912e-13 | 0.087578 | 0.78323 | 0.090819 | 0.011907 | 4.5833 | 0.035172 | 0.0060511 | 0.28594 | 0.039086 | 0.65274 | 0.068814 | 0.37628 | 44.0654 | 14.1064 | 0.034898 | 6.2965 | 0.012874 | 0.090466 | 0.072011 | 0.89753 | 5.5157 | 0.0043259 | 1.0772 | 0.93235 | 0.65167 | 1.6557 | 0.57222 | 0.00548 | 5.464 | 2.9236
1f37113 | UGI | 4 | 01f_076010_393x248x546.dat | 0.0663;0.0663;0.1400 | 393;248;546 | (-0.1676;69.4477;17.7998) | 110 | 3.9 | 52 | 81.6413 | 60 | EZpaque | [5,133,110,73] | [10,10,100,10] | 1 | 10 | 95 | normal | none | 5.7111 | 6.0274 | 34.4232 | 23.3131 | 24.6043 | 573.6031 | 2.3097e-13 | 1.3418 | 0.21514 | 1.7143 | 0.055276 | 1.3917 | 0.20295 | 0.02082 | 2.1772 | 0.25267 | 0.26256 | 0.59311 | 2.1977 | 29.9148 | 2.8109 | 0.16865 | 2.17 | 0.056653 | 2.0095 | 0.98225 | 2.1092 | 2.2521 | 0.014698 | 0.79938 | 0.8512 | 0.49152 | 0.71402 | 0.53193 | 0.01088 | 3.306 | 2.4369
1f37113 | UGI | 4 | 01f_076010_393x248x546.dat | 0.0663;0.0663;0.1400 | 393;248;546 | (-0.1676;69.4477;17.7998) | 110 | 7.85 | 62 | 81.6413 | 60 | EZpaque | [5,133,110,73] | [10,10,100,10] | 1 | 10 | 95 | normal | none | 5.7111 | 6.0274 | 34.4232 | 23.3131 | 24.6043 | 573.6031 | 1.8445e-13 | 1.8215 | 0.32743 | 2.0217 | 0.088273 | 1.8816 | 0.31705 | 0.029501 | 2.8547 | 0.3779 | 0.35805 | 0.86403 | 2.7478 | 46.6729 | 3.7802 | 0.25653 | 2.7522 | 0.092616 | 2.4033 | 1.3137 | 2.7932 | 2.9293 | 0.023908 | 1.1116 | 1.1697 | 0.6256 | 0.8957 | 0.58744 | 0.020307 | 4.9368 | 3.5367
1f37113 | UGI | 4 | 01f_076010_393x248x546.dat | 0.0663;0.0663;0.1400 | 393;248;546 | (-0.1676;69.4477;17.7998) | 110 | 9.9905 | 69 | 81.6413 | 60 | EZpaque | [5,133,110,73] | [10,10,100,10] | 1 | 10 | 95 | normal | none | 5.7111 | 6.0274 | 34.4232 | 23.3131 | 24.6043 | 573.6031 | 1.7834e-13 | 1.9583 | 0.36899 | 2.1346 | 0.10146 | 2.0365 | 0.37735 | 0.035754 | 2.997 | 0.42214 | 0.43253 | 0.95774 | 2.8487 | 53.2528 | 4.0249 | 0.28633 | 2.8908 | 0.10756 | 2.4446 | 1.4013 | 2.9435 | 3.1021 | 0.028414 | 1.2108 | 1.261 | 0.66097 | 0.93863 | 0.59747 | 0.027407 | 5.5356 | 3.9356
1f37113 | UGI | 4 | 01f_076010_393x248x546.dat | 0.0663;0.0663;0.1400 | 393;248;546 | (-0.1676;69.4477;17.7998) | 60 | 2.5 | 38 | 81.6413 | 60 | EZpaque | [5,133,110,73] | [10,10,100,10] | 1 | 10 | 95 | normal | none | 5.7111 | 6.0274 | 34.4232 | 23.3131 | 24.6043 | 573.6031 | 2.886e-13 | 0.93878 | 0.1196 | 1.4499 | 0.027031 | 0.96955 | 0.10605 | 0.0046158 | 1.6478 | 0.1468 | 0.15673 | 0.36761 | 1.7806 | 15.1682 | 2.044 | 0.092354 | 1.7127 | 0.025304 | 1.7254 | 0.70527 | 1.5834 | 1.6955 | 0.0049093 | 0.5423 | 0.59063 | 0.38107 | 0.57216 | 0.49013 | 0.0048739 | 1.8942 | 1.4869
1f37113 | UGI | 4 | 01f_076010_393x248x546.dat | 0.0663;0.0663;0.1400 | 393;248;546 | (-0.1676;69.4477;17.7998) | 60 | 5.7448 | 47 | 81.6413 | 60 | EZpaque | [5,133,110,73] | [10,10,100,10] | 1 | 10 | 95 | normal | none | 5.7111 | 6.0274 | 34.4232 | 23.3131 | 24.6043 | 573.6031 | 1.8739e-13 | 1.6587 | 0.26516 | 1.8598 | 0.065052 | 1.6763 | 0.2542 | 0.021233 | 2.7518 | 0.31494 | 0.32665 | 0.72704 | 2.686 | 35.6466 | 3.4768 | 0.20819 | 2.6267 | 0.064609 | 2.4603 | 1.2079 | 2.6516 | 2.8362 | 0.014366 | 0.97924 | 1.0582 | 0.58388 | 0.8557 | 0.58176 | 0.01607 | 3.9824 | 2.9096
1f37113 | UGI | 4 | 01f_076010_393x248x546.dat | 0.0663;0.0663;0.1400 | 393;248;546 | (-0.1676;69.4477;17.7998) | 60 | 6.3535 | 49 | 81.6413 | 60 | EZpaque | [5,133,110,73] | [10,10,100,10] | 1 | 10 | 95 | normal | none | 5.7111 | 6.0274 | 34.4232 | 23.3131 | 24.6043 | 573.6031 | 1.7892e-13 | 1.7634 | 0.28983 | 1.911 | 0.072189 | 1.7672 | 0.28699 | 0.020825 | 2.8749 | 0.34334 | 0.35037 | 0.78187 | 2.7856 | 39.8607 | 3.6893 | 0.22716 | 2.7349 | 0.073039 | 2.5335 | 1.2739 | 2.7708 | 3.0101 | 0.014801 | 1.0438 | 1.1264 | 0.6131 | 0.88928 | 0.59243 | 0.01568 | 4.3745 | 3.1711
1f37113 | UGI | 4 | 01f_076010_393x248x546.dat | 0.0663;0.0663;0.1400 | 393;248;546 | (-0.1676;69.4477;17.7998) | 80 | 2.9 | 44 | 81.6413 | 60 | EZpaque | [5,133,110,73] | [10,10,100,10] | 1 | 10 | 95 | normal | none | 5.7111 | 6.0274 | 34.4232 | 23.3131 | 24.6043 | 573.6031 | 2.5838e-13 | 1.1038 | 0.16054 | 1.5474 | 0.038822 | 1.1372 | 0.1517 | 0.011107 | 1.8747 | 0.19208 | 0.18126 | 0.46187 | 1.9555 | 21.7734 | 2.3857 | 0.12629 | 1.9021 | 0.038499 | 1.8505 | 0.81522 | 1.7993 | 1.925 | 0.0087022 | 0.65171 | 0.70427 | 0.42661 | 0.63169 | 0.50855 | 0.0091209 | 2.5191 | 1.9037
1f37113 | UGI | 4 | 01f_076010_393x248x546.dat | 0.0663;0.0663;0.1400 | 393;248;546 | (-0.1676;69.4477;17.7998) | 80 | 7.702 | 57 | 81.6413 | 60 | EZpaque | [5,133,110,73] | [10,10,100,10] | 1 | 10 | 95 | normal | none | 5.7111 | 6.0274 | 34.4232 | 23.3131 | 24.6043 | 573.6031 | 1.7269e-13 | 1.8682 | 0.33493 | 2.0262 | 0.088457 | 1.9042 | 0.33371 | 0.026129 | 2.9746 | 0.38946 | 0.37562 | 0.87785 | 2.8509 | 48.902 | 3.9717 | 0.26213 | 2.835 | 0.09218 | 2.5261 | 1.3571 | 2.8893 | 3.1036 | 0.022755 | 1.144 | 1.2197 | 0.6442 | 0.92317 | 0.59798 | 0.019274 | 5.1528 | 3.6826
1f37113 | UGI | 4 | 01f_076010_393x248x546.dat | 0.0663;0.0663;0.1400 | 393;248;546 | (-0.1676;69.4477;17.7998) | 80 | 8.502 | 60 | 81.6413 | 60 | EZpaque | [5,133,110,73] | [10,10,100,10] | 1 | 10 | 95 | normal | none | 5.7111 | 6.0274 | 34.4232 | 23.3131 | 24.6043 | 573.6031 | 1.6842e-13 | 1.9347 | 0.3567 | 2.0807 | 0.094213 | 2.0038 | 0.35512 | 0.029745 | 3.05 | 0.41306 | 0.42412 | 0.92486 | 2.9054 | 52.8615 | 4.1285 | 0.27813 | 2.9088 | 0.10067 | 2.5452 | 1.4082 | 2.9795 | 3.1533 | 0.026636 | 1.1962 | 1.2712 | 0.66107 | 0.94545 | 0.60463 | 0.027803 | 5.511 | 3.9159
1f37113 | UGI | 5 | 01f_076010_393x248x546.dat | 0.0663;0.0663;0.1400 | 393;248;546 | (0.1658;68.2875;16.7742) | 110 | 3.9 | 52 | 81.3761 | 60 | EZpaque | [110,73] | [100,60] | 1 | 15 | 95 | normal | none | 4.1242 | 6.0039 | 24.7616 | 16.7806 | 24.4289 | 409.932 | 2.145e-13 | 3.9766 | 0.16663 | 0.72537 | 0.071544 | 0.7008 | 0.48555 | 0.02763 | 1.9879 | 0.67064 | 0.10688 | 1.3987 | 3.413 | 47.9586 | 0.59185 | 0.2393 | 1.9611 | 0.095418 | 2.6131 | 1.0235 | 1.9736 | 2.8415 | 0.021755 | 1.4339 | 1.5447 | 0.39447 | 0.83742 | 0.62672 | 0.021446 | 4.6568 | 3.4929
1f37113 | UGI | 5 | 01f_076010_393x248x546.dat | 0.0663;0.0663;0.1400 | 393;248;546 | (0.1658;68.2875;16.7742) | 110 | 7.85 | 62 | 81.3761 | 60 | EZpaque | [110,73] | [100,60] | 1 | 15 | 95 | normal | none | 4.1242 | 6.0039 | 24.7616 | 16.7806 | 24.4289 | 409.932 | 1.7131e-13 | 4.9356 | 0.25819 | 1.1196 | 0.11529 | 1.0828 | 0.72023 | 0.050471 | 2.7925 | 0.91929 | 0.15433 | 1.9172 | 4.3434 | 75.7009 | 0.93383 | 0.35959 | 2.6827 | 0.15223 | 3.2812 | 1.4401 | 2.8006 | 3.9107 | 0.036615 | 1.9126 | 2.0512 | 0.5735 | 1.0601 | 0.69141 | 0.035044 | 7.1536 | 5.2536
1f37113 | UGI | 5 | 01f_076010_393x248x546.dat | 0.0663;0.0663;0.1400 | 393;248;546 | (0.1658;68.2875;16.7742) | 110 | 9.9905 | 69 | 81.3761 | 60 | EZpaque | [110,73] | [100,60] | 1 | 15 | 95 | normal | none | 4.1242 | 6.0039 | 24.7616 | 16.7806 | 24.4289 | 409.932 | 1.6563e-13 | 5.0919 | 0.29359 | 1.2412 | 0.13466 | 1.2104 | 0.75288 | 0.064088 | 3.0361 | 0.97808 | 0.18008 | 2.065 | 4.5207 | 86.1678 | 1.0674 | 0.40179 | 2.9009 | 0.17455 | 3.3989 | 1.5652 | 3.0737 | 4.226 | 0.045769 | 2.0406 | 2.1713 | 0.63745 | 1.1135 | 0.70297 | 0.047073 | 8.0606 | 5.8736
1f37113 | UGI | 5 | 01f_076010_393x248x546.dat | 0.0663;0.0663;0.1400 | 393;248;546 | (0.1658;68.2875;16.7742) | 60 | 2.5 | 38 | 81.3761 | 60 | EZpaque | [110,73] | [100,60] | 1 | 15 | 95 | normal | none | 4.1242 | 6.0039 | 24.7616 | 16.7806 | 24.4289 | 409.932 | 2.6799e-13 | 3.2714 | 0.087509 | 0.42519 | 0.033496 | 0.39773 | 0.287 | 0.010852 | 1.3371 | 0.47221 | 0.037222 | 0.9798 | 2.7052 | 23.6098 | 0.2942 | 0.13913 | 1.3637 | 0.045777 | 2.1059 | 0.68957 | 1.2894 | 1.9347 | 0.0082072 | 1.0489 | 1.1397 | 0.24631 | 0.66288 | 0.57626 | 0.0080352 | 2.4933 | 1.9813
1f37113 | UGI | 5 | 01f_076010_393x248x546.dat | 0.0663;0.0663;0.1400 | 393;248;546 | (0.1658;68.2875;16.7742) | 60 | 5.7448 | 47 | 81.3761 | 60 | EZpaque | [110,73] | [100,60] | 1 | 15 | 95 | normal | none | 4.1242 | 6.0039 | 24.7616 | 16.7806 | 24.4289 | 409.932 | 1.7402e-13 | 4.8487 | 0.20461 | 0.86913 | 0.083741 | 0.84913 | 0.61417 | 0.03443 | 2.5136 | 0.86804 | 0.11445 | 1.7467 | 4.2442 | 58.7274 | 0.69846 | 0.30355 | 2.4185 | 0.11622 | 3.2344 | 1.293 | 2.466 | 3.6015 | 0.023106 | 1.7676 | 1.9352 | 0.49019 | 1.0078 | 0.68883 | 0.024137 | 5.7123 | 4.2956
1f37113 | UGI | 5 | 01f_076010_393x248x546.dat | 0.0663;0.0663;0.1400 | 393;248;546 | (0.1658;68.2875;16.7742) | 60 | 6.3535 | 49 | 81.3761 | 60 | EZpaque | [110,73] | [100,60] | 1 | 15 | 95 | normal | none | 4.1242 | 6.0039 | 24.7616 | 16.7806 | 24.4289 | 409.932 | 1.6616e-13 | 5.0279 | 0.22568 | 0.89895 | 0.095113 | 0.93548 | 0.66177 | 0.034807 | 2.6721 | 0.92393 | 0.1327 | 1.8494 | 4.4073 | 65.816 | 0.77197 | 0.33099 | 2.5534 | 0.12906 | 3.3532 | 1.3733 | 2.6265 | 3.8287 | 0.02642 | 1.8645 | 2.0421 | 0.52489 | 1.0496 | 0.69948 | 0.025894 | 6.331 | 4.7152
1f37113 | UGI | 5 | 01f_076010_393x248x546.dat | 0.0663;0.0663;0.1400 | 393;248;546 | (0.1658;68.2875;16.7742) | 80 | 2.9 | 44 | 81.3761 | 60 | EZpaque | [110,73] | [100,60] | 1 | 15 | 95 | normal | none | 4.1242 | 6.0039 | 24.7616 | 16.7806 | 24.4289 | 409.932 | 2.3995e-13 | 3.5626 | 0.12172 | 0.54607 | 0.049702 | 0.52177 | 0.36994 | 0.019774 | 1.6127 | 0.56115 | 0.067459 | 1.1561 | 3.0008 | 34.6986 | 0.41775 | 0.18174 | 1.6084 | 0.066367 | 2.3196 | 0.83042 | 1.5735 | 2.3213 | 0.014805 | 1.2142 | 1.3183 | 0.30924 | 0.73568 | 0.59807 | 0.012051 | 3.4676 | 2.6587
1f37113 | UGI | 5 | 01f_076010_393x248x546.dat | 0.0663;0.0663;0.1400 | 393;248;546 | (0.1658;68.2875;16.7742) | 80 | 7.702 | 57 | 81.3761 | 60 | EZpaque | [110,73] | [100,60] | 1 | 15 | 95 | normal | none | 4.1242 | 6.0039 | 24.7616 | 16.7806 | 24.4289 | 409.932 | 1.6039e-13 | 5.1238 | 0.26505 | 1.0775 | 0.11743 | 1.0646 | 0.73498 | 0.050644 | 2.8753 | 0.97203 | 0.16048 | 1.9768 | 4.5171 | 80.0694 | 0.91355 | 0.37448 | 2.7451 | 0.15466 | 3.4058 | 1.4715 | 2.8653 | 4.0914 | 0.037596 | 1.9871 | 2.1575 | 0.5862 | 1.093 | 0.70652 | 0.036612 | 7.5211 | 5.5128
1f37113 | UGI | 5 | 01f_076010_393x248x546.dat | 0.0663;0.0663;0.1400 | 393;248;546 | (0.1658;68.2875;16.7742) | 80 | 8.502 | 60 | 81.3761 | 60 | EZpaque | [110,73] | [100,60] | 1 | 15 | 95 | normal | none | 4.1242 | 6.0039 | 24.7616 | 16.7806 | 24.4289 | 409.932 | 1.5641e-13 | 5.2321 | 0.28363 | 1.1477 | 0.12652 | 1.1179 | 0.76074 | 0.057756 | 2.9919 | 1.005 | 0.18066 | 2.049 | 4.6103 | 86.5779 | 0.97191 | 0.39836 | 2.8508 | 0.1665 | 3.4685 | 1.5451 | 3.0082 | 4.2109 | 0.041279 | 2.0568 | 2.2287 | 0.61433 | 1.1202 | 0.7132 | 0.03903 | 8.0735 | 5.8877
1f37113 | UGI | 6 | 01f_076010_393x248x546.dat | 0.0663;0.0663;0.1400 | 393;248;546 | (0.1319;69.1162;4.7401) | 110 | 3.9 | 52 | 81.5087 | 60 | EZpaque | [73,75] | [100,10] | 1 | 15 | 95 | normal | none | 5.6147 | 3.6142 | 20.2926 | 22.8823 | 14.7294 | 337.0426 | 2.0836e-13 | 2.3175 | 0.0048612 | 0.35855 | 1.6463 | 0.015012 | 3.8015 | 0.34029 | 0.55734 | 2.7484 | 0.0096408 | 4.4911 | 0.56915 | 0.31255 | 0.034709 | 1.1054 | 0.033421 | 1.639 | 0.36257 | 1.1466 | 0.17229 | 0.10049 | 0.23558 | 0.50348 | 0.61501 | 1.428 | 0.30454 | 0.6964 | 0.24136 | 1.0041 | 0.87369
1f37113 | UGI | 6 | 01f_076010_393x248x546.dat | 0.0663;0.0663;0.1400 | 393;248;546 | (0.1319;69.1162;4.7401) | 110 | 7.85 | 62 | 81.5087 | 60 | EZpaque | [73,75] | [100,10] | 1 | 15 | 95 | normal | none | 5.6147 | 3.6142 | 20.2926 | 22.8823 | 14.7294 | 337.0426 | 1.6641e-13 | 3.2049 | 0.0085441 | 0.50279 | 2.1677 | 0.02484 | 5.1155 | 0.5223 | 0.82004 | 3.6962 | 0.01071 | 5.6424 | 0.79281 | 0.45346 | 0.053118 | 1.6631 | 0.055509 | 2.2932 | 0.57437 | 1.7127 | 0.27025 | 0.16374 | 0.36836 | 0.71513 | 0.87475 | 1.8133 | 0.39128 | 0.75898 | 0.39327 | 1.3788 | 1.1963
1f37113 | UGI | 6 | 01f_076010_393x248x546.dat | 0.0663;0.0663;0.1400 | 393;248;546 | (0.1319;69.1162;4.7401) | 110 | 9.9905 | 69 | 81.5087 | 60 | EZpaque | [73,75] | [100,10] | 1 | 15 | 95 | normal | none | 5.6147 | 3.6142 | 20.2926 | 22.8823 | 14.7294 | 337.0426 | 1.6089e-13 | 3.4498 | 0.010617 | 0.54943 | 2.2977 | 0.030097 | 5.3684 | 0.58692 | 0.90458 | 3.9265 | 0.027227 | 5.8414 | 0.85051 | 0.50743 | 0.055752 | 1.8599 | 0.0672 | 2.487 | 0.65827 | 1.9141 | 0.30344 | 0.18857 | 0.42318 | 0.78627 | 0.9581 | 1.8992 | 0.41296 | 0.76623 | 0.45235 | 1.477 | 1.2884
1f37113 | UGI | 6 | 01f_076010_393x248x546.dat | 0.0663;0.0663;0.1400 | 393;248;546 | (0.1319;69.1162;4.7401) | 60 | 2.5 | 38 | 81.5087 | 60 | EZpaque | [73,75] | [100,10] | 1 | 15 | 95 | normal | none | 5.6147 | 3.6142 | 20.2926 | 22.8823 | 14.7294 | 337.0426 | 2.6035e-13 | 1.58 | 0.0015529 | 0.23747 | 1.2325 | 0.0054714 | 2.7604 | 0.18385 | 0.33524 | 1.9993 | 0.0010731 | 3.6181 | 0.38859 | 0.17514 | 0.017876 | 0.64455 | 0.015884 | 1.1056 | 0.18645 | 0.66014 | 0.091118 | 0.055893 | 0.11714 | 0.32681 | 0.39818 | 1.1278 | 0.23559 | 0.64917 | 0.12655 | 0.70034 | 0.60951
1f37113 | UGI | 6 | 01f_076010_393x248x546.dat | 0.0663;0.0663;0.1400 | 393;248;546 | (0.1319;69.1162;4.7401) | 60 | 5.7448 | 47 | 81.5087 | 60 | EZpaque | [73,75] | [100,10] | 1 | 15 | 95 | normal | none | 5.6147 | 3.6142 | 20.2926 | 22.8823 | 14.7294 | 337.0426 | 1.6905e-13 | 2.9035 | 0.0045395 | 0.43023 | 2.0479 | 0.018434 | 4.8428 | 0.43073 | 0.72287 | 3.4696 | 0.0071637 | 5.5647 | 0.72938 | 0.38825 | 0.042774 | 1.3811 | 0.039804 | 2.0416 | 0.44099 | 1.4475 | 0.21703 | 0.13531 | 0.28481 | 0.6162 | 0.76242 | 1.7209 | 0.37046 | 0.76072 | 0.29548 | 1.2609 | 1.0889
1f37113 | UGI | 6 | 01f_076010_393x248x546.dat | 0.0663;0.0663;0.1400 | 393;248;546 | (0.1319;69.1162;4.7401) | 60 | 6.3535 | 49 | 81.5087 | 60 | EZpaque | [73,75] | [100,10] | 1 | 15 | 95 | normal | none | 5.6147 | 3.6142 | 20.2926 | 22.8823 | 14.7294 | 337.0426 | 1.6141e-13 | 3.0883 | 0.0054004 | 0.47329 | 2.1459 | 0.019245 | 5.0509 | 0.4549 | 0.78132 | 3.6571 | 0.0083175 | 5.7733 | 0.77735 | 0.42361 | 0.043748 | 1.5018 | 0.044328 | 2.1811 | 0.48557 | 1.5666 | 0.24104 | 0.14792 | 0.3161 | 0.66128 | 0.81975 | 1.7868 | 0.38695 | 0.77255 | 0.32019 | 1.3323 | 1.1541
1f37113 | UGI | 6 | 01f_076010_393x248x546.dat | 0.0663;0.0663;0.1400 | 393;248;546 | (0.1319;69.1162;4.7401) | 80 | 2.9 | 44 | 81.5087 | 60 | EZpaque | [73,75] | [100,10] | 1 | 15 | 95 | normal | none | 5.6147 | 3.6142 | 20.2926 | 22.8823 | 14.7294 | 337.0426 | 2.331e-13 | 1.8899 | 0.0028151 | 0.28032 | 1.409 | 0.012122 | 3.209 | 0.24056 | 0.43252 | 2.3199 | 0.014651 | 3.9893 | 0.46778 | 0.23583 | 0.025313 | 0.84041 | 0.023475 | 1.3357 | 0.26005 | 0.86572 | 0.12707 | 0.07858 | 0.16588 | 0.4024 | 0.49282 | 1.2564 | 0.26477 | 0.67015 | 0.17492 | 0.83079 | 0.72064
1f37113 | UGI | 6 | 01f_076010_393x248x546.dat | 0.0663;0.0663;0.1400 | 393;248;546 | (0.1319;69.1162;4.7401) | 80 | 7.702 | 57 | 81.5087 | 60 | EZpaque | [73,75] | [100,10] | 1 | 15 | 95 | normal | none | 5.6147 | 3.6142 | 20.2926 | 22.8823 | 14.7294 | 337.0426 | 1.558e-13 | 3.2888 | 0.007887 | 0.52052 | 2.2438 | 0.02575 | 5.2987 | 0.52384 | 0.86007 | 3.8486 | 0.01085 | 5.8867 | 0.83466 | 0.47694 | 0.052118 | 1.6964 | 0.05601 | 2.3682 | 0.57251 | 1.7614 | 0.28253 | 0.16988 | 0.3767 | 0.73636 | 0.91008 | 1.8655 | 0.40463 | 0.77498 | 0.38467 | 1.4239 | 1.2383
1f37113 | UGI | 6 | 01f_076010_393x248x546.dat | 0.0663;0.0663;0.1400 | 393;248;546 | (0.1319;69.1162;4.7401) | 80 | 8.502 | 60 | 81.5087 | 60 | EZpaque | [73,75] | [100,10] | 1 | 15 | 95 | normal | none | 5.6147 | 3.6142 | 20.2926 | 22.8823 | 14.7294 | 337.0426 | 1.5194e-13 | 3.4378 | 0.0088803 | 0.55201 | 2.318 | 0.026723 | 5.4501 | 0.581 | 0.90146 | 3.9672 | 0.0089771 | 5.9995 | 0.86546 | 0.49913 | 0.058698 | 1.7948 | 0.061104 | 2.4699 | 0.61366 | 1.8602 | 0.2977 | 0.18151 | 0.40126 | 0.7736 | 0.95588 | 1.9169 | 0.41622 | 0.7811 | 0.41573 | 1.4776 | 1.2894
1f37113 | UGI | 7 | 01f_076010_393x248x546.dat | 0.0663;0.0663;0.1400 | 393;248;546 | (0.1319;69.1162;4.7401) | 110 | 3.9 | 52 | 81.5087 | 60 | EZpaque | [73,75] | [90,20] | 1 | 10 | 95 | normal | none | 5.6147 | 3.6142 | 20.2926 | 22.8823 | 14.7294 | 337.0426 | 2.0836e-13 | 2.3111 | 0.0048511 | 0.35908 | 1.6059 | 0.015038 | 3.7804 | 0.3032 | 0.55739 | 2.7337 | 0.0066648 | 4.486 | 0.56876 | 0.31166 | 0.034518 | 1.0614 | 0.033341 | 1.5115 | 0.36193 | 1.1356 | 0.17191 | 0.10094 | 0.20908 | 0.49876 | 0.60806 | 1.4034 | 0.30226 | 0.69493 | 0.2205 | 0.99372 | 0.86139
1f37113 | UGI | 7 | 01f_076010_393x248x546.dat | 0.0663;0.0663;0.1400 | 393;248;546 | (0.1319;69.1162;4.7401) | 110 | 7.85 | 62 | 81.5087 | 60 | EZpaque | [73,75] | [90,20] | 1 | 10 | 95 | normal | none | 5.6147 | 3.6142 | 20.2926 | 22.8823 | 14.7294 | 337.0426 | 1.6641e-13 | 3.201 | 0.0085387 | 0.50346 | 2.1172 | 0.024867 | 5.1177 | 0.43934 | 0.81955 | 3.6772 | 0.010774 | 5.6357 | 0.79227 | 0.45483 | 0.052993 | 1.6013 | 0.055498 | 2.1376 | 0.5727 | 1.7004 | 0.26975 | 0.16506 | 0.3345 | 0.70766 | 0.86379 | 1.781 | 0.38776 | 0.75674 | 0.3653 | 1.3676 | 1.1782
1f37113 | UGI | 7 | 01f_076010_393x248x546.dat | 0.0663;0.0663;0.1400 | 393;248;546 | (0.1319;69.1162;4.7401) | 110 | 9.9905 | 69 | 81.5087 | 60 | EZpaque | [73,75] | [90,20] | 1 | 10 | 95 | normal | none | 5.6147 | 3.6142 | 20.2926 | 22.8823 | 14.7294 | 337.0426 | 1.6089e-13 | 3.4437 | 0.0106 | 0.54917 | 2.2444 | 0.029638 | 5.3543 | 0.53276 | 0.90272 | 3.9072 | 0.027328 | 5.834 | 0.84945 | 0.50919 | 0.055709 | 1.8006 | 0.067381 | 2.3447 | 0.65995 | 1.9036 | 0.30336 | 0.18824 | 0.37864 | 0.77787 | 0.9458 | 1.8673 | 0.40915 | 0.76366 | 0.40927 | 1.4632 | 1.2714
1f37113 | UGI | 7 | 01f_076010_393x248x546.dat | 0.0663;0.0663;0.1400 | 393;248;546 | (0.1319;69.1162;4.7401) | 60 | 2.5 | 38 | 81.5087 | 60 | EZpaque | [73,75] | [90,20] | 1 | 10 | 95 | normal | none | 5.6147 | 3.6142 | 20.2926 | 22.8823 | 14.7294 | 337.0426 | 2.6035e-13 | 1.5785 | 0.0015504 | 0.23747 | 1.2047 | 0.0055805 | 2.7456 | 0.15798 | 0.33495 | 1.9881 | 0.0010731 | 3.6145 | 0.38836 | 0.17534 | 0.017961 | 0.61082 | 0.015867 | 0.99449 | 0.18494 | 0.65246 | 0.090926 | 0.055885 | 0.10273 | 0.32433 | 0.39457 | 1.1118 | 0.2343 | 0.64841 | 0.11058 | 0.69307 | 0.60123
1f37113 | UGI | 7 | 01f_076010_393x248x546.dat | 0.0663;0.0663;0.1400 | 393;248;546 | (0.1319;69.1162;4.7401) | 60 | 5.7448 | 47 | 81.5087 | 60 | EZpaque | [73,75] | [90,20] | 1 | 10 | 95 | normal | none | 5.6147 | 3.6142 | 20.2926 | 22.8823 | 14.7294 | 337.0426 | 1.6905e-13 | 2.9004 | 0.0045314 | 0.42923 | 1.9911 | 0.018313 | 4.8146 | 0.34897 | 0.72281 | 3.447 | 0.0071637 | 5.5583 | 0.72885 | 0.38809 | 0.042868 | 1.3092 | 0.03973 | 1.8534 | 0.43831 | 1.4265 | 0.21651 | 0.13424 | 0.25191 | 0.60974 | 0.75286 | 1.6848 | 0.36731 | 0.75882 | 0.26303 | 1.2456 | 1.0685
1f37113 | UGI | 7 | 01f_076010_393x248x546.dat | 0.0663;0.0663;0.1400 | 393;248;546 | (0.1319;69.1162;4.7401) | 60 | 6.3535 | 49 | 81.5087 | 60 | EZpaque | [73,75] | [90,20] | 1 | 10 | 95 | normal | none | 5.6147 | 3.6142 | 20.2926 | 22.8823 | 14.7294 | 337.0426 | 1.6141e-13 | 3.0833 | 0.0053853 | 0.47236 | 2.0864 | 0.019549 | 5.0384 | 0.39223 | 0.78094 | 3.6338 | 0.0083175 | 5.7667 | 0.77648 | 0.42326 | 0.043518 | 1.4249 | 0.044196 | 1.9863 | 0.48363 | 1.5448 | 0.24042 | 0.14662 | 0.28016 | 0.65418 | 0.80929 | 1.7507 | 0.38361 | 0.77045 | 0.28974 | 1.3178 | 1.1346
1f37113 | UGI | 7 | 01f_076010_393x248x546.dat | 0.0663;0.0663;0.1400 | 393;248;546 | (0.1319;69.1162;4.7401) | 80 | 2.9 | 44 | 81.5087 | 60 | EZpaque | [73,75] | [90,20] | 1 | 10 | 95 | normal | none | 5.6147 | 3.6142 | 20.2926 | 22.8823 | 14.7294 | 337.0426 | 2.331e-13 | 1.8857 | 0.002814 | 0.27939 | 1.3742 | 0.012124 | 3.1897 | 0.21245 | 0.43213 | 2.3063 | 0.014651 | 3.9853 | 0.46739 | 0.23423 | 0.025249 | 0.79742 | 0.023381 | 1.2136 | 0.25885 | 0.85611 | 0.12701 | 0.07852 | 0.14782 | 0.3988 | 0.48756 | 1.2327 | 0.26301 | 0.66901 | 0.15715 | 0.82114 | 0.71031
1f37113 | UGI | 7 | 01f_076010_393x248x546.dat | 0.0663;0.0663;0.1400 | 393;248;546 | (0.1319;69.1162;4.7401) | 80 | 7.702 | 57 | 81.5087 | 60 | EZpaque | [73,75] | [90,20] | 1 | 10 | 95 | normal | none | 5.6147 | 3.6142 | 20.2926 | 22.8823 | 14.7294 | 337.0426 | 1.558e-13 | 3.2821 | 0.0078812 | 0.51835 | 2.187 | 0.025388 | 5.2916 | 0.45951 | 0.8595 | 3.8272 | 0.01085 | 5.8798 | 0.83369 | 0.47843 | 0.052012 | 1.6249 | 0.055515 | 2.1884 | 0.57002 | 1.7427 | 0.28182 | 0.1699 | 0.33291 | 0.72805 | 0.89787 | 1.8273 | 0.40068 | 0.77248 | 0.33676 | 1.4087 | 1.2188
1f37113 | UGI | 7 | 01f_076010_393x248x546.dat | 0.0663;0.0663;0.1400 | 393;248;546 | (0.1319;69.1162;4.7401) | 80 | 8.502 | 60 | 81.5087 | 60 | EZpaque | [73,75] | [90,20] | 1 | 10 | 95 | normal | none | 5.6147 | 3.6142 | 20.2926 | 22.8823 | 14.7294 | 337.0426 | 1.5194e-13 | 3.4343 | 0.0088619 | 0.55234 | 2.2527 | 0.026861 | 5.4494 | 0.47378 | 0.90119 | 3.9436 | 0.0088514 | 5.9921 | 0.8646 | 0.49917 | 0.058798 | 1.7255 | 0.060987 | 2.2902 | 0.60923 | 1.84 | 0.29665 | 0.18166 | 0.36178 | 0.76475 | 0.94283 | 1.8809 | 0.41212 | 0.77833 | 0.37762 | 1.4641 | 1.2658
1f37113 | UGI | 8 | 01f_076010_393x248x546.dat | 0.0663;0.0663;0.1400 | 393;248;546 | (0.1855;68.2875;4.7075) | 110 | 3.9 | 52 | 81.3761 | 60 | EZpaque | [73,75] | [90,20] | 1 | 15 | 95 | normal | none | 6.6306 | 3.791 | 25.1366 | 26.9788 | 15.4248 | 416.1412 | 1.9851e-13 | 4.1378 | 0.0041888 | 0.26517 | 0.93457 | 0.011877 | 2.2438 | 0.3278 | 0.44473 | 4.446 | 0.0019723 | 2.1507 | 0.68677 | 0.30757 | 0.021098 | 2.7087 | 0.02782 | 1.4426 | 3.3296 | 1.6343 | 0.15125 | 0.094207 | 0.23338 | 0.72928 | 0.88819 | 1.2138 | 0.19931 | 0.62362 | 0.25681 | 1.2427 | 0.81222
1f37113 | UGI | 8 | 01f_076010_393x248x546.dat | 0.0663;0.0663;0.1400 | 393;248;546 | (0.1855;68.2875;4.7075) | 110 | 7.85 | 62 | 81.3761 | 60 | EZpaque | [73,75] | [90,20] | 1 | 15 | 95 | normal | none | 6.6306 | 3.791 | 25.1366 | 26.9788 | 15.4248 | 416.1412 | 1.5854e-13 | 5.1439 | 0.0073399 | 0.41055 | 1.3548 | 0.021805 | 3.1874 | 0.53593 | 0.65723 | 5.5347 | 0.0099146 | 2.893 | 0.91098 | 0.44401 | 0.035353 | 3.6377 | 0.045626 | 2.0549 | 4.1589 | 2.2995 | 0.22965 | 0.15086 | 0.36978 | 0.98685 | 1.207 | 1.6003 | 0.26685 | 0.6779 | 0.4128 | 1.6303 | 1.1277
1f37113 | UGI | 8 | 01f_076010_393x248x546.dat | 0.0663;0.0663;0.1400 | 393;248;546 | (0.1855;68.2875;4.7075) | 110 | 9.9905 | 69 | 81.3761 | 60 | EZpaque | [73,75] | [90,20] | 1 | 15 | 95 | normal | none | 6.6306 | 3.791 | 25.1366 | 26.9788 | 15.4248 | 416.1412 | 1.533e-13 | 5.2899 | 0.0091637 | 0.46481 | 1.4974 | 0.025288 | 3.3912 | 0.58003 | 0.72537 | 5.6859 | 0.016888 | 3.0823 | 0.95851 | 0.50026 | 0.040461 | 3.8539 | 0.055568 | 2.2594 | 4.2794 | 2.495 | 0.26348 | 0.15853 | 0.41916 | 1.057 | 1.2883 | 1.6987 | 0.28647 | 0.68463 | 0.46848 | 1.7119 | 1.2153
1f37113 | UGI | 8 | 01f_076010_393x248x546.dat | 0.0663;0.0663;0.1400 | 393;248;546 | (0.1855;68.2875;4.7075) | 60 | 2.5 | 38 | 81.3761 | 60 | EZpaque | [73,75] | [90,20] | 1 | 15 | 95 | normal | none | 6.6306 | 3.791 | 25.1366 | 26.9788 | 15.4248 | 416.1412 | 2.4801e-13 | 3.3663 | 0.001308 | 0.14434 | 0.58397 | 0.0043438 | 1.5561 | 0.19322 | 0.26865 | 3.643 | 0.0031452 | 1.5607 | 0.50941 | 0.18721 | 0.0091851 | 1.9719 | 0.012294 | 0.93327 | 2.7113 | 1.0858 | 0.078545 | 0.0477 | 0.12563 | 0.52072 | 0.62972 | 0.89332 | 0.14485 | 0.58274 | 0.13509 | 0.94328 | 0.55907
1f37113 | UGI | 8 | 01f_076010_393x248x546.dat | 0.0663;0.0663;0.1400 | 393;248;546 | (0.1855;68.2875;4.7075) | 60 | 5.7448 | 47 | 81.3761 | 60 | EZpaque | [73,75] | [90,20] | 1 | 15 | 95 | normal | none | 6.6306 | 3.791 | 25.1366 | 26.9788 | 15.4248 | 416.1412 | 1.6104e-13 | 5.0408 | 0.003957 | 0.31212 | 1.1427 | 0.011255 | 2.8388 | 0.40925 | 0.56823 | 5.5395 | 0.0030877 | 2.6988 | 0.86737 | 0.3935 | 0.023037 | 3.4585 | 0.033814 | 1.8036 | 4.1507 | 2.0797 | 0.18781 | 0.10675 | 0.29442 | 0.9055 | 1.1198 | 1.4939 | 0.24237 | 0.6807 | 0.32046 | 1.5484 | 1.0136
1f37113 | UGI | 8 | 01f_076010_393x248x546.dat | 0.0663;0.0663;0.1400 | 393;248;546 | (0.1855;68.2875;4.7075) | 60 | 6.3535 | 49 | 81.3761 | 60 | EZpaque | [73,75] | [90,20] | 1 | 15 | 95 | normal | none | 6.6306 | 3.791 | 25.1366 | 26.9788 | 15.4248 | 416.1412 | 1.5376e-13 | 5.2373 | 0.0046312 | 0.33787 | 1.2276 | 0.015575 | 3.0369 | 0.45927 | 0.61609 | 5.7329 | 0.0081386 | 2.8429 | 0.91415 | 0.42271 | 0.025041 | 3.6377 | 0.037198 | 1.9328 | 4.2946 | 2.2112 | 0.20563 | 0.129 | 0.32621 | 0.9589 | 1.1889 | 1.5672 | 0.25618 | 0.69243 | 0.36912 | 1.626 | 1.0779
1f37113 | UGI | 8 | 01f_076010_393x248x546.dat | 0.0663;0.0663;0.1400 | 393;248;546 | (0.1855;68.2875;4.7075) | 80 | 2.9 | 44 | 81.3761 | 60 | EZpaque | [73,75] | [90,20] | 1 | 15 | 95 | normal | none | 6.6306 | 3.791 | 25.1366 | 26.9788 | 15.4248 | 416.1412 | 2.2205e-13 | 3.68 | 0.0023843 | 0.19663 | 0.72866 | 0.0068592 | 1.8499 | 0.2365 | 0.34524 | 3.9913 | 0.0033114 | 1.8097 | 0.58594 | 0.2428 | 0.013377 | 2.2896 | 0.019202 | 1.1511 | 2.9736 | 1.3199 | 0.10815 | 0.068056 | 0.17187 | 0.61086 | 0.74405 | 1.0242 | 0.16776 | 0.60081 | 0.18501 | 1.0701 | 0.66573
1f37113 | UGI | 8 | 01f_076010_393x248x546.dat | 0.0663;0.0663;0.1400 | 393;248;546 | (0.1855;68.2875;4.7075) | 80 | 7.702 | 57 | 81.3761 | 60 | EZpaque | [73,75] | [90,20] | 1 | 15 | 95 | normal | none | 6.6306 | 3.791 | 25.1366 | 26.9788 | 15.4248 | 416.1412 | 1.4843e-13 | 5.3488 | 0.0068155 | 0.39837 | 1.3779 | 0.018889 | 3.2596 | 0.53798 | 0.68242 | 5.7988 | 0.0054171 | 2.9962 | 0.95576 | 0.45945 | 0.03484 | 3.7913 | 0.046882 | 2.1206 | 4.3355 | 2.3776 | 0.2387 | 0.14958 | 0.38017 | 1.0275 | 1.2702 | 1.6478 | 0.27448 | 0.69424 | 0.42123 | 1.6919 | 1.1621
1f37113 | UGI | 8 | 01f_076010_393x248x546.dat | 0.0663;0.0663;0.1400 | 393;248;546 | (0.1855;68.2875;4.7075) | 80 | 8.502 | 60 | 81.3761 | 60 | EZpaque | [73,75] | [90,20] | 1 | 15 | 95 | normal | none | 6.6306 | 3.791 | 25.1366 | 26.9788 | 15.4248 | 416.1412 | 1.4475e-13 | 5.4386 | 0.0076585 | 0.4352 | 1.446 | 0.021215 | 3.3638 | 0.57511 | 0.71791 | 5.8936 | 0.0051876 | 3.0928 | 0.98353 | 0.49697 | 0.039638 | 3.9047 | 0.050719 | 2.2204 | 4.4112 | 2.4816 | 0.25344 | 0.15743 | 0.40379 | 1.0666 | 1.3185 | 1.7014 | 0.2846 | 0.69832 | 0.45244 | 1.7377 | 1.2109
1f37113 | UGI | 9 | 01f_076010_393x248x546.dat | 0.0663;0.0663;0.1400 | 393;248;546 | (-0.1590;68.6569;4.7351) | 110 | 3.9 | 52 | 81.4785 | 60 | EZpaque | [73,75] | [90,20] | 1 | 5 | 95 | normal | none | 6.6625 | 3.7644 | 25.0802 | 27.1427 | 15.3357 | 416.2522 | 1.9733e-13 | 3.9967 | 0.0040804 | 0.25677 | 0.93073 | 0.012364 | 1.8876 | 0.31854 | 0.4506 | 4.2935 | 0.0056135 | 1.779 | 0.68571 | 0.30559 | 0.017039 | 3.0243 | 0.027302 | 1.3915 | 4.0086 | 1.7851 | 0.14683 | 0.093246 | 0.22595 | 0.70666 | 0.85952 | 1.1723 | 0.19629 | 0.62098 | 0.25671 | 1.2132 | 0.80614
1f37113 | UGI | 9 | 01f_076010_393x248x546.dat | 0.0663;0.0663;0.1400 | 393;248;546 | (-0.1590;68.6569;4.7351) | 110 | 7.85 | 62 | 81.4785 | 60 | EZpaque | [73,75] | [90,20] | 1 | 5 | 95 | normal | none | 6.6625 | 3.7644 | 25.0802 | 27.1427 | 15.3357 | 416.2522 | 1.576e-13 | 4.968 | 0.0072721 | 0.39906 | 1.3454 | 0.023868 | 2.7224 | 0.51199 | 0.65317 | 5.3659 | 0.0097271 | 2.4445 | 0.90456 | 0.44394 | 0.036455 | 3.9731 | 0.04419 | 1.9841 | 4.9126 | 2.4583 | 0.22706 | 0.14493 | 0.35926 | 0.95774 | 1.17 | 1.5523 | 0.26213 | 0.67345 | 0.38578 | 1.5875 | 1.1139
1f37113 | UGI | 9 | 01f_076010_393x248x546.dat | 0.0663;0.0663;0.1400 | 393;248;546 | (-0.1590;68.6569;4.7351) | 110 | 9.9905 | 69 | 81.4785 | 60 | EZpaque | [73,75] | [90,20] | 1 | 5 | 95 | normal | none | 6.6625 | 3.7644 | 25.0802 | 27.1427 | 15.3357 | 416.2522 | 1.5239e-13 | 5.1384 | 0.0090172 | 0.47431 | 1.4821 | 0.023359 | 2.9705 | 0.56552 | 0.72283 | 5.526 | 0.007101 | 2.6287 | 0.95585 | 0.4732 | 0.039052 | 4.1694 | 0.05321 | 2.1744 | 5.0124 | 2.6565 | 0.25522 | 0.15407 | 0.39887 | 1.0267 | 1.2498 | 1.6478 | 0.28091 | 0.68032 | 0.43846 | 1.6699 | 1.2032
1f37113 | UGI | 9 | 01f_076010_393x248x546.dat | 0.0663;0.0663;0.1400 | 393;248;546 | (-0.1590;68.6569;4.7351) | 60 | 2.5 | 38 | 81.4785 | 60 | EZpaque | [73,75] | [90,20] | 1 | 5 | 95 | normal | none | 6.6625 | 3.7644 | 25.0802 | 27.1427 | 15.3357 | 416.2522 | 2.4653e-13 | 3.216 | 0.0013063 | 0.13995 | 0.59059 | 0.0040741 | 1.2237 | 0.17568 | 0.27988 | 3.4941 | 0.0026153 | 1.2434 | 0.51182 | 0.18794 | 0.0097273 | 2.2713 | 0.01181 | 0.8998 | 3.3576 | 1.2211 | 0.07642 | 0.044943 | 0.12226 | 0.503 | 0.60759 | 0.86816 | 0.14325 | 0.58067 | 0.13016 | 0.91606 | 0.55591
1f37113 | UGI | 9 | 01f_076010_393x248x546.dat | 0.0663;0.0663;0.1400 | 393;248;546 | (-0.1590;68.6569;4.7351) | 60 | 5.7448 | 47 | 81.4785 | 60 | EZpaque | [73,75] | [90,20] | 1 | 5 | 95 | normal | none | 6.6625 | 3.7644 | 25.0802 | 27.1427 | 15.3357 | 416.2522 | 1.6008e-13 | 4.8933 | 0.0038879 | 0.30863 | 1.1414 | 0.011845 | 2.3996 | 0.40412 | 0.56952 | 5.3625 | 0.0018969 | 2.2385 | 0.8657 | 0.38665 | 0.021687 | 3.831 | 0.03326 | 1.7343 | 4.9723 | 2.2691 | 0.18141 | 0.11144 | 0.28667 | 0.87794 | 1.0844 | 1.4493 | 0.23861 | 0.67791 | 0.32103 | 1.5137 | 1.0084
1f37113 | UGI | 9 | 01f_076010_393x248x546.dat | 0.0663;0.0663;0.1400 | 393;248;546 | (-0.1590;68.6569;4.7351) | 60 | 6.3535 | 49 | 81.4785 | 60 | EZpaque | [73,75] | [90,20] | 1 | 5 | 95 | normal | none | 6.6625 | 3.7644 | 25.0802 | 27.1427 | 15.3357 | 416.2522 | 1.5284e-13 | 5.0828 | 0.0045815 | 0.33625 | 1.2211 | 0.013244 | 2.5969 | 0.45348 | 0.61516 | 5.5578 | 0.0064184 | 2.3693 | 0.91237 | 0.41719 | 0.023022 | 4.0044 | 0.036313 | 1.8594 | 5.126 | 2.4129 | 0.2015 | 0.12343 | 0.31959 | 0.93005 | 1.1518 | 1.5156 | 0.25175 | 0.68895 | 0.34353 | 1.5874 | 1.0723
1f37113 | UGI | 9 | 01f_076010_393x248x546.dat | 0.0663;0.0663;0.1400 | 393;248;546 | (-0.1590;68.6569;4.7351) | 80 | 2.9 | 44 | 81.4785 | 60 | EZpaque | [73,75] | [90,20] | 1 | 5 | 95 | normal | none | 6.6625 | 3.7644 | 25.0802 | 27.1427 | 15.3357 | 416.2522 | 2.2073e-13 | 3.5496 | 0.0023264 | 0.19075 | 0.7356 | 0.0068885 | 1.5096 | 0.23588 | 0.35043 | 3.8407 | 0.0072545 | 1.4688 | 0.58719 | 0.22879 | 0.013693 | 2.5914 | 0.018446 | 1.1077 | 3.6353 | 1.4722 | 0.10669 | 0.063226 | 0.16699 | 0.5911 | 0.7191 | 0.9966 | 0.1656 | 0.59856 | 0.18396 | 1.0424 | 0.66368
1f37113 | UGI | 9 | 01f_076010_393x248x546.dat | 0.0663;0.0663;0.1400 | 393;248;546 | (-0.1590;68.6569;4.7351) | 80 | 7.702 | 57 | 81.4785 | 60 | EZpaque | [73,75] | [90,20] | 1 | 5 | 95 | normal | none | 6.6625 | 3.7644 | 25.0802 | 27.1427 | 15.3357 | 416.2522 | 1.4754e-13 | 5.1798 | 0.0066228 | 0.39659 | 1.3667 | 0.017858 | 2.8231 | 0.52169 | 0.67886 | 5.6309 | 0.0057653 | 2.5229 | 0.95119 | 0.46388 | 0.031195 | 4.1516 | 0.045413 | 2.0426 | 5.1343 | 2.5539 | 0.23263 | 0.14849 | 0.36432 | 0.99722 | 1.2313 | 1.6095 | 0.26943 | 0.68989 | 0.40361 | 1.6546 | 1.1519
1f37113 | UGI | 9 | 01f_076010_393x248x546.dat | 0.0663;0.0663;0.1400 | 393;248;546 | (-0.1590;68.6569;4.7351) | 80 | 8.502 | 60 | 81.4785 | 60 | EZpaque | [73,75] | [90,20] | 1 | 5 | 95 | normal | none | 6.6625 | 3.7644 | 25.0802 | 27.1427 | 15.3357 | 416.2522 | 1.4389e-13 | 5.261 | 0.0074508 | 0.40647 | 1.4339 | 0.022814 | 2.993 | 0.55576 | 0.71416 | 5.7193 | 0.0090103 | 2.6154 | 0.97672 | 0.48966 | 0.037802 | 4.2562 | 0.049428 | 2.1445 | 5.2018 | 2.6547 | 0.24752 | 0.16424 | 0.39534 | 1.0352 | 1.2782 | 1.6531 | 0.27906 | 0.694 | 0.43289 | 1.7023 | 1.1965
1f37113 | UGI | 1 | 01m_076010_393x248x546.dat | 0.0663;0.0663;0.1400 | 393;248;546 | (-0.1676;69.4477;19.5711) | 110 | 3.9 | 52 | 81.6413 | 60 | EZpaque | [5] | [0] | 0 | 10 | 95 | normal | none | 5.7111 | 4.9662 | 28.3624 | 23.3131 | 20.2723 | 472.6096 | 2.2799e-13 | 0.33098 | 0.26015 | 1.4246 | 0.03193 | 1.6658 | 0.10664 | 0.0029835 | 2.1671 | 0.11991 | 0.26985 | 0.23515 | 2.1275 | 2.4545 | 2.3961 | 0.099775 | 2.6478 | 0.033915 | 0.32594 | 0.30592 | 2.473 | 2.8185 | 0.009016 | 0.80703 | 0.85263 | 0.49839 | 0.79544 | 0.50553 | 0.0046181 | 1.1368 | 0.96363
1f37113 | UGI | 1 | 01m_076010_393x248x546.dat | 0.0663;0.0663;0.1400 | 393;248;546 | (-0.1676;69.4477;19.5711) | 110 | 7.85 | 62 | 81.6413 | 60 | EZpaque | [5] | [0] | 0 | 10 | 95 | normal | none | 5.7111 | 4.9662 | 28.3624 | 23.3131 | 20.2723 | 472.6096 | 1.8208e-13 | 0.49461 | 0.39487 | 1.7118 | 0.052571 | 2.2767 | 0.1898 | 0.0055817 | 2.8195 | 0.18819 | 0.42257 | 0.35318 | 2.6697 | 3.1909 | 2.9522 | 0.15264 | 3.3541 | 0.056421 | 0.45151 | 0.43756 | 3.2367 | 3.6483 | 0.014611 | 1.1316 | 1.1817 | 0.63653 | 0.99821 | 0.5603 | 0.0059485 | 1.4937 | 1.2433
1f37113 | UGI | 1 | 01m_076010_393x248x546.dat | 0.0663;0.0663;0.1400 | 393;248;546 | (-0.1676;69.4477;19.5711) | 110 | 9.9905 | 69 | 81.6413 | 60 | EZpaque | [5] | [0] | 0 | 10 | 95 | normal | none | 5.7111 | 4.9662 | 28.3624 | 23.3131 | 20.2723 | 472.6096 | 1.7604e-13 | 0.52782 | 0.44458 | 1.8174 | 0.060781 | 2.4462 | 0.20346 | 0.0058151 | 2.9588 | 0.21251 | 0.42407 | 0.39194 | 2.7734 | 3.3437 | 3.0854 | 0.17674 | 3.5045 | 0.066376 | 0.48125 | 0.46425 | 3.4202 | 3.8356 | 0.018673 | 1.2357 | 1.2771 | 0.66889 | 1.0451 | 0.57095 | 0.0085996 | 1.5803 | 1.3138
1f37113 | UGI | 1 | 01m_076010_393x248x546.dat | 0.0663;0.0663;0.1400 | 393;248;546 | (-0.1676;69.4477;19.5711) | 60 | 2.5 | 38 | 81.6413 | 60 | EZpaque | [5] | [0] | 0 | 10 | 95 | normal | none | 5.7111 | 4.9662 | 28.3624 | 23.3131 | 20.2723 | 472.6096 | 2.8487e-13 | 0.20356 | 0.14517 | 1.185 | 0.014179 | 1.1735 | 0.056411 | 0.001755 | 1.6585 | 0.062207 | 0.17147 | 0.13477 | 1.7128 | 1.8388 | 1.9428 | 0.050967 | 2.0976 | 0.014641 | 0.22014 | 0.20015 | 1.8808 | 2.1528 | 0.003198 | 0.53866 | 0.58238 | 0.38928 | 0.63738 | 0.46374 | 0.00081886 | 0.85143 | 0.73848
1f37113 | UGI | 1 | 01m_076010_393x248x546.dat | 0.0663;0.0663;0.1400 | 393;248;546 | (-0.1676;69.4477;19.5711) | 60 | 5.7448 | 47 | 81.6413 | 60 | EZpaque | [5] | [0] | 0 | 10 | 95 | normal | none | 5.7111 | 4.9662 | 28.3624 | 23.3131 | 20.2723 | 472.6096 | 1.8498e-13 | 0.43174 | 0.32108 | 1.5741 | 0.037722 | 2.0435 | 0.14244 | 0.002458 | 2.724 | 0.15136 | 0.33751 | 0.29997 | 2.6119 | 3.0627 | 2.8401 | 0.12404 | 3.2142 | 0.039655 | 0.42867 | 0.39864 | 3.0996 | 3.5724 | 0.0084989 | 0.99253 | 1.0648 | 0.59798 | 0.9554 | 0.55443 | 0.0062716 | 1.4017 | 1.1715
1f37113 | UGI | 1 | 01m_076010_393x248x546.dat | 0.0663;0.0663;0.1400 | 393;248;546 | (-0.1676;69.4477;19.5711) | 60 | 6.3535 | 49 | 81.6413 | 60 | EZpaque | [5] | [0] | 0 | 10 | 95 | normal | none | 5.7111 | 4.9662 | 28.3624 | 23.3131 | 20.2723 | 472.6096 | 1.7662e-13 | 0.45843 | 0.35151 | 1.6128 | 0.042304 | 2.1514 | 0.15215 | 0.0027915 | 2.8442 | 0.16818 | 0.33679 | 0.32746 | 2.7103 | 3.1864 | 2.9374 | 0.13806 | 3.3349 | 0.044838 | 0.45572 | 0.42775 | 3.2371 | 3.7173 | 0.010485 | 1.0603 | 1.1358 | 0.62177 | 0.9933 | 0.56491 | 0.006877 | 1.4651 | 1.222
1f37113 | UGI | 1 | 01m_076010_393x248x546.dat | 0.0663;0.0663;0.1400 | 393;248;546 | (-0.1676;69.4477;19.5711) | 80 | 2.9 | 44 | 81.6413 | 60 | EZpaque | [5] | [0] | 0 | 10 | 95 | normal | none | 5.7111 | 4.9662 | 28.3624 | 23.3131 | 20.2723 | 472.6096 | 2.5505e-13 | 0.26784 | 0.19441 | 1.2787 | 0.021903 | 1.3935 | 0.081437 | 0.0015727 | 1.8719 | 0.089008 | 0.1862 | 0.17888 | 1.8888 | 2.113 | 2.1353 | 0.071808 | 2.3187 | 0.022904 | 0.26906 | 0.24922 | 2.1295 | 2.4588 | 0.0051118 | 0.65322 | 0.70063 | 0.43541 | 0.70402 | 0.48166 | 0.0033759 | 0.97613 | 0.83546
1f37113 | UGI | 1 | 01m_076010_393x248x546.dat | 0.0663;0.0663;0.1400 | 393;248;546 | (-0.1676;69.4477;19.5711) | 80 | 7.702 | 57 | 81.6413 | 60 | EZpaque | [5] | [0] | 0 | 10 | 95 | normal | none | 5.7111 | 4.9662 | 28.3624 | 23.3131 | 20.2723 | 472.6096 | 1.7048e-13 | 0.5165 | 0.4052 | 1.7029 | 0.052831 | 2.2935 | 0.18383 | 0.0037187 | 2.9354 | 0.19513 | 0.41884 | 0.36901 | 2.7754 | 3.3381 | 3.041 | 0.16131 | 3.4593 | 0.056918 | 0.48465 | 0.45889 | 3.368 | 3.8545 | 0.01402 | 1.1666 | 1.2344 | 0.65583 | 1.0303 | 0.57143 | 0.0070702 | 1.54 | 1.2836
1f37113 | UGI | 1 | 01m_076010_393x248x546.dat | 0.0663;0.0663;0.1400 | 393;248;546 | (-0.1676;69.4477;19.5711) | 80 | 8.502 | 60 | 81.6413 | 60 | EZpaque | [5] | [0] | 0 | 10 | 95 | normal | none | 5.7111 | 4.9662 | 28.3624 | 23.3131 | 20.2723 | 472.6096 | 1.6625e-13 | 0.54603 | 0.43097 | 1.7459 | 0.057505 | 2.394 | 0.20129 | 0.0058754 | 3.0076 | 0.20826 | 0.44935 | 0.39043 | 2.8282 | 3.4026 | 3.1023 | 0.17119 | 3.5409 | 0.062267 | 0.49999 | 0.48292 | 3.4596 | 3.9486 | 0.014966 | 1.221 | 1.2878 | 0.67153 | 1.0549 | 0.57743 | 0.007793 | 1.5862 | 1.3197
1f37113 | UGI | 2 | 01m_076010_393x248x546.dat | 0.0663;0.0663;0.1400 | 393;248;546 | (-0.1676;69.4477;23.8417) | 110 | 3.9 | 52 | 81.6413 | 60 | EZpaque | [5] | [0] | 0 | 5 | 95 | normal | none | 5.7111 | 2.4075 | 13.7495 | 23.3131 | 9.8276 | 229.1109 | 1.6333e-13 | 0.058466 | 0.48559 | 0.060875 | 0.0071481 | 3.2535 | 0.022009 | 0.0014119 | 0.18897 | 0.023748 | 0.42189 | 0.042495 | 0.2587 | 1.8831 | 4.6335 | 0.019995 | 4.9314 | 0.0074903 | 0.055307 | 0.043659 | 0.63111 | 4.232 | 0.0021802 | 0.71059 | 0.60752 | 0.47668 | 1.2924 | 0.51116 | 0.0011659 | 1.2106 | 0.58685
1f37113 | UGI | 2 | 01m_076010_393x248x546.dat | 0.0663;0.0663;0.1400 | 393;248;546 | (-0.1676;69.4477;23.8417) | 110 | 7.85 | 62 | 81.6413 | 60 | EZpaque | [5] | [0] | 0 | 5 | 95 | normal | none | 5.7111 | 2.4075 | 13.7495 | 23.3131 | 9.8276 | 229.1109 | 1.3046e-13 | 0.089505 | 0.73032 | 0.084806 | 0.011783 | 4.4379 | 0.035277 | 0.00098251 | 0.27625 | 0.03925 | 0.649 | 0.06952 | 0.36758 | 2.4251 | 5.7381 | 0.033557 | 6.2374 | 0.013072 | 0.086853 | 0.072797 | 0.8732 | 5.2415 | 0.0039982 | 1.0248 | 0.87703 | 0.63434 | 1.605 | 0.56161 | 0.0019136 | 1.5867 | 0.77157
1f37113 | UGI | 2 | 01m_076010_393x248x546.dat | 0.0663;0.0663;0.1400 | 393;248;546 | (-0.1676;69.4477;23.8417) | 110 | 9.9905 | 69 | 81.6413 | 60 | EZpaque | [5] | [0] | 0 | 5 | 95 | normal | none | 5.7111 | 2.4075 | 13.7495 | 23.3131 | 9.8276 | 229.1109 | 1.2615e-13 | 0.10156 | 0.81664 | 0.095156 | 0.014378 | 4.7684 | 0.040903 | 0.001968 | 0.30535 | 0.046625 | 0.67825 | 0.081395 | 0.39401 | 2.5428 | 6.0295 | 0.038788 | 6.5412 | 0.015876 | 0.097209 | 0.08493 | 0.92136 | 5.4989 | 0.0050974 | 1.1322 | 0.9645 | 0.67636 | 1.6768 | 0.5722 | 0.0017872 | 1.6861 | 0.82304
1f37113 | UGI | 2 | 01m_076010_393x248x546.dat | 0.0663;0.0663;0.1400 | 393;248;546 | (-0.1676;69.4477;23.8417) | 60 | 2.5 | 38 | 81.6413 | 60 | EZpaque | [5] | [0] | 0 | 5 | 95 | normal | none | 5.7111 | 2.4075 | 13.7495 | 23.3131 | 9.8276 | 229.1109 | 2.0404e-13 | 0.024175 | 0.27852 | 0.033259 | 0.0025422 | 2.3695 | 0.0085541 | 0.00048664 | 0.11174 | 0.0098788 | 0.30071 | 0.019441 | 0.16878 | 1.471 | 3.7324 | 0.007745 | 3.9258 | 0.0026716 | 0.030561 | 0.022018 | 0.44488 | 3.3996 | 0.00068148 | 0.4484 | 0.38269 | 0.35744 | 1.048 | 0.47174 | 0.00025805 | 0.91961 | 0.43761
1f37113 | UGI | 2 | 01m_076010_393x248x546.dat | 0.0663;0.0663;0.1400 | 393;248;546 | (-0.1676;69.4477;23.8417) | 60 | 5.7448 | 47 | 81.6413 | 60 | EZpaque | [5] | [0] | 0 | 5 | 95 | normal | none | 5.7111 | 2.4075 | 13.7495 | 23.3131 | 9.8276 | 229.1109 | 1.325e-13 | 0.07074 | 0.60506 | 0.069552 | 0.0074316 | 3.9855 | 0.026792 | 0.0007496 | 0.24289 | 0.027142 | 0.55585 | 0.050523 | 0.3354 | 2.3338 | 5.4761 | 0.02298 | 5.9856 | 0.0079079 | 0.070312 | 0.057111 | 0.82536 | 5.2725 | 0.0019053 | 0.87237 | 0.75772 | 0.58316 | 1.5425 | 0.55495 | 0.0021251 | 1.4711 | 0.723
1f37113 | UGI | 2 | 01m_076010_393x248x546.dat | 0.0663;0.0663;0.1400 | 393;248;546 | (-0.1676;69.4477;23.8417) | 60 | 6.3535 | 49 | 81.6413 | 60 | EZpaque | [5] | [0] | 0 | 5 | 95 | normal | none | 5.7111 | 2.4075 | 13.7495 | 23.3131 | 9.8276 | 229.1109 | 1.2651e-13 | 0.075503 | 0.66022 | 0.075158 | 0.0083944 | 4.1905 | 0.028229 | 0.0013906 | 0.26454 | 0.031175 | 0.62503 | 0.056979 | 0.36092 | 2.4326 | 5.6551 | 0.024766 | 6.2054 | 0.0089896 | 0.0775 | 0.060528 | 0.87999 | 5.4457 | 0.0020899 | 0.93879 | 0.81703 | 0.61447 | 1.6008 | 0.56543 | 0.0018917 | 1.5377 | 0.75786
1f37113 | UGI | 2 | 01m_076010_393x248x546.dat | 0.0663;0.0663;0.1400 | 393;248;546 | (-0.1676;69.4477;23.8417) | 80 | 2.9 | 44 | 81.6413 | 60 | EZpaque | [5] | [0] | 0 | 5 | 95 | normal | none | 5.7111 | 2.4075 | 13.7495 | 23.3131 | 9.8276 | 229.1109 | 1.827e-13 | 0.038759 | 0.36767 | 0.045452 | 0.004235 | 2.735 | 0.01485 | 0.0010776 | 0.14509 | 0.015918 | 0.36224 | 0.029627 | 0.20905 | 1.644 | 4.0822 | 0.013302 | 4.3402 | 0.0044773 | 0.040335 | 0.033001 | 0.52686 | 3.7299 | 0.0010493 | 0.55975 | 0.48032 | 0.40957 | 1.1503 | 0.48818 | 0.0016582 | 1.0394 | 0.49994
1f37113 | UGI | 2 | 01m_076010_393x248x546.dat | 0.0663;0.0663;0.1400 | 393;248;546 | (-0.1676;69.4477;23.8417) | 80 | 7.702 | 57 | 81.6413 | 60 | EZpaque | [5] | [0] | 0 | 5 | 95 | normal | none | 5.7111 | 2.4075 | 13.7495 | 23.3131 | 9.8276 | 229.1109 | 1.2213e-13 | 0.090147 | 0.75176 | 0.09248 | 0.01163 | 4.5145 | 0.036889 | 0.0012173 | 0.29246 | 0.039496 | 0.6826 | 0.070557 | 0.38758 | 2.5149 | 5.8681 | 0.03414 | 6.4168 | 0.012356 | 0.088812 | 0.075031 | 0.92521 | 5.5345 | 0.0037765 | 1.0514 | 0.91069 | 0.65337 | 1.6546 | 0.57174 | 0.0024453 | 1.6262 | 0.80088
1f37113 | UGI | 2 | 01m_076010_393x248x546.dat | 0.0663;0.0663;0.1400 | 393;248;546 | (-0.1676;69.4477;23.8417) | 80 | 8.502 | 60 | 81.6413 | 60 | EZpaque | [5] | [0] | 0 | 5 | 95 | normal | none | 5.7111 | 2.4075 | 13.7495 | 23.3131 | 9.8276 | 229.1109 | 1.1912e-13 | 0.099869 | 0.7975 | 0.093866 | 0.012741 | 4.6264 | 0.040547 | 0.0017977 | 0.30848 | 0.043297 | 0.67561 | 0.076401 | 0.40445 | 2.5659 | 6.0019 | 0.036947 | 6.5663 | 0.01387 | 0.095655 | 0.078225 | 0.95285 | 5.6273 | 0.0042179 | 1.1071 | 0.95851 | 0.67307 | 1.6914 | 0.57745 | 0.0012767 | 1.6668 | 0.82368
1f37113 | UGI | 3 | 01m_076010_393x248x546.dat | 0.0663;0.0663;0.1400 | 393;248;546 | (-0.1676;69.4477;23.8417) | 110 | 3.9 | 52 | 81.6413 | 60 | EZpaque | [5,133,110] | [30,30,100] | 0 | 10 | 95 | normal | none | 5.7111 | 2.4075 | 13.7495 | 23.3131 | 9.8276 | 229.1109 | 1.6333e-13 | 0.051563 | 0.47827 | 0.057656 | 0.0067967 | 3.2233 | 0.019669 | 0.001169 | 0.17498 | 0.021583 | 0.4225 | 0.038551 | 0.24102 | 25.1454 | 9.0742 | 0.018946 | 4.7389 | 0.0069001 | 0.052932 | 0.041244 | 0.5962 | 4.143 | 0.0020309 | 0.69328 | 0.5926 | 0.46349 | 1.2664 | 0.5063 | 0.0013208 | 3.3293 | 1.7607
1f37113 | UGI | 3 | 01m_076010_393x248x546.dat | 0.0663;0.0663;0.1400 | 393;248;546 | (-0.1676;69.4477;23.8417) | 110 | 7.85 | 62 | 81.6413 | 60 | EZpaque | [5,133,110] | [30,30,100] | 0 | 10 | 95 | normal | none | 5.7111 | 2.4075 | 13.7495 | 23.3131 | 9.8276 | 229.1109 | 1.3046e-13 | 0.080498 | 0.7185 | 0.078437 | 0.011002 | 4.3926 | 0.028697 | 0.00095208 | 0.25668 | 0.035708 | 0.63003 | 0.06264 | 0.34251 | 38.832 | 12.6696 | 0.031622 | 6.0008 | 0.01206 | 0.082491 | 0.068418 | 0.82468 | 5.1374 | 0.0039833 | 0.99883 | 0.85451 | 0.61797 | 1.5721 | 0.55478 | 0.0014598 | 4.9028 | 2.611
1f37113 | UGI | 3 | 01m_076010_393x248x546.dat | 0.0663;0.0663;0.1400 | 393;248;546 | (-0.1676;69.4477;23.8417) | 110 | 9.9905 | 69 | 81.6413 | 60 | EZpaque | [5,133,110] | [30,30,100] | 0 | 10 | 95 | normal | none | 5.7111 | 2.4075 | 13.7495 | 23.3131 | 9.8276 | 229.1109 | 1.2615e-13 | 0.090582 | 0.80277 | 0.090709 | 0.013535 | 4.73 | 0.038388 | 0.0016691 | 0.28339 | 0.042466 | 0.64446 | 0.0736 | 0.36766 | 44.053 | 13.7701 | 0.036224 | 6.3111 | 0.014617 | 0.091859 | 0.079137 | 0.86785 | 5.3881 | 0.0046648 | 1.1038 | 0.93977 | 0.66027 | 1.6438 | 0.56521 | 0.0013336 | 5.4575 | 2.9206
1f37113 | UGI | 3 | 01m_076010_393x248x546.dat | 0.0663;0.0663;0.1400 | 393;248;546 | (-0.1676;69.4477;23.8417) | 60 | 2.5 | 38 | 81.6413 | 60 | EZpaque | [5,133,110] | [30,30,100] | 0 | 10 | 95 | normal | none | 5.7111 | 2.4075 | 13.7495 | 23.3131 | 9.8276 | 229.1109 | 2.0404e-13 | 0.022068 | 0.27544 | 0.032638 | 0.0024479 | 2.3452 | 0.0076832 | 0.00048664 | 0.1045 | 0.009076 | 0.29376 | 0.017661 | 0.15696 | 13.16 | 5.9904 | 0.0074411 | 3.7634 | 0.0024703 | 0.029519 | 0.020595 | 0.41782 | 3.3044 | 0.00076161 | 0.43831 | 0.37417 | 0.34551 | 1.0273 | 0.46886 | 0.00024121 | 1.9833 | 1.0243
1f37113 | UGI | 3 | 01m_076010_393x248x546.dat | 0.0663;0.0663;0.1400 | 393;248;546 | (-0.1676;69.4477;23.8417) | 60 | 5.7448 | 47 | 81.6413 | 60 | EZpaque | [5,133,110] | [30,30,100] | 0 | 10 | 95 | normal | none | 5.7111 | 2.4075 | 13.7495 | 23.3131 | 9.8276 | 229.1109 | 1.325e-13 | 0.063082 | 0.59599 | 0.066787 | 0.006932 | 3.9423 | 0.024655 | 0.0007496 | 0.22557 | 0.024608 | 0.53264 | 0.04575 | 0.31163 | 30.0604 | 11.3079 | 0.021956 | 5.7215 | 0.0074289 | 0.067558 | 0.05334 | 0.7763 | 5.1393 | 0.0017906 | 0.84981 | 0.7383 | 0.56546 | 1.5069 | 0.54882 | 0.0015197 | 4.0356 | 2.1249
1f37113 | UGI | 3 | 01m_076010_393x248x546.dat | 0.0663;0.0663;0.1400 | 393;248;546 | (-0.1676;69.4477;23.8417) | 60 | 6.3535 | 49 | 81.6413 | 60 | EZpaque | [5,133,110] | [30,30,100] | 0 | 10 | 95 | normal | none | 5.7111 | 2.4075 | 13.7495 | 23.3131 | 9.8276 | 229.1109 | 1.2651e-13 | 0.066208 | 0.64976 | 0.073396 | 0.0077123 | 4.1483 | 0.025746 | 0.0013906 | 0.24474 | 0.028401 | 0.61038 | 0.051378 | 0.33465 | 33.4313 | 12.2106 | 0.023586 | 5.9295 | 0.0083367 | 0.07468 | 0.056912 | 0.82932 | 5.327 | 0.0019369 | 0.91391 | 0.79552 | 0.59822 | 1.5637 | 0.55889 | 0.0012116 | 4.4092 | 2.3274
1f37113 | UGI | 3 | 01m_076010_393x248x546.dat | 0.0663;0.0663;0.1400 | 393;248;546 | (-0.1676;69.4477;23.8417) | 80 | 2.9 | 44 | 81.6413 | 60 | EZpaque | [5,133,110] | [30,30,100] | 0 | 10 | 95 | normal | none | 5.7111 | 2.4075 | 13.7495 | 23.3131 | 9.8276 | 229.1109 | 1.827e-13 | 0.033754 | 0.36247 | 0.043734 | 0.0039595 | 2.701 | 0.013414 | 0.0010776 | 0.13601 | 0.014397 | 0.35028 | 0.026752 | 0.19441 | 18.541 | 7.3764 | 0.012846 | 4.1586 | 0.0042018 | 0.038685 | 0.030958 | 0.49569 | 3.6358 | 0.001041 | 0.54619 | 0.4687 | 0.39662 | 1.1268 | 0.48451 | 0.0007423 | 2.5808 | 1.351
1f37113 | UGI | 3 | 01m_076010_393x248x546.dat | 0.0663;0.0663;0.1400 | 393;248;546 | (-0.1676;69.4477;23.8417) | 80 | 7.702 | 57 | 81.6413 | 60 | EZpaque | [5,133,110] | [30,30,100] | 0 | 10 | 95 | normal | none | 5.7111 | 2.4075 | 13.7495 | 23.3131 | 9.8276 | 229.1109 | 1.2213e-13 | 0.079696 | 0.7388 | 0.087338 | 0.010931 | 4.4626 | 0.032538 | 0.0011534 | 0.27087 | 0.035854 | 0.67134 | 0.063429 | 0.35994 | 40.72 | 13.4328 | 0.031536 | 6.1556 | 0.011378 | 0.084759 | 0.070256 | 0.87027 | 5.4412 | 0.0033652 | 1.0231 | 0.8861 | 0.63463 | 1.6177 | 0.56447 | 0.0023977 | 5.1272 | 2.7341
1f37113 | UGI | 3 | 01m_076010_393x248x546.dat | 0.0663;0.0663;0.1400 | 393;248;546 | (-0.1676;69.4477;23.8417) | 80 | 8.502 | 60 | 81.6413 | 60 | EZpaque | [5,133,110] | [30,30,100] | 0 | 10 | 95 | normal | none | 5.7111 | 2.4075 | 13.7495 | 23.3131 | 9.8276 | 229.1109 | 1.1912e-13 | 0.088737 | 0.7834 | 0.08872 | 0.011833 | 4.5771 | 0.035169 | 0.0013781 | 0.28609 | 0.039237 | 0.65335 | 0.06877 | 0.37645 | 43.9034 | 14.1089 | 0.03467 | 6.2981 | 0.012752 | 0.090693 | 0.071975 | 0.89644 | 5.5255 | 0.0038224 | 1.0773 | 0.93249 | 0.65539 | 1.6539 | 0.57014 | 0.00073169 | 5.4505 | 2.9152
1f37113 | UGI | 4 | 01m_076010_393x248x546.dat | 0.0663;0.0663;0.1400 | 393;248;546 | (-0.1676;69.4477;17.7998) | 110 | 3.9 | 52 | 81.6413 | 60 | EZpaque | [5,133,110,73] | [10,10,100,10] | 1 | 10 | 95 | normal | none | 5.7111 | 6.0274 | 34.4232 | 23.3131 | 24.6043 | 573.6031 | 2.3097e-13 | 1.3404 | 0.21518 | 1.7025 | 0.055025 | 1.394 | 0.20287 | 0.0039255 | 2.1776 | 0.25219 | 0.26249 | 0.59281 | 2.1979 | 29.9273 | 2.8076 | 0.16812 | 2.1703 | 0.056774 | 2.0091 | 0.98182 | 2.1088 | 2.2535 | 0.014738 | 0.79936 | 0.85118 | 0.50597 | 0.71238 | 0.52981 | 0.0086505 | 3.3077 | 2.4348
1f37113 | UGI | 4 | 01m_076010_393x248x546.dat | 0.0663;0.0663;0.1400 | 393;248;546 | (-0.1676;69.4477;17.7998) | 110 | 7.85 | 62 | 81.6413 | 60 | EZpaque | [5,133,110,73] | [10,10,100,10] | 1 | 10 | 95 | normal | none | 5.7111 | 6.0274 | 34.4232 | 23.3131 | 24.6043 | 573.6031 | 1.8445e-13 | 1.8188 | 0.32749 | 2.0137 | 0.088105 | 1.8826 | 0.31992 | 0.0076135 | 2.8543 | 0.37771 | 0.35908 | 0.8637 | 2.7475 | 46.6815 | 3.7822 | 0.25636 | 2.7524 | 0.092605 | 2.4024 | 1.3141 | 2.7923 | 2.9405 | 0.024017 | 1.1116 | 1.1697 | 0.65161 | 0.8935 | 0.58488 | 0.013189 | 4.939 | 3.535
1f37113 | UGI | 4 | 01m_076010_393x248x546.dat | 0.0663;0.0663;0.1400 | 393;248;546 | (-0.1676;69.4477;17.7998) | 110 | 9.9905 | 69 | 81.6413 | 60 | EZpaque | [5,133,110,73] | [10,10,100,10] | 1 | 10 | 95 | normal | none | 5.7111 | 6.0274 | 34.4232 | 23.3131 | 24.6043 | 573.6031 | 1.7834e-13 | 1.9564 | 0.36905 | 2.1268 | 0.10146 | 2.0342 | 0.37787 | 0.0082322 | 2.9965 | 0.42174 | 0.43899 | 0.95735 | 2.8486 | 53.2668 | 4.0242 | 0.2857 | 2.8902 | 0.10733 | 2.4432 | 1.4006 | 2.9423 | 3.1004 | 0.028149 | 1.2107 | 1.2609 | 0.68724 | 0.93636 | 0.59518 | 0.015312 | 5.5368 | 3.9329
1f37113 | UGI | 4 | 01m_076010_393x248x546.dat | 0.0663;0.0663;0.1400 | 393;248;546 | (-0.1676;69.4477;17.7998) | 60 | 2.5 | 38 | 81.6413 | 60 | EZpaque | [5,133,110,73] | [10,10,100,10] | 1 | 10 | 95 | normal | none | 5.7111 | 6.0274 | 34.4232 | 23.3131 | 24.6043 | 573.6031 | 2.886e-13 | 0.93767 | 0.11965 | 1.4358 | 0.027025 | 0.96775 | 0.10863 | 0.0011475 | 1.6482 | 0.14664 | 0.15413 | 0.36747 | 1.7808 | 15.1734 | 2.0446 | 0.09218 | 1.713 | 0.025415 | 1.725 | 0.7059 | 1.5832 | 1.6988 | 0.0049848 | 0.54232 | 0.59064 | 0.39545 | 0.57094 | 0.48805 | 0.0029468 | 1.8953 | 1.4855
1f37113 | UGI | 4 | 01m_076010_393x248x546.dat | 0.0663;0.0663;0.1400 | 393;248;546 | (-0.1676;69.4477;17.7998) | 60 | 5.7448 | 47 | 81.6413 | 60 | EZpaque | [5,133,110,73] | [10,10,100,10] | 1 | 10 | 95 | normal | none | 5.7111 | 6.0274 | 34.4232 | 23.3131 | 24.6043 | 573.6031 | 1.8739e-13 | 1.6591 | 0.26523 | 1.84 | 0.065447 | 1.6768 | 0.25415 | 0.005089 | 2.752 | 0.31457 | 0.32399 | 0.72656 | 2.6858 | 35.6605 | 3.4774 | 0.20843 | 2.627 | 0.064742 | 2.4598 | 1.207 | 2.653 | 2.8391 | 0.014089 | 0.97926 | 1.0582 | 0.60653 | 0.85368 | 0.57981 | 0.0056049 | 3.9845 | 2.9068
1f37113 | UGI | 4 | 01m_076010_393x248x546.dat | 0.0663;0.0663;0.1400 | 393;248;546 | (-0.1676;69.4477;17.7998) | 60 | 6.3535 | 49 | 81.6413 | 60 | EZpaque | [5,133,110,73] | [10,10,100,10] | 1 | 10 | 95 | normal | none | 5.7111 | 6.0274 | 34.4232 | 23.3131 | 24.6043 | 573.6031 | 1.7892e-13 | 1.7635 | 0.28988 | 1.8949 | 0.072581 | 1.7634 | 0.28267 | 0.0053328 | 2.8752 | 0.34271 | 0.34575 | 0.78159 | 2.7852 | 39.8758 | 3.6933 | 0.22727 | 2.7357 | 0.073279 | 2.5328 | 1.2731 | 2.7719 | 3.0132 | 0.014675 | 1.0438 | 1.1264 | 0.6308 | 0.88721 | 0.59019 | 0.0084754 | 4.3758 | 3.1687
1f37113 | UGI | 4 | 01m_076010_393x248x546.dat | 0.0663;0.0663;0.1400 | 393;248;546 | (-0.1676;69.4477;17.7998) | 80 | 2.9 | 44 | 81.6413 | 60 | EZpaque | [5,133,110,73] | [10,10,100,10] | 1 | 10 | 95 | normal | none | 5.7111 | 6.0274 | 34.4232 | 23.3131 | 24.6043 | 573.6031 | 2.5838e-13 | 1.1051 | 0.16056 | 1.5319 | 0.038776 | 1.1389 | 0.14751 | 0.0042011 | 1.8749 | 0.192 | 0.17962 | 0.46172 | 1.9557 | 21.7808 | 2.3846 | 0.12581 | 1.902 | 0.038714 | 1.8501 | 0.81561 | 1.7995 | 1.9215 | 0.008285 | 0.65173 | 0.70429 | 0.43937 | 0.63033 | 0.50654 | 0.0046497 | 2.5202 | 1.9016
1f37113 | UGI | 4 | 01m_076010_393x248x546.dat | 0.0663;0.0663;0.1400 | 393;248;546 | (-0.1676;69.4477;17.7998) | 80 | 7.702 | 57 | 81.6413 | 60 | EZpaque | [5,133,110,73] | [10,10,100,10] | 1 | 10 | 95 | normal | none | 5.7111 | 6.0274 | 34.4232 | 23.3131 | 24.6043 | 573.6031 | 1.7269e-13 | 1.8691 | 0.33496 | 2.0141 | 0.088191 | 1.9034 | 0.3372 | 0.0080205 | 2.9749 | 0.38876 | 0.37347 | 0.87739 | 2.8509 | 48.9107 | 3.9681 | 0.26201 | 2.836 | 0.092279 | 2.5255 | 1.3587 | 2.8919 | 3.1053 | 0.021971 | 1.144 | 1.2197 | 0.66384 | 0.92098 | 0.59544 | 0.011347 | 5.1543 | 3.6803
1f37113 | UGI | 4 | 01m_076010_393x248x546.dat | 0.0663;0.0663;0.1400 | 393;248;546 | (-0.1676;69.4477;17.7998) | 80 | 8.502 | 60 | 81.6413 | 60 | EZpaque | [5,133,110,73] | [10,10,100,10] | 1 | 10 | 95 | normal | none | 5.7111 | 6.0274 | 34.4232 | 23.3131 | 24.6043 | 573.6031 | 1.6842e-13 | 1.934 | 0.35671 | 2.0682 | 0.094047 | 2.0002 | 0.35466 | 0.0074441 | 3.05 | 0.41236 | 0.42418 | 0.92444 | 2.9051 | 52.8669 | 4.1315 | 0.27771 | 2.9101 | 0.10031 | 2.5442 | 1.407 | 2.9801 | 3.1546 | 0.026284 | 1.1961 | 1.2712 | 0.6811 | 0.9432 | 0.60216 | 0.012177 | 5.5111 | 3.9127
1f37113 | UGI | 5 | 01m_076010_393x248x546.dat | 0.0663;0.0663;0.1400 | 393;248;546 | (0.1658;68.2875;16.7742) | 110 | 3.9 | 52 | 81.3761 | 60 | EZpaque | [110,73] | [100,60] | 1 | 15 | 95 | normal | none | 4.1242 | 6.0039 | 24.7616 | 16.7806 | 24.4289 | 409.932 | 2.145e-13 | 3.9783 | 0.16667 | 0.72006 | 0.071791 | 0.69968 | 0.47245 | 0.0084435 | 1.9881 | 0.67171 | 0.10807 | 1.4 | 3.4131 | 47.9633 | 0.59306 | 0.23825 | 1.9623 | 0.095507 | 2.617 | 1.0236 | 1.9734 | 2.8474 | 0.021118 | 1.4343 | 1.5451 | 0.41653 | 0.83505 | 0.62454 | 0.010998 | 4.657 | 3.4913
1f37113 | UGI | 5 | 01m_076010_393x248x546.dat | 0.0663;0.0663;0.1400 | 393;248;546 | (0.1658;68.2875;16.7742) | 110 | 7.85 | 62 | 81.3761 | 60 | EZpaque | [110,73] | [100,60] | 1 | 15 | 95 | normal | none | 4.1242 | 6.0039 | 24.7616 | 16.7806 | 24.4289 | 409.932 | 1.7131e-13 | 4.9374 | 0.25822 | 1.1121 | 0.11537 | 1.0852 | 0.70949 | 0.013465 | 2.792 | 0.92116 | 0.15337 | 1.9186 | 4.3435 | 75.7126 | 0.9326 | 0.36034 | 2.6834 | 0.15217 | 3.2845 | 1.44 | 2.8014 | 3.9198 | 0.037697 | 1.9129 | 2.0514 | 0.61228 | 1.0568 | 0.68911 | 0.018689 | 7.1558 | 5.251
1f37113 | UGI | 5 | 01m_076010_393x248x546.dat | 0.0663;0.0663;0.1400 | 393;248;546 | (0.1658;68.2875;16.7742) | 110 | 9.9905 | 69 | 81.3761 | 60 | EZpaque | [110,73] | [100,60] | 1 | 15 | 95 | normal | none | 4.1242 | 6.0039 | 24.7616 | 16.7806 | 24.4289 | 409.932 | 1.6563e-13 | 5.0918 | 0.29362 | 1.2347 | 0.13441 | 1.2062 | 0.76152 | 0.013277 | 3.0363 | 0.97869 | 0.17858 | 2.066 | 4.5206 | 86.1738 | 1.068 | 0.40136 | 2.9012 | 0.17485 | 3.4021 | 1.5672 | 3.0738 | 4.2247 | 0.047799 | 2.0408 | 2.1715 | 0.66834 | 1.1102 | 0.70022 | 0.024803 | 8.0616 | 5.8693
1f37113 | UGI | 5 | 01m_076010_393x248x546.dat | 0.0663;0.0663;0.1400 | 393;248;546 | (0.1658;68.2875;16.7742) | 60 | 2.5 | 38 | 81.3761 | 60 | EZpaque | [110,73] | [100,60] | 1 | 15 | 95 | normal | none | 4.1242 | 6.0039 | 24.7616 | 16.7806 | 24.4289 | 409.932 | 2.6799e-13 | 3.275 | 0.087532 | 0.4187 | 0.033352 | 0.39755 | 0.28498 | 0.0017085 | 1.3377 | 0.4734 | 0.036197 | 0.98103 | 2.7056 | 23.6131 | 0.29838 | 0.13918 | 1.3642 | 0.045829 | 2.1105 | 0.68949 | 1.2894 | 1.9369 | 0.0080766 | 1.0493 | 1.1401 | 0.26516 | 0.66099 | 0.57405 | 0.0038915 | 2.4951 | 1.9803
1f37113 | UGI | 5 | 01m_076010_393x248x546.dat | 0.0663;0.0663;0.1400 | 393;248;546 | (0.1658;68.2875;16.7742) | 60 | 5.7448 | 47 | 81.3761 | 60 | EZpaque | [110,73] | [100,60] | 1 | 15 | 95 | normal | none | 4.1242 | 6.0039 | 24.7616 | 16.7806 | 24.4289 | 409.932 | 1.7402e-13 | 4.8447 | 0.20465 | 0.85718 | 0.08377 | 0.84971 | 0.62583 | 0.0076817 | 2.5141 | 0.86902 | 0.1147 | 1.7482 | 4.2438 | 58.7446 | 0.70312 | 0.30343 | 2.4194 | 0.11663 | 3.2385 | 1.2933 | 2.4664 | 3.6039 | 0.023249 | 1.768 | 1.9357 | 0.5177 | 1.0049 | 0.68662 | 0.011185 | 5.7157 | 4.2933
1f37113 | UGI | 5 | 01m_076010_393x248x546.dat | 0.0663;0.0663;0.1400 | 393;248;546 | (0.1658;68.2875;16.7742) | 60 | 6.3535 | 49 | 81.3761 | 60 | EZpaque | [110,73] | [100,60] | 1 | 15 | 95 | normal | none | 4.1242 | 6.0039 | 24.7616 | 16.7806 | 24.4289 | 409.932 | 1.6616e-13 | 5.0297 | 0.22574 | 0.88842 | 0.095275 | 0.93404 | 0.66628 | 0.010832 | 2.6719 | 0.92561 | 0.13132 | 1.8511 | 4.408 | 65.834 | 0.77239 | 0.33161 | 2.5548 | 0.12978 | 3.3573 | 1.372 | 2.627 | 3.828 | 0.026625 | 1.8649 | 2.0424 | 0.55688 | 1.0464 | 0.69704 | 0.015725 | 6.3343 | 4.7132
1f37113 | UGI | 5 | 01m_076010_393x248x546.dat | 0.0663;0.0663;0.1400 | 393;248;546 | (0.1658;68.2875;16.7742) | 80 | 2.9 | 44 | 81.3761 | 60 | EZpaque | [110,73] | [100,60] | 1 | 15 | 95 | normal | none | 4.1242 | 6.0039 | 24.7616 | 16.7806 | 24.4289 | 409.932 | 2.3995e-13 | 3.5643 | 0.12177 | 0.54152 | 0.049656 | 0.52469 | 0.36539 | 0.0034746 | 1.6133 | 0.56249 | 0.069881 | 1.1573 | 3.0013 | 34.7056 | 0.41771 | 0.18161 | 1.6086 | 0.066634 | 2.3243 | 0.83012 | 1.5741 | 2.3191 | 0.014102 | 1.2146 | 1.3187 | 0.32915 | 0.73356 | 0.59593 | 0.0088047 | 3.4696 | 2.6574
1f37113 | UGI | 5 | 01m_076010_393x248x546.dat | 0.0663;0.0663;0.1400 | 393;248;546 | (0.1658;68.2875;16.7742) | 80 | 7.702 | 57 | 81.3761 | 60 | EZpaque | [110,73] | [100,60] | 1 | 15 | 95 | normal | none | 4.1242 | 6.0039 | 24.7616 | 16.7806 | 24.4289 | 409.932 | 1.6039e-13 | 5.125 | 0.26515 | 1.0699 | 0.11749 | 1.0674 | 0.73504 | 0.011225 | 2.8762 | 0.97353 | 0.16081 | 1.9785 | 4.5172 | 80.0881 | 0.91567 | 0.37359 | 2.7453 | 0.1546 | 3.4096 | 1.472 | 2.866 | 4.0898 | 0.035612 | 1.9874 | 2.1578 | 0.6195 | 1.0897 | 0.70402 | 0.01647 | 7.5241 | 5.5099
1f37113 | UGI | 5 | 01m_076010_393x248x546.dat | 0.0663;0.0663;0.1400 | 393;248;546 | (0.1658;68.2875;16.7742) | 80 | 8.502 | 60 | 81.3761 | 60 | EZpaque | [110,73] | [100,60] | 1 | 15 | 95 | normal | none | 4.1242 | 6.0039 | 24.7616 | 16.7806 | 24.4289 | 409.932 | 1.5641e-13 | 5.2297 | 0.28371 | 1.1435 | 0.12682 | 1.1144 | 0.75236 | 0.011987 | 2.991 | 1.0071 | 0.17789 | 2.0505 | 4.6105 | 86.5907 | 0.97044 | 0.3983 | 2.8511 | 0.16662 | 3.4723 | 1.5469 | 3.0091 | 4.2152 | 0.041908 | 2.0571 | 2.2289 | 0.64835 | 1.1168 | 0.71067 | 0.021261 | 8.0741 | 5.8847
1f37113 | UGI | 6 | 01m_076010_393x248x546.dat | 0.0663;0.0663;0.1400 | 393;248;546 | (0.1319;69.1162;4.7401) | 110 | 3.9 | 52 | 81.5087 | 60 | EZpaque | [73,75] | [100,10] | 1 | 15 | 95 | normal | none | 5.6147 | 3.6142 | 20.2926 | 22.8823 | 14.7294 | 337.0426 | 2.0836e-13 | 2.3211 | 0.0048766 | 0.35752 | 1.6472 | 0.015446 | 3.7921 | 0.06744 | 0.5571 | 2.7494 | 0.0096317 | 4.4981 | 0.56896 | 0.31143 | 0.034157 | 1.1062 | 0.033441 | 1.6368 | 0.36391 | 1.1483 | 0.17227 | 0.098664 | 0.2386 | 0.50378 | 0.6153 | 1.4519 | 0.30286 | 0.69383 | 0.10404 | 0.99488 | 0.85122
1f37113 | UGI | 6 | 01m_076010_393x248x546.dat | 0.0663;0.0663;0.1400 | 393;248;546 | (0.1319;69.1162;4.7401) | 110 | 7.85 | 62 | 81.5087 | 60 | EZpaque | [73,75] | [100,10] | 1 | 15 | 95 | normal | none | 5.6147 | 3.6142 | 20.2926 | 22.8823 | 14.7294 | 337.0426 | 1.6641e-13 | 3.2073 | 0.0085537 | 0.49835 | 2.1687 | 0.024906 | 5.0988 | 0.10132 | 0.81998 | 3.6968 | 0.015014 | 5.6492 | 0.79257 | 0.45341 | 0.053776 | 1.6646 | 0.055806 | 2.2955 | 0.57512 | 1.7136 | 0.27102 | 0.16265 | 0.37038 | 0.71546 | 0.87506 | 1.8361 | 0.38906 | 0.75522 | 0.18902 | 1.3638 | 1.1608
1f37113 | UGI | 6 | 01m_076010_393x248x546.dat | 0.0663;0.0663;0.1400 | 393;248;546 | (0.1319;69.1162;4.7401) | 110 | 9.9905 | 69 | 81.5087 | 60 | EZpaque | [73,75] | [100,10] | 1 | 15 | 95 | normal | none | 5.6147 | 3.6142 | 20.2926 | 22.8823 | 14.7294 | 337.0426 | 1.6089e-13 | 3.4603 | 0.01062 | 0.54203 | 2.2966 | 0.030887 | 5.3556 | 0.12367 | 0.90446 | 3.9262 | 0.027931 | 5.8477 | 0.85032 | 0.51006 | 0.054788 | 1.8603 | 0.067107 | 2.4865 | 0.65858 | 1.9202 | 0.30306 | 0.19517 | 0.42932 | 0.78655 | 0.95833 | 1.9207 | 0.4106 | 0.7632 | 0.20516 | 1.4595 | 1.2498
1f37113 | UGI | 6 | 01m_076010_393x248x546.dat | 0.0663;0.0663;0.1400 | 393;248;546 | (0.1319;69.1162;4.7401) | 60 | 2.5 | 38 | 81.5087 | 60 | EZpaque | [73,75] | [100,10] | 1 | 15 | 95 | normal | none | 5.6147 | 3.6142 | 20.2926 | 22.8823 | 14.7294 | 337.0426 | 2.6035e-13 | 1.5895 | 0.0015575 | 0.2312 | 1.2344 | 0.0052344 | 2.7628 | 0.034413 | 0.33522 | 2.0004 | 0.0020053 | 3.6256 | 0.38843 | 0.17637 | 0.018186 | 0.64512 | 0.015926 | 1.105 | 0.18718 | 0.66079 | 0.090968 | 0.056047 | 0.11877 | 0.32718 | 0.39861 | 1.1546 | 0.23427 | 0.64652 | 0.051503 | 0.69765 | 0.59721
1f37113 | UGI | 6 | 01m_076010_393x248x546.dat | 0.0663;0.0663;0.1400 | 393;248;546 | (0.1319;69.1162;4.7401) | 60 | 5.7448 | 47 | 81.5087 | 60 | EZpaque | [73,75] | [100,10] | 1 | 15 | 95 | normal | none | 5.6147 | 3.6142 | 20.2926 | 22.8823 | 14.7294 | 337.0426 | 1.6905e-13 | 2.9078 | 0.0045425 | 0.42939 | 2.052 | 0.018297 | 4.8501 | 0.081936 | 0.72264 | 3.4707 | 0.011465 | 5.572 | 0.72909 | 0.3893 | 0.041709 | 1.3823 | 0.039589 | 2.0417 | 0.44171 | 1.4489 | 0.2182 | 0.13497 | 0.28755 | 0.61647 | 0.76271 | 1.7444 | 0.3684 | 0.75787 | 0.13474 | 1.2513 | 1.0608
1f37113 | UGI | 6 | 01m_076010_393x248x546.dat | 0.0663;0.0663;0.1400 | 393;248;546 | (0.1319;69.1162;4.7401) | 60 | 6.3535 | 49 | 81.5087 | 60 | EZpaque | [73,75] | [100,10] | 1 | 15 | 95 | normal | none | 5.6147 | 3.6142 | 20.2926 | 22.8823 | 14.7294 | 337.0426 | 1.6141e-13 | 3.0904 | 0.0053905 | 0.4687 | 2.1472 | 0.017484 | 5.0651 | 0.098688 | 0.78101 | 3.6584 | 0.01115 | 5.7803 | 0.77692 | 0.42684 | 0.043304 | 1.5062 | 0.04445 | 2.1797 | 0.48681 | 1.5716 | 0.24035 | 0.14908 | 0.32031 | 0.66168 | 0.82009 | 1.8122 | 0.38467 | 0.76943 | 0.15064 | 1.3226 | 1.1252
1f37113 | UGI | 6 | 01m_076010_393x248x546.dat | 0.0663;0.0663;0.1400 | 393;248;546 | (0.1319;69.1162;4.7401) | 80 | 2.9 | 44 | 81.5087 | 60 | EZpaque | [73,75] | [100,10] | 1 | 15 | 95 | normal | none | 5.6147 | 3.6142 | 20.2926 | 22.8823 | 14.7294 | 337.0426 | 2.331e-13 | 1.8993 | 0.0028128 | 0.2764 | 1.4099 | 0.011421 | 3.1903 | 0.0548 | 0.4326 | 2.3206 | 0.012423 | 3.9966 | 0.46774 | 0.23457 | 0.025695 | 0.84127 | 0.023667 | 1.3348 | 0.26049 | 0.86593 | 0.1269 | 0.076782 | 0.16897 | 0.40273 | 0.49318 | 1.2798 | 0.2633 | 0.66737 | 0.075422 | 0.82404 | 0.70495
1f37113 | UGI | 6 | 01m_076010_393x248x546.dat | 0.0663;0.0663;0.1400 | 393;248;546 | (0.1319;69.1162;4.7401) | 80 | 7.702 | 57 | 81.5087 | 60 | EZpaque | [73,75] | [100,10] | 1 | 15 | 95 | normal | none | 5.6147 | 3.6142 | 20.2926 | 22.8823 | 14.7294 | 337.0426 | 1.558e-13 | 3.2904 | 0.0078928 | 0.51362 | 2.2439 | 0.024999 | 5.3113 | 0.11105 | 0.86033 | 3.8499 | 0.0084319 | 5.8934 | 0.83414 | 0.47843 | 0.051404 | 1.6967 | 0.054808 | 2.368 | 0.57214 | 1.7628 | 0.28312 | 0.16956 | 0.3764 | 0.7367 | 0.91041 | 1.8893 | 0.40232 | 0.77145 | 0.19096 | 1.4119 | 1.2034
1f37113 | UGI | 6 | 01m_076010_393x248x546.dat | 0.0663;0.0663;0.1400 | 393;248;546 | (0.1319;69.1162;4.7401) | 80 | 8.502 | 60 | 81.5087 | 60 | EZpaque | [73,75] | [100,10] | 1 | 15 | 95 | normal | none | 5.6147 | 3.6142 | 20.2926 | 22.8823 | 14.7294 | 337.0426 | 1.5194e-13 | 3.4385 | 0.0088922 | 0.54559 | 2.3193 | 0.027495 | 5.4619 | 0.11537 | 0.90159 | 3.9687 | 0.0092956 | 6.0059 | 0.86552 | 0.50117 | 0.058696 | 1.793 | 0.061203 | 2.4683 | 0.61329 | 1.8615 | 0.29967 | 0.18067 | 0.40517 | 0.77405 | 0.95634 | 1.9402 | 0.4138 | 0.77801 | 0.20522 | 1.4644 | 1.2506
1f37113 | UGI | 7 | 01m_076010_393x248x546.dat | 0.0663;0.0663;0.1400 | 393;248;546 | (0.1319;69.1162;4.7401) | 110 | 3.9 | 52 | 81.5087 | 60 | EZpaque | [73,75] | [90,20] | 1 | 10 | 95 | normal | none | 5.6147 | 3.6142 | 20.2926 | 22.8823 | 14.7294 | 337.0426 | 2.0836e-13 | 2.3161 | 0.004866 | 0.35827 | 1.6058 | 0.015224 | 3.7722 | 0.062943 | 0.55696 | 2.7354 | 0.0066556 | 4.4932 | 0.56843 | 0.31078 | 0.034153 | 1.0614 | 0.033308 | 1.5104 | 0.36286 | 1.1378 | 0.1718 | 0.098956 | 0.21348 | 0.49908 | 0.60837 | 1.429 | 0.30054 | 0.69224 | 0.095477 | 0.98572 | 0.84169
1f37113 | UGI | 7 | 01m_076010_393x248x546.dat | 0.0663;0.0663;0.1400 | 393;248;546 | (0.1319;69.1162;4.7401) | 110 | 7.85 | 62 | 81.5087 | 60 | EZpaque | [73,75] | [90,20] | 1 | 10 | 95 | normal | none | 5.6147 | 3.6142 | 20.2926 | 22.8823 | 14.7294 | 337.0426 | 1.6641e-13 | 3.2017 | 0.0085531 | 0.49852 | 2.1176 | 0.0252 | 5.0968 | 0.095849 | 0.81943 | 3.678 | 0.015078 | 5.6429 | 0.79203 | 0.45503 | 0.053835 | 1.6028 | 0.055924 | 2.1407 | 0.57325 | 1.7041 | 0.2708 | 0.16408 | 0.33431 | 0.70808 | 0.86421 | 1.8083 | 0.38552 | 0.75313 | 0.17133 | 1.3534 | 1.1492
1f37113 | UGI | 7 | 01m_076010_393x248x546.dat | 0.0663;0.0663;0.1400 | 393;248;546 | (0.1319;69.1162;4.7401) | 110 | 9.9905 | 69 | 81.5087 | 60 | EZpaque | [73,75] | [90,20] | 1 | 10 | 95 | normal | none | 5.6147 | 3.6142 | 20.2926 | 22.8823 | 14.7294 | 337.0426 | 1.6089e-13 | 3.4541 | 0.010589 | 0.54129 | 2.2443 | 0.030734 | 5.3516 | 0.11281 | 0.90278 | 3.9074 | 0.028082 | 5.8404 | 0.84914 | 0.51013 | 0.054627 | 1.8052 | 0.067138 | 2.3457 | 0.66044 | 1.9097 | 0.30319 | 0.19399 | 0.38827 | 0.77817 | 0.94609 | 1.8924 | 0.4067 | 0.76062 | 0.18551 | 1.4489 | 1.2368
1f37113 | UGI | 7 | 01m_076010_393x248x546.dat | 0.0663;0.0663;0.1400 | 393;248;546 | (0.1319;69.1162;4.7401) | 60 | 2.5 | 38 | 81.5087 | 60 | EZpaque | [73,75] | [90,20] | 1 | 10 | 95 | normal | none | 5.6147 | 3.6142 | 20.2926 | 22.8823 | 14.7294 | 337.0426 | 2.6035e-13 | 1.5869 | 0.0015542 | 0.23149 | 1.2061 | 0.0054261 | 2.7485 | 0.031067 | 0.33508 | 1.9891 | 0.0020053 | 3.6221 | 0.3882 | 0.17635 | 0.01822 | 0.61144 | 0.015909 | 0.99395 | 0.18553 | 0.65407 | 0.090784 | 0.055801 | 0.1027 | 0.32471 | 0.39501 | 1.1352 | 0.23297 | 0.64572 | 0.043187 | 0.69066 | 0.59077
1f37113 | UGI | 7 | 01m_076010_393x248x546.dat | 0.0663;0.0663;0.1400 | 393;248;546 | (0.1319;69.1162;4.7401) | 60 | 5.7448 | 47 | 81.5087 | 60 | EZpaque | [73,75] | [90,20] | 1 | 10 | 95 | normal | none | 5.6147 | 3.6142 | 20.2926 | 22.8823 | 14.7294 | 337.0426 | 1.6905e-13 | 2.9052 | 0.0045265 | 0.42838 | 1.9936 | 0.018479 | 4.8183 | 0.074577 | 0.72246 | 3.4489 | 0.011465 | 5.566 | 0.72849 | 0.38958 | 0.041662 | 1.3095 | 0.039587 | 1.854 | 0.43899 | 1.4278 | 0.21749 | 0.13377 | 0.25458 | 0.6101 | 0.75327 | 1.7117 | 0.36521 | 0.75591 | 0.11374 | 1.237 | 1.0463
1f37113 | UGI | 7 | 01m_076010_393x248x546.dat | 0.0663;0.0663;0.1400 | 393;248;546 | (0.1319;69.1162;4.7401) | 60 | 6.3535 | 49 | 81.5087 | 60 | EZpaque | [73,75] | [90,20] | 1 | 10 | 95 | normal | none | 5.6147 | 3.6142 | 20.2926 | 22.8823 | 14.7294 | 337.0426 | 1.6141e-13 | 3.0865 | 0.0053731 | 0.46738 | 2.0889 | 0.017639 | 5.0566 | 0.086204 | 0.78057 | 3.6363 | 0.01115 | 5.774 | 0.77617 | 0.4263 | 0.043029 | 1.4286 | 0.044246 | 1.9855 | 0.48435 | 1.5495 | 0.2396 | 0.14716 | 0.28037 | 0.65463 | 0.80973 | 1.7795 | 0.38135 | 0.76707 | 0.13413 | 1.3098 | 1.1098
1f37113 | UGI | 7 | 01m_076010_393x248x546.dat | 0.0663;0.0663;0.1400 | 393;248;546 | (0.1319;69.1162;4.7401) | 80 | 2.9 | 44 | 81.5087 | 60 | EZpaque | [73,75] | [90,20] | 1 | 10 | 95 | normal | none | 5.6147 | 3.6142 | 20.2926 | 22.8823 | 14.7294 | 337.0426 | 2.331e-13 | 1.8945 | 0.0028095 | 0.27518 | 1.3746 | 0.011346 | 3.1902 | 0.050922 | 0.43204 | 2.3071 | 0.012423 | 3.9926 | 0.46735 | 0.23315 | 0.02567 | 0.79862 | 0.023563 | 1.2133 | 0.25932 | 0.85722 | 0.12684 | 0.076525 | 0.14968 | 0.39917 | 0.48796 | 1.2595 | 0.26153 | 0.66641 | 0.069614 | 0.81704 | 0.69682
1f37113 | UGI | 7 | 01m_076010_393x248x546.dat | 0.0663;0.0663;0.1400 | 393;248;546 | (0.1319;69.1162;4.7401) | 80 | 7.702 | 57 | 81.5087 | 60 | EZpaque | [73,75] | [90,20] | 1 | 10 | 95 | normal | none | 5.6147 | 3.6142 | 20.2926 | 22.8823 | 14.7294 | 337.0426 | 1.558e-13 | 3.2851 | 0.0078864 | 0.51197 | 2.186 | 0.024714 | 5.2994 | 0.10141 | 0.85969 | 3.8272 | 0.0084319 | 5.8868 | 0.83337 | 0.48087 | 0.051129 | 1.6263 | 0.054465 | 2.1889 | 0.57038 | 1.7449 | 0.28227 | 0.16949 | 0.33422 | 0.72847 | 0.89829 | 1.8533 | 0.39841 | 0.76906 | 0.17816 | 1.3993 | 1.1887
1f37113 | UGI | 7 | 01m_076010_393x248x546.dat | 0.0663;0.0663;0.1400 | 393;248;546 | (0.1319;69.1162;4.7401) | 80 | 8.502 | 60 | 81.5087 | 60 | EZpaque | [73,75] | [90,20] | 1 | 10 | 95 | normal | none | 5.6147 | 3.6142 | 20.2926 | 22.8823 | 14.7294 | 337.0426 | 1.5194e-13 | 3.4356 | 0.0088724 | 0.54595 | 2.2556 | 0.027781 | 5.4407 | 0.10747 | 0.90073 | 3.9455 | 0.0091706 | 5.9984 | 0.86434 | 0.49953 | 0.058789 | 1.726 | 0.06104 | 2.2917 | 0.61018 | 1.8454 | 0.29875 | 0.18173 | 0.36568 | 0.76517 | 0.94326 | 1.9044 | 0.40969 | 0.77523 | 0.18968 | 1.4512 | 1.2356
1f37113 | UGI | 8 | 01m_076010_393x248x546.dat | 0.0663;0.0663;0.1400 | 393;248;546 | (0.1855;68.2875;4.7075) | 110 | 3.9 | 52 | 81.3761 | 60 | EZpaque | [73,75] | [90,20] | 1 | 15 | 95 | normal | none | 6.6306 | 3.791 | 25.1366 | 26.9788 | 15.4248 | 416.1412 | 1.9851e-13 | 4.1425 | 0.0041734 | 0.26185 | 0.93326 | 0.012489 | 2.2659 | 0.058788 | 0.44456 | 4.4478 | 0.0033098 | 2.1544 | 0.68637 | 0.31098 | 0.020264 | 2.7087 | 0.028111 | 1.4452 | 3.3389 | 1.6337 | 0.15174 | 0.095976 | 0.23551 | 0.72993 | 0.88884 | 1.2291 | 0.198 | 0.62095 | 0.1254 | 1.2362 | 0.78975
1f37113 | UGI | 8 | 01m_076010_393x248x546.dat | 0.0663;0.0663;0.1400 | 393;248;546 | (0.1855;68.2875;4.7075) | 110 | 7.85 | 62 | 81.3761 | 60 | EZpaque | [73,75] | [90,20] | 1 | 15 | 95 | normal | none | 6.6306 | 3.791 | 25.1366 | 26.9788 | 15.4248 | 416.1412 | 1.5854e-13 | 5.1567 | 0.0073469 | 0.40371 | 1.3542 | 0.021694 | 3.169 | 0.095507 | 0.65622 | 5.5355 | 0.0094876 | 2.8969 | 0.91041 | 0.44441 | 0.035661 | 3.6377 | 0.045358 | 2.0597 | 4.1674 | 2.3062 | 0.2293 | 0.15182 | 0.37526 | 0.98747 | 1.2076 | 1.6214 | 0.26516 | 0.67574 | 0.20993 | 1.6157 | 1.0911
1f37113 | UGI | 8 | 01m_076010_393x248x546.dat | 0.0663;0.0663;0.1400 | 393;248;546 | (0.1855;68.2875;4.7075) | 110 | 9.9905 | 69 | 81.3761 | 60 | EZpaque | [73,75] | [90,20] | 1 | 15 | 95 | normal | none | 6.6306 | 3.791 | 25.1366 | 26.9788 | 15.4248 | 416.1412 | 1.533e-13 | 5.3021 | 0.0091794 | 0.45877 | 1.4965 | 0.024286 | 3.3712 | 0.11267 | 0.72479 | 5.6869 | 0.013235 | 3.0864 | 0.95805 | 0.49807 | 0.039775 | 3.8557 | 0.055936 | 2.2628 | 4.2861 | 2.4971 | 0.26374 | 0.15887 | 0.43196 | 1.0575 | 1.2887 | 1.7291 | 0.28462 | 0.68206 | 0.20391 | 1.693 | 1.1757
1f37113 | UGI | 8 | 01m_076010_393x248x546.dat | 0.0663;0.0663;0.1400 | 393;248;546 | (0.1855;68.2875;4.7075) | 60 | 2.5 | 38 | 81.3761 | 60 | EZpaque | [73,75] | [90,20] | 1 | 15 | 95 | normal | none | 6.6306 | 3.791 | 25.1366 | 26.9788 | 15.4248 | 416.1412 | 2.4801e-13 | 3.3774 | 0.001303 | 0.14082 | 0.58304 | 0.0045413 | 1.5554 | 0.023852 | 0.26917 | 3.6448 | 0.0032199 | 1.5642 | 0.50897 | 0.18877 | 0.0083747 | 1.9727 | 0.012241 | 0.93686 | 2.7214 | 1.0882 | 0.078271 | 0.047325 | 0.12839 | 0.52152 | 0.63054 | 0.91747 | 0.14386 | 0.58021 | 0.051683 | 0.93976 | 0.54518
1f37113 | UGI | 8 | 01m_076010_393x248x546.dat | 0.0663;0.0663;0.1400 | 393;248;546 | (0.1855;68.2875;4.7075) | 60 | 5.7448 | 47 | 81.3761 | 60 | EZpaque | [73,75] | [90,20] | 1 | 15 | 95 | normal | none | 6.6306 | 3.791 | 25.1366 | 26.9788 | 15.4248 | 416.1412 | 1.6104e-13 | 5.0499 | 0.0039391 | 0.31075 | 1.1429 | 0.011218 | 2.8384 | 0.071368 | 0.56828 | 5.5397 | 0.0034237 | 2.7031 | 0.86725 | 0.39219 | 0.022315 | 3.4595 | 0.03367 | 1.8101 | 4.1593 | 2.0842 | 0.18759 | 0.1055 | 0.30023 | 0.9062 | 1.1206 | 1.5102 | 0.24071 | 0.67818 | 0.13353 | 1.5358 | 0.98576
1f37113 | UGI | 8 | 01m_076010_393x248x546.dat | 0.0663;0.0663;0.1400 | 393;248;546 | (0.1855;68.2875;4.7075) | 60 | 6.3535 | 49 | 81.3761 | 60 | EZpaque | [73,75] | [90,20] | 1 | 15 | 95 | normal | none | 6.6306 | 3.791 | 25.1366 | 26.9788 | 15.4248 | 416.1412 | 1.5376e-13 | 5.232 | 0.004605 | 0.3371 | 1.2266 | 0.015329 | 3.0477 | 0.078681 | 0.61536 | 5.7348 | 0.0087623 | 2.8476 | 0.91382 | 0.42312 | 0.024414 | 3.6372 | 0.037559 | 1.9389 | 4.305 | 2.2186 | 0.20585 | 0.12782 | 0.33491 | 0.95965 | 1.1896 | 1.5948 | 0.25446 | 0.68923 | 0.16681 | 1.6129 | 1.0471
1f37113 | UGI | 8 | 01m_076010_393x248x546.dat | 0.0663;0.0663;0.1400 | 393;248;546 | (0.1855;68.2875;4.7075) | 80 | 2.9 | 44 | 81.3761 | 60 | EZpaque | [73,75] | [90,20] | 1 | 15 | 95 | normal | none | 6.6306 | 3.791 | 25.1366 | 26.9788 | 15.4248 | 416.1412 | 2.2205e-13 | 3.691 | 0.0023802 | 0.19316 | 0.72884 | 0.0065215 | 1.8451 | 0.040689 | 0.34502 | 3.9933 | 0.00048908 | 1.813 | 0.58549 | 0.2426 | 0.013854 | 2.2893 | 0.019478 | 1.155 | 2.9825 | 1.3219 | 0.10782 | 0.066403 | 0.17781 | 0.61156 | 0.74477 | 1.0484 | 0.16662 | 0.59822 | 0.084611 | 1.0647 | 0.64957
1f37113 | UGI | 8 | 01m_076010_393x248x546.dat | 0.0663;0.0663;0.1400 | 393;248;546 | (0.1855;68.2875;4.7075) | 80 | 7.702 | 57 | 81.3761 | 60 | EZpaque | [73,75] | [90,20] | 1 | 15 | 95 | normal | none | 6.6306 | 3.791 | 25.1366 | 26.9788 | 15.4248 | 416.1412 | 1.4843e-13 | 5.361 | 0.0067791 | 0.39515 | 1.3767 | 0.018686 | 3.2283 | 0.088118 | 0.68256 | 5.8011 | 0.0054377 | 3.0005 | 0.95549 | 0.46601 | 0.034606 | 3.7928 | 0.046435 | 2.1253 | 4.3448 | 2.3802 | 0.23852 | 0.15235 | 0.39451 | 1.0282 | 1.271 | 1.6741 | 0.27268 | 0.69185 | 0.19986 | 1.6761 | 1.1252
1f37113 | UGI | 8 | 01m_076010_393x248x546.dat | 0.0663;0.0663;0.1400 | 393;248;546 | (0.1855;68.2875;4.7075) | 80 | 8.502 | 60 | 81.3761 | 60 | EZpaque | [73,75] | [90,20] | 1 | 15 | 95 | normal | none | 6.6306 | 3.791 | 25.1366 | 26.9788 | 15.4248 | 416.1412 | 1.4475e-13 | 5.4407 | 0.0076343 | 0.43245 | 1.447 | 0.021832 | 3.3602 | 0.10088 | 0.71784 | 5.8954 | 0.0079873 | 3.097 | 0.98318 | 0.49701 | 0.039683 | 3.9068 | 0.050741 | 2.2237 | 4.42 | 2.4823 | 0.25367 | 0.16246 | 0.41517 | 1.0672 | 1.3192 | 1.7258 | 0.28278 | 0.69579 | 0.22484 | 1.7222 | 1.1718
1f37113 | UGI | 9 | 01m_076010_393x248x546.dat | 0.0663;0.0663;0.1400 | 393;248;546 | (-0.1590;68.6569;4.7351) | 110 | 3.9 | 52 | 81.4785 | 60 | EZpaque | [73,75] | [90,20] | 1 | 5 | 95 | normal | none | 6.6625 | 3.7644 | 25.0802 | 27.1427 | 15.3357 | 416.2522 | 1.9733e-13 | 4.005 | 0.0040808 | 0.25542 | 0.93068 | 0.01285 | 1.8867 | 0.054635 | 0.45068 | 4.2957 | 0.0045962 | 1.7823 | 0.68586 | 0.30467 | 0.017136 | 3.0232 | 0.027178 | 1.3952 | 4.0181 | 1.7883 | 0.14593 | 0.091974 | 0.23369 | 0.70741 | 0.86029 | 1.1987 | 0.19501 | 0.61841 | 0.11249 | 1.2047 | 0.78466
1f37113 | UGI | 9 | 01m_076010_393x248x546.dat | 0.0663;0.0663;0.1400 | 393;248;546 | (-0.1590;68.6569;4.7351) | 110 | 7.85 | 62 | 81.4785 | 60 | EZpaque | [73,75] | [90,20] | 1 | 5 | 95 | normal | none | 6.6625 | 3.7644 | 25.0802 | 27.1427 | 15.3357 | 416.2522 | 1.576e-13 | 4.974 | 0.0072347 | 0.40285 | 1.3442 | 0.022421 | 2.7169 | 0.099485 | 0.65329 | 5.3676 | 0.011471 | 2.4479 | 0.90412 | 0.44604 | 0.035551 | 3.974 | 0.043906 | 1.9879 | 4.9204 | 2.4643 | 0.22728 | 0.14398 | 0.36498 | 0.95836 | 1.1707 | 1.5783 | 0.26046 | 0.67101 | 0.18542 | 1.5741 | 1.0808
1f37113 | UGI | 9 | 01m_076010_393x248x546.dat | 0.0663;0.0663;0.1400 | 393;248;546 | (-0.1590;68.6569;4.7351) | 110 | 9.9905 | 69 | 81.4785 | 60 | EZpaque | [73,75] | [90,20] | 1 | 5 | 95 | normal | none | 6.6625 | 3.7644 | 25.0802 | 27.1427 | 15.3357 | 416.2522 | 1.5239e-13 | 5.1433 | 0.0090322 | 0.47594 | 1.4818 | 0.022524 | 2.9804 | 0.10918 | 0.72204 | 5.5274 | 0.0060214 | 2.6316 | 0.95513 | 0.4734 | 0.037835 | 4.1705 | 0.053522 | 2.1796 | 5.0233 | 2.6569 | 0.25499 | 0.15436 | 0.40983 | 1.0273 | 1.2504 | 1.68 | 0.27906 | 0.67691 | 0.2171 | 1.6562 | 1.1658
1f37113 | UGI | 9 | 01m_076010_393x248x546.dat | 0.0663;0.0663;0.1400 | 393;248;546 | (-0.1590;68.6569;4.7351) | 60 | 2.5 | 38 | 81.4785 | 60 | EZpaque | [73,75] | [90,20] | 1 | 5 | 95 | normal | none | 6.6625 | 3.7644 | 25.0802 | 27.1427 | 15.3357 | 416.2522 | 2.4653e-13 | 3.2344 | 0.0013062 | 0.1379 | 0.58933 | 0.0039146 | 1.2354 | 0.02507 | 0.2796 | 3.4955 | 0.0027016 | 1.2464 | 0.51178 | 0.18982 | 0.0096364 | 2.2719 | 0.011838 | 0.90329 | 3.3677 | 1.2224 | 0.07646 | 0.043357 | 0.12259 | 0.50376 | 0.60836 | 0.89058 | 0.14232 | 0.57814 | 0.049356 | 0.91406 | 0.5436
1f37113 | UGI | 9 | 01m_076010_393x248x546.dat | 0.0663;0.0663;0.1400 | 393;248;546 | (-0.1590;68.6569;4.7351) | 60 | 5.7448 | 47 | 81.4785 | 60 | EZpaque | [73,75] | [90,20] | 1 | 5 | 95 | normal | none | 6.6625 | 3.7644 | 25.0802 | 27.1427 | 15.3357 | 416.2522 | 1.6008e-13 | 4.9098 | 0.0038873 | 0.30487 | 1.1392 | 0.011696 | 2.3951 | 0.066604 | 0.56994 | 5.3652 | 0.0019851 | 2.2423 | 0.86563 | 0.38559 | 0.020139 | 3.8287 | 0.033292 | 1.7398 | 4.9824 | 2.2742 | 0.18063 | 0.11311 | 0.29455 | 0.8787 | 1.0852 | 1.4755 | 0.23691 | 0.67552 | 0.14171 | 1.5025 | 0.98054
1f37113 | UGI | 9 | 01m_076010_393x248x546.dat | 0.0663;0.0663;0.1400 | 393;248;546 | (-0.1590;68.6569;4.7351) | 60 | 6.3535 | 49 | 81.4785 | 60 | EZpaque | [73,75] | [90,20] | 1 | 5 | 95 | normal | none | 6.6625 | 3.7644 | 25.0802 | 27.1427 | 15.3357 | 416.2522 | 1.5284e-13 | 5.097 | 0.0045795 | 0.33282 | 1.2186 | 0.014126 | 2.6069 | 0.067114 | 0.61469 | 5.5604 | 0.010679 | 2.3731 | 0.91158 | 0.41989 | 0.023971 | 4.0033 | 0.036475 | 1.8624 | 5.1369 | 2.4126 | 0.20058 | 0.12622 | 0.32879 | 0.93082 | 1.1526 | 1.5444 | 0.25004 | 0.68605 | 0.15383 | 1.5772 | 1.0401
1f37113 | UGI | 9 | 01m_076010_393x248x546.dat | 0.0663;0.0663;0.1400 | 393;248;546 | (-0.1590;68.6569;4.7351) | 80 | 2.9 | 44 | 81.4785 | 60 | EZpaque | [73,75] | [90,20] | 1 | 5 | 95 | normal | none | 6.6625 | 3.7644 | 25.0802 | 27.1427 | 15.3357 | 416.2522 | 2.2073e-13 | 3.555 | 0.0023332 | 0.19025 | 0.73492 | 0.0067009 | 1.5101 | 0.039934 | 0.35095 | 3.8425 | 0.005972 | 1.4717 | 0.58691 | 0.22902 | 0.01313 | 2.5916 | 0.018578 | 1.1114 | 3.6461 | 1.4732 | 0.10652 | 0.062057 | 0.17107 | 0.59185 | 0.71987 | 1.0245 | 0.16453 | 0.5958 | 0.083609 | 1.0373 | 0.64765
1f37113 | UGI | 9 | 01m_076010_393x248x546.dat | 0.0663;0.0663;0.1400 | 393;248;546 | (-0.1590;68.6569;4.7351) | 80 | 7.702 | 57 | 81.4785 | 60 | EZpaque | [73,75] | [90,20] | 1 | 5 | 95 | normal | none | 6.6625 | 3.7644 | 25.0802 | 27.1427 | 15.3357 | 416.2522 | 1.4754e-13 | 5.1892 | 0.0066078 | 0.39438 | 1.3648 | 0.017719 | 2.8174 | 0.094915 | 0.67988 | 5.6311 | 0.0044381 | 2.5266 | 0.95044 | 0.46725 | 0.031472 | 4.1507 | 0.045396 | 2.0482 | 5.1438 | 2.5557 | 0.2321 | 0.14662 | 0.3756 | 0.99793 | 1.232 | 1.6379 | 0.26771 | 0.68662 | 0.19 | 1.6408 | 1.1164
1f37113 | UGI | 9 | 01m_076010_393x248x546.dat | 0.0663;0.0663;0.1400 | 393;248;546 | (-0.1590;68.6569;4.7351) | 80 | 8.502 | 60 | 81.4785 | 60 | EZpaque | [73,75] | [90,20] | 1 | 5 | 95 | normal | none | 6.6625 | 3.7644 | 25.0802 | 27.1427 | 15.3357 | 416.2522 | 1.4389e-13 | 5.2717 | 0.0074223 | 0.41218 | 1.4314 | 0.021755 | 2.9669 | 0.099277 | 0.71582 | 5.7206 | 0.01211 | 2.6189 | 0.97609 | 0.49113 | 0.037818 | 4.2584 | 0.049233 | 2.1462 | 5.2103 | 2.6546 | 0.2466 | 0.16199 | 0.39983 | 1.0359 | 1.2788 | 1.6842 | 0.2772 | 0.69093 | 0.20588 | 1.6861 | 1.1586
1f37113 | UGI | 1 | 05f_109019_419x230x572.dat | 0.0850;0.0850;0.1928 | 419;230;572 | (-0.1602;73.5575;32.2979) | 110 | 3.9 | 52 | 86.845 | 60 | EZpaque | [5] | [0] | 0 | 5 | 75 | normal | none | 6.4065 | 6.7134 | 43.0091 | 27.8185 | 29.1512 | 810.9426 | 2.3249e-13 | 0.17439 | 0.21929 | 1.065 | 0.01296 | 0.99329 | 0.051077 | 0.0038915 | 1.0572 | 0.063487 | 0.21026 | 0.16562 | 1.1662 | 1.1022 | 1.5445 | 0.075577 | 1.624 | 0.015577 | 0.23537 | 0.23549 | 0.92064 | 2.0389 | 0.0026267 | 0.34159 | 0.46756 | 0.28361 | 0.3006 | 0.26495 | 0.0041459 | 0.58185 | 0.56681
1f37113 | UGI | 1 | 05f_109019_419x230x572.dat | 0.0850;0.0850;0.1928 | 419;230;572 | (-0.1602;73.5575;32.2979) | 110 | 7.85 | 62 | 86.845 | 60 | EZpaque | [5] | [0] | 0 | 5 | 75 | normal | none | 6.4065 | 6.7134 | 43.0091 | 27.8185 | 29.1512 | 810.9426 | 1.8567e-13 | 0.26092 | 0.33965 | 1.271 | 0.022114 | 1.3432 | 0.09307 | 0.0053239 | 1.4559 | 0.10202 | 0.29362 | 0.26075 | 1.5198 | 1.5212 | 1.8903 | 0.12078 | 2.0442 | 0.026445 | 0.33627 | 0.33578 | 1.2974 | 2.5138 | 0.0051052 | 0.4924 | 0.67621 | 0.37531 | 0.38275 | 0.29449 | 0.005804 | 0.78399 | 0.73702
1f37113 | UGI | 1 | 05f_109019_419x230x572.dat | 0.0850;0.0850;0.1928 | 419;230;572 | (-0.1602;73.5575;32.2979) | 110 | 9.9905 | 69 | 86.845 | 60 | EZpaque | [5] | [0] | 0 | 5 | 75 | normal | none | 6.4065 | 6.7134 | 43.0091 | 27.8185 | 29.1512 | 810.9426 | 1.7952e-13 | 0.30064 | 0.38741 | 1.3575 | 0.026211 | 1.4564 | 0.11235 | 0.0077113 | 1.5614 | 0.11885 | 0.34508 | 0.29888 | 1.6029 | 1.6346 | 2.0072 | 0.13844 | 2.1439 | 0.032255 | 0.36492 | 0.36289 | 1.4134 | 2.5889 | 0.0057683 | 0.5493 | 0.74734 | 0.39736 | 0.40474 | 0.30107 | 0.0051934 | 0.84669 | 0.787
1f37113 | UGI | 1 | 05f_109019_419x230x572.dat | 0.0850;0.0850;0.1928 | 419;230;572 | (-0.1602;73.5575;32.2979) | 60 | 2.5 | 38 | 86.845 | 60 | EZpaque | [5] | [0] | 0 | 5 | 75 | normal | none | 6.4065 | 6.7134 | 43.0091 | 27.8185 | 29.1512 | 810.9426 | 2.9049e-13 | 0.09603 | 0.11608 | 0.9139 | 0.00508 | 0.70326 | 0.022331 | 0.0015333 | 0.73933 | 0.028722 | 0.11373 | 0.083692 | 0.88997 | 0.76952 | 1.2651 | 0.03618 | 1.3042 | 0.0057392 | 0.15244 | 0.1518 | 0.61382 | 1.6854 | 0.0005954 | 0.21497 | 0.29229 | 0.20996 | 0.23516 | 0.24164 | 0.00096932 | 0.4172 | 0.43238
1f37113 | UGI | 1 | 05f_109019_419x230x572.dat | 0.0850;0.0850;0.1928 | 419;230;572 | (-0.1602;73.5575;32.2979) | 60 | 5.7448 | 47 | 86.845 | 60 | EZpaque | [5] | [0] | 0 | 5 | 75 | normal | none | 6.4065 | 6.7134 | 43.0091 | 27.8185 | 29.1512 | 810.9426 | 1.8862e-13 | 0.21407 | 0.26599 | 1.1591 | 0.014061 | 1.1794 | 0.056178 | 0.0049467 | 1.3363 | 0.074262 | 0.23498 | 0.20167 | 1.4373 | 1.381 | 1.7697 | 0.092336 | 1.9371 | 0.01652 | 0.30803 | 0.30321 | 1.165 | 2.5058 | 0.0023453 | 0.40587 | 0.57432 | 0.34327 | 0.35823 | 0.28866 | 0.0040883 | 0.70408 | 0.67752
1f37113 | UGI | 1 | 05f_109019_419x230x572.dat | 0.0850;0.0850;0.1928 | 419;230;572 | (-0.1602;73.5575;32.2979) | 60 | 6.3535 | 49 | 86.845 | 60 | EZpaque | [5] | [0] | 0 | 5 | 75 | normal | none | 6.4065 | 6.7134 | 43.0091 | 27.8185 | 29.1512 | 810.9426 | 1.8009e-13 | 0.23436 | 0.29259 | 1.1917 | 0.016039 | 1.2424 | 0.066794 | 0.0047109 | 1.4144 | 0.083435 | 0.25839 | 0.22291 | 1.5037 | 1.4585 | 1.8441 | 0.10276 | 2.0139 | 0.018844 | 0.33084 | 0.32506 | 1.2424 | 2.5677 | 0.0028746 | 0.43614 | 0.62006 | 0.36257 | 0.37406 | 0.29403 | 0.0040004 | 0.74401 | 0.70866
1f37113 | UGI | 1 | 05f_109019_419x230x572.dat | 0.0850;0.0850;0.1928 | 419;230;572 | (-0.1602;73.5575;32.2979) | 80 | 2.9 | 44 | 86.845 | 60 | EZpaque | [5] | [0] | 0 | 5 | 75 | normal | none | 6.4065 | 6.7134 | 43.0091 | 27.8185 | 29.1512 | 810.9426 | 2.6008e-13 | 0.12587 | 0.15971 | 0.97821 | 0.0083218 | 0.82099 | 0.034819 | 0.0024497 | 0.87574 | 0.04358 | 0.15852 | 0.11889 | 1.0055 | 0.9102 | 1.3743 | 0.05365 | 1.4347 | 0.0097656 | 0.19001 | 0.18944 | 0.74497 | 1.837 | 0.0016523 | 0.26709 | 0.36797 | 0.24204 | 0.2625 | 0.25172 | 0.0011644 | 0.48545 | 0.48913
1f37113 | UGI | 1 | 05f_109019_419x230x572.dat | 0.0850;0.0850;0.1928 | 419;230;572 | (-0.1602;73.5575;32.2979) | 80 | 7.702 | 57 | 86.845 | 60 | EZpaque | [5] | [0] | 0 | 5 | 75 | normal | none | 6.4065 | 6.7134 | 43.0091 | 27.8185 | 29.1512 | 810.9426 | 1.7383e-13 | 0.27603 | 0.34393 | 1.2659 | 0.021736 | 1.3595 | 0.086621 | 0.0052714 | 1.5042 | 0.10355 | 0.32836 | 0.26421 | 1.5717 | 1.5581 | 1.9386 | 0.12341 | 2.0976 | 0.025787 | 0.35625 | 0.3536 | 1.3382 | 2.6085 | 0.0040121 | 0.49555 | 0.69851 | 0.38323 | 0.39334 | 0.29896 | 0.007496 | 0.80244 | 0.75351
1f37113 | UGI | 1 | 05f_109019_419x230x572.dat | 0.0850;0.0850;0.1928 | 419;230;572 | (-0.1602;73.5575;32.2979) | 80 | 8.502 | 60 | 86.845 | 60 | EZpaque | [5] | [0] | 0 | 5 | 75 | normal | none | 6.4065 | 6.7134 | 43.0091 | 27.8185 | 29.1512 | 810.9426 | 1.6952e-13 | 0.28894 | 0.368 | 1.3064 | 0.02467 | 1.4138 | 0.094868 | 0.005708 | 1.5575 | 0.11196 | 0.33407 | 0.28389 | 1.6148 | 1.6233 | 1.982 | 0.133 | 2.1468 | 0.02843 | 0.37157 | 0.37138 | 1.3936 | 2.672 | 0.0047919 | 0.523 | 0.73663 | 0.39411 | 0.40434 | 0.30277 | 0.0063426 | 0.83212 | 0.78004
1f37113 | UGI | 2 | 05f_109019_419x230x572.dat | 0.0850;0.0850;0.1928 | 419;230;572 | (-0.1602;73.5575;39.0280) | 110 | 3.9 | 52 | 86.845 | 60 | EZpaque | [5] | [0] | 0 | 5 | 75 | normal | none | 6.4065 | 2.9016 | 18.5892 | 27.8185 | 12.5996 | 350.5019 | 1.7246e-13 | 0.013852 | 0.46869 | 0.027785 | 0.0015815 | 2.1764 | 0.0062883 | 0.00044977 | 0.059955 | 0.0056239 | 0.31342 | 0.01459 | 0.14234 | 0.78428 | 3.4437 | 0.0067974 | 3.4767 | 0.0017136 | 0.017007 | 0.014834 | 0.22611 | 3.7097 | 0.00040231 | 0.38997 | 0.40228 | 0.31781 | 0.3942 | 0.2518 | 0.00052753 | 0.73938 | 0.3843
1f37113 | UGI | 2 | 05f_109019_419x230x572.dat | 0.0850;0.0850;0.1928 | 419;230;572 | (-0.1602;73.5575;39.0280) | 110 | 7.85 | 62 | 86.845 | 60 | EZpaque | [5] | [0] | 0 | 5 | 75 | normal | none | 6.4065 | 2.9016 | 18.5892 | 27.8185 | 12.5996 | 350.5019 | 1.3775e-13 | 0.022493 | 0.71929 | 0.042603 | 0.0027869 | 2.9254 | 0.011535 | 0.00089407 | 0.095077 | 0.010461 | 0.49968 | 0.024529 | 0.20788 | 1.0216 | 4.2101 | 0.011128 | 4.3532 | 0.0030272 | 0.028342 | 0.024142 | 0.32613 | 4.4117 | 0.00069794 | 0.5671 | 0.59292 | 0.41654 | 0.49787 | 0.2783 | 0.00071077 | 0.95958 | 0.49434
1f37113 | UGI | 2 | 05f_109019_419x230x572.dat | 0.0850;0.0850;0.1928 | 419;230;572 | (-0.1602;73.5575;39.0280) | 110 | 9.9905 | 69 | 86.845 | 60 | EZpaque | [5] | [0] | 0 | 5 | 75 | normal | none | 6.4065 | 2.9016 | 18.5892 | 27.8185 | 12.5996 | 350.5019 | 1.332e-13 | 0.028535 | 0.81546 | 0.052392 | 0.0033594 | 3.1823 | 0.013661 | 0.00090668 | 0.10733 | 0.013202 | 0.51454 | 0.029962 | 0.22833 | 1.0772 | 4.4087 | 0.013604 | 4.5585 | 0.0038688 | 0.033742 | 0.027886 | 0.35513 | 4.4913 | 0.0010583 | 0.63532 | 0.66292 | 0.44127 | 0.52565 | 0.28401 | 0.0018179 | 1.027 | 0.52417
1f37113 | UGI | 2 | 05f_109019_419x230x572.dat | 0.0850;0.0850;0.1928 | 419;230;572 | (-0.1602;73.5575;39.0280) | 60 | 2.5 | 38 | 86.845 | 60 | EZpaque | [5] | [0] | 0 | 5 | 75 | normal | none | 6.4065 | 2.9016 | 18.5892 | 27.8185 | 12.5996 | 350.5019 | 2.1545e-13 | 0.0057396 | 0.25423 | 0.017521 | 0.00056751 | 1.56 | 0.0018836 | 0 | 0.030334 | 0.0018754 | 0.21234 | 0.0052931 | 0.087756 | 0.6091 | 2.842 | 0.0021363 | 2.7919 | 0.00056283 | 0.0079123 | 0.0062121 | 0.13962 | 3.2235 | 0.00011904 | 0.24034 | 0.24058 | 0.2407 | 0.31188 | 0.23161 | 2.5676e-06 | 0.56195 | 0.29843
1f37113 | UGI | 2 | 05f_109019_419x230x572.dat | 0.0850;0.0850;0.1928 | 419;230;572 | (-0.1602;73.5575;39.0280) | 60 | 5.7448 | 47 | 86.845 | 60 | EZpaque | [5] | [0] | 0 | 5 | 75 | normal | none | 6.4065 | 2.9016 | 18.5892 | 27.8185 | 12.5996 | 350.5019 | 1.399e-13 | 0.015016 | 0.5739 | 0.035146 | 0.0014202 | 2.5763 | 0.0059364 | 0.00023963 | 0.072823 | 0.0058039 | 0.41638 | 0.015363 | 0.17976 | 0.97312 | 3.9073 | 0.0064187 | 4.1286 | 0.0015478 | 0.020222 | 0.016204 | 0.28751 | 4.447 | 0.00047042 | 0.46173 | 0.48701 | 0.38402 | 0.4671 | 0.27126 | 0.00035319 | 0.86753 | 0.45948
1f37113 | UGI | 2 | 05f_109019_419x230x572.dat | 0.0850;0.0850;0.1928 | 419;230;572 | (-0.1602;73.5575;39.0280) | 60 | 6.3535 | 49 | 86.845 | 60 | EZpaque | [5] | [0] | 0 | 5 | 75 | normal | none | 6.4065 | 2.9016 | 18.5892 | 27.8185 | 12.5996 | 350.5019 | 1.3358e-13 | 0.016846 | 0.62935 | 0.037113 | 0.0018182 | 2.7381 | 0.0071749 | 0.00028616 | 0.080192 | 0.0066797 | 0.42676 | 0.01775 | 0.19433 | 1.0159 | 4.0577 | 0.007582 | 4.2925 | 0.0018388 | 0.022759 | 0.018795 | 0.31184 | 4.5607 | 0.00068068 | 0.49775 | 0.52849 | 0.40077 | 0.48678 | 0.27629 | 0.0006033 | 0.91295 | 0.48062
1f37113 | UGI | 2 | 05f_109019_419x230x572.dat | 0.0850;0.0850;0.1928 | 419;230;572 | (-0.1602;73.5575;39.0280) | 80 | 2.9 | 44 | 86.845 | 60 | EZpaque | [5] | [0] | 0 | 5 | 75 | normal | none | 6.4065 | 2.9016 | 18.5892 | 27.8185 | 12.5996 | 350.5019 | 1.929e-13 | 0.0085801 | 0.34519 | 0.023237 | 0.0010094 | 1.8165 | 0.0035483 | 3.9023e-05 | 0.04247 | 0.003645 | 0.25791 | 0.0090456 | 0.11207 | 0.68637 | 3.0963 | 0.0039267 | 3.0756 | 0.00096537 | 0.011503 | 0.0096853 | 0.17906 | 3.4205 | 0.00018109 | 0.30213 | 0.30965 | 0.27191 | 0.34611 | 0.24016 | 0.00040009 | 0.63657 | 0.33452
1f37113 | UGI | 2 | 05f_109019_419x230x572.dat | 0.0850;0.0850;0.1928 | 419;230;572 | (-0.1602;73.5575;39.0280) | 80 | 7.702 | 57 | 86.845 | 60 | EZpaque | [5] | [0] | 0 | 5 | 75 | normal | none | 6.4065 | 2.9016 | 18.5892 | 27.8185 | 12.5996 | 350.5019 | 1.2896e-13 | 0.02278 | 0.73186 | 0.04433 | 0.0024409 | 2.972 | 0.0087207 | 0.00073676 | 0.0968 | 0.0096226 | 0.46085 | 0.023876 | 0.21685 | 1.0645 | 4.2589 | 0.011001 | 4.4676 | 0.0029401 | 0.027695 | 0.024781 | 0.34291 | 4.6099 | 0.00072429 | 0.57052 | 0.6069 | 0.42346 | 0.51083 | 0.28238 | 0.00053 | 0.97647 | 0.50915
1f37113 | UGI | 2 | 05f_109019_419x230x572.dat | 0.0850;0.0850;0.1928 | 419;230;572 | (-0.1602;73.5575;39.0280) | 80 | 8.502 | 60 | 86.845 | 60 | EZpaque | [5] | [0] | 0 | 5 | 75 | normal | none | 6.4065 | 2.9016 | 18.5892 | 27.8185 | 12.5996 | 350.5019 | 1.2577e-13 | 0.026842 | 0.77968 | 0.048243 | 0.0028483 | 3.0888 | 0.010141 | 0.00082381 | 0.10455 | 0.010963 | 0.50249 | 0.026489 | 0.22886 | 1.0841 | 4.383 | 0.011805 | 4.5726 | 0.0032166 | 0.030491 | 0.026799 | 0.35994 | 4.6565 | 0.00056799 | 0.60385 | 0.6437 | 0.44257 | 0.52468 | 0.28616 | 0.0012067 | 1.0106 | 0.52413
1f37113 | UGI | 3 | 05f_109019_419x230x572.dat | 0.0850;0.0850;0.1928 | 419;230;572 | (-0.1602;73.5575;39.0280) | 110 | 3.9 | 52 | 86.845 | 60 | EZpaque | [5,133,110] | [30,30,100] | 0 | 10 | 75 | normal | none | 6.4065 | 2.9016 | 18.5892 | 27.8185 | 12.5996 | 350.5019 | 1.7246e-13 | 0.013292 | 0.4628 | 0.026394 | 0.0014473 | 2.1376 | 0.0059323 | 0.00044977 | 0.05365 | 0.0050775 | 0.30352 | 0.012827 | 0.13156 | 8.7897 | 8.4772 | 0.0062292 | 3.3379 | 0.0015787 | 0.015859 | 0.013777 | 0.20199 | 3.6352 | 0.00038831 | 0.38154 | 0.39261 | 0.30564 | 0.38543 | 0.24941 | 0.00050061 | 1.7323 | 0.81643
1f37113 | UGI | 3 | 05f_109019_419x230x572.dat | 0.0850;0.0850;0.1928 | 419;230;572 | (-0.1602;73.5575;39.0280) | 110 | 7.85 | 62 | 86.845 | 60 | EZpaque | [5,133,110] | [30,30,100] | 0 | 10 | 75 | normal | none | 6.4065 | 2.9016 | 18.5892 | 27.8185 | 12.5996 | 350.5019 | 1.3775e-13 | 0.020133 | 0.70942 | 0.040071 | 0.0025476 | 2.8754 | 0.010557 | 0.00089407 | 0.084514 | 0.0094133 | 0.47838 | 0.021415 | 0.19142 | 13.7508 | 12.3832 | 0.010152 | 4.1633 | 0.00272 | 0.026443 | 0.022204 | 0.28943 | 4.3107 | 0.00062566 | 0.55381 | 0.57757 | 0.40104 | 0.48587 | 0.2746 | 0.00059528 | 2.5536 | 1.1843
1f37113 | UGI | 3 | 05f_109019_419x230x572.dat | 0.0850;0.0850;0.1928 | 419;230;572 | (-0.1602;73.5575;39.0280) | 110 | 9.9905 | 69 | 86.845 | 60 | EZpaque | [5,133,110] | [30,30,100] | 0 | 10 | 75 | normal | none | 6.4065 | 2.9016 | 18.5892 | 27.8185 | 12.5996 | 350.5019 | 1.332e-13 | 0.025353 | 0.80367 | 0.048371 | 0.0030861 | 3.1296 | 0.012472 | 0.00082897 | 0.09518 | 0.011982 | 0.49286 | 0.026272 | 0.21079 | 15.8693 | 13.7897 | 0.012411 | 4.366 | 0.0034926 | 0.031549 | 0.025957 | 0.3154 | 4.38 | 0.00095442 | 0.62013 | 0.64534 | 0.42556 | 0.51305 | 0.27987 | 0.0018179 | 2.8716 | 1.3257
1f37113 | UGI | 3 | 05f_109019_419x230x572.dat | 0.0850;0.0850;0.1928 | 419;230;572 | (-0.1602;73.5575;39.0280) | 60 | 2.5 | 38 | 86.845 | 60 | EZpaque | [5,133,110] | [30,30,100] | 0 | 10 | 75 | normal | none | 6.4065 | 2.9016 | 18.5892 | 27.8185 | 12.5996 | 350.5019 | 2.1545e-13 | 0.0049733 | 0.25212 | 0.016771 | 0.00054375 | 1.5343 | 0.0014818 | 0 | 0.027533 | 0.0017091 | 0.20614 | 0.0046772 | 0.081458 | 4.4187 | 5.12 | 0.0019247 | 2.6915 | 0.00051822 | 0.0075531 | 0.0058937 | 0.12647 | 3.1692 | 0.00011904 | 0.23622 | 0.23599 | 0.23061 | 0.30565 | 0.23025 | 2.5676e-06 | 1.0237 | 0.50155
1f37113 | UGI | 3 | 05f_109019_419x230x572.dat | 0.0850;0.0850;0.1928 | 419;230;572 | (-0.1602;73.5575;39.0280) | 60 | 5.7448 | 47 | 86.845 | 60 | EZpaque | [5,133,110] | [30,30,100] | 0 | 10 | 75 | normal | none | 6.4065 | 2.9016 | 18.5892 | 27.8185 | 12.5996 | 350.5019 | 1.399e-13 | 0.013411 | 0.56735 | 0.032833 | 0.001322 | 2.5359 | 0.0056721 | 0.00047347 | 0.065564 | 0.0052863 | 0.39096 | 0.01348 | 0.16601 | 10.0622 | 10.2065 | 0.0058947 | 3.9361 | 0.001444 | 0.019377 | 0.015269 | 0.25613 | 4.3423 | 0.00044395 | 0.45148 | 0.47525 | 0.36835 | 0.45557 | 0.26828 | 0.0001776 | 2.0397 | 0.95404
1f37113 | UGI | 3 | 05f_109019_419x230x572.dat | 0.0850;0.0850;0.1928 | 419;230;572 | (-0.1602;73.5575;39.0280) | 60 | 6.3535 | 49 | 86.845 | 60 | EZpaque | [5,133,110] | [30,30,100] | 0 | 10 | 75 | normal | none | 6.4065 | 2.9016 | 18.5892 | 27.8185 | 12.5996 | 350.5019 | 1.3358e-13 | 0.015412 | 0.62172 | 0.034039 | 0.0017001 | 2.7017 | 0.0066225 | 0.00028616 | 0.072273 | 0.0060377 | 0.41248 | 0.015546 | 0.17921 | 11.2397 | 11.1573 | 0.0069576 | 4.0885 | 0.0017146 | 0.021691 | 0.017792 | 0.27724 | 4.4638 | 0.0006196 | 0.48622 | 0.51518 | 0.38452 | 0.47447 | 0.27295 | 0.00027542 | 2.2342 | 1.0382
1f37113 | UGI | 3 | 05f_109019_419x230x572.dat | 0.0850;0.0850;0.1928 | 419;230;572 | (-0.1602;73.5575;39.0280) | 80 | 2.9 | 44 | 86.845 | 60 | EZpaque | [5,133,110] | [30,30,100] | 0 | 10 | 75 | normal | none | 6.4065 | 2.9016 | 18.5892 | 27.8185 | 12.5996 | 350.5019 | 1.929e-13 | 0.0076858 | 0.34139 | 0.021225 | 0.00092872 | 1.7877 | 0.0032325 | 3.9023e-05 | 0.038308 | 0.0033358 | 0.25132 | 0.0079378 | 0.10371 | 6.3292 | 6.648 | 0.0037102 | 2.9569 | 0.00090041 | 0.010857 | 0.0091566 | 0.16169 | 3.3535 | 0.00012764 | 0.29605 | 0.30272 | 0.26159 | 0.33863 | 0.23835 | 0.00040009 | 1.3362 | 0.63811
1f37113 | UGI | 3 | 05f_109019_419x230x572.dat | 0.0850;0.0850;0.1928 | 419;230;572 | (-0.1602;73.5575;39.0280) | 80 | 7.702 | 57 | 86.845 | 60 | EZpaque | [5,133,110] | [30,30,100] | 0 | 10 | 75 | normal | none | 6.4065 | 2.9016 | 18.5892 | 27.8185 | 12.5996 | 350.5019 | 1.2896e-13 | 0.020813 | 0.72152 | 0.043318 | 0.0022645 | 2.9295 | 0.0078646 | 0.00085587 | 0.085959 | 0.0086517 | 0.43847 | 0.020813 | 0.19914 | 14.128 | 12.9881 | 0.010265 | 4.2569 | 0.0026589 | 0.025824 | 0.022789 | 0.30381 | 4.4843 | 0.00067577 | 0.55643 | 0.59047 | 0.40842 | 0.49776 | 0.27852 | 0.00053 | 2.6399 | 1.2196
1f37113 | UGI | 3 | 05f_109019_419x230x572.dat | 0.0850;0.0850;0.1928 | 419;230;572 | (-0.1602;73.5575;39.0280) | 80 | 8.502 | 60 | 86.845 | 60 | EZpaque | [5,133,110] | [30,30,100] | 0 | 10 | 75 | normal | none | 6.4065 | 2.9016 | 18.5892 | 27.8185 | 12.5996 | 350.5019 | 1.2577e-13 | 0.024248 | 0.76823 | 0.045945 | 0.0026216 | 3.0375 | 0.0088042 | 0.00082381 | 0.092559 | 0.0098164 | 0.47173 | 0.023123 | 0.21 | 15.3194 | 13.8198 | 0.011063 | 4.3587 | 0.0028808 | 0.028326 | 0.024416 | 0.31735 | 4.5376 | 0.00050038 | 0.58858 | 0.62584 | 0.42566 | 0.51115 | 0.2821 | 0.0010362 | 2.8166 | 1.2982
1f37113 | UGI | 4 | 05f_109019_419x230x572.dat | 0.0850;0.0850;0.1928 | 419;230;572 | (-0.1602;73.5575;30.4139) | 110 | 3.9 | 52 | 86.845 | 60 | EZpaque | [5,133,110,73] | [10,10,100,10] | 1 | 10 | 75 | normal | none | 6.4065 | 6.5236 | 41.7932 | 27.8185 | 28.327 | 788.0158 | 2.325e-13 | 0.29769 | 0.095994 | 1.1608 | 0.015363 | 0.46141 | 0.07304 | 0.0038845 | 1.1427 | 0.083977 | 0.063182 | 0.23901 | 1.2221 | 14.0011 | 2.5257 | 0.087246 | 1.5809 | 0.018542 | 0.49999 | 0.48184 | 0.93082 | 1.9626 | 0.0030747 | 0.30023 | 0.44422 | 0.29552 | 0.28543 | 0.26652 | 0.0049913 | 1.5885 | 1.2447
1f37113 | UGI | 4 | 05f_109019_419x230x572.dat | 0.0850;0.0850;0.1928 | 419;230;572 | (-0.1602;73.5575;30.4139) | 110 | 7.85 | 62 | 86.845 | 60 | EZpaque | [5,133,110,73] | [10,10,100,10] | 1 | 10 | 75 | normal | none | 6.4065 | 6.5236 | 41.7932 | 27.8185 | 28.327 | 788.0158 | 1.8568e-13 | 0.45088 | 0.15326 | 1.3845 | 0.026037 | 0.64805 | 0.12167 | 0.007974 | 1.5665 | 0.13445 | 0.084899 | 0.37066 | 1.5878 | 22.5772 | 3.4382 | 0.14032 | 1.9703 | 0.031628 | 0.67428 | 0.65414 | 1.3186 | 2.4159 | 0.0050309 | 0.43051 | 0.63798 | 0.38939 | 0.36207 | 0.29572 | 0.0067186 | 2.4463 | 1.8295
1f37113 | UGI | 4 | 05f_109019_419x230x572.dat | 0.0850;0.0850;0.1928 | 419;230;572 | (-0.1602;73.5575;30.4139) | 110 | 9.9905 | 69 | 86.845 | 60 | EZpaque | [5,133,110,73] | [10,10,100,10] | 1 | 10 | 75 | normal | none | 6.4065 | 6.5236 | 41.7932 | 27.8185 | 28.327 | 788.0158 | 1.7953e-13 | 0.49126 | 0.17747 | 1.4518 | 0.03125 | 0.71176 | 0.13791 | 0.0092348 | 1.6809 | 0.15646 | 0.095935 | 0.42302 | 1.6745 | 26.4595 | 3.7463 | 0.16114 | 2.0592 | 0.0383 | 0.71148 | 0.6975 | 1.4345 | 2.517 | 0.0069249 | 0.47943 | 0.70249 | 0.41871 | 0.3819 | 0.30179 | 0.0089925 | 2.8078 | 2.0665
1f37113 | UGI | 4 | 05f_109019_419x230x572.dat | 0.0850;0.0850;0.1928 | 419;230;572 | (-0.1602;73.5575;30.4139) | 60 | 2.5 | 38 | 86.845 | 60 | EZpaque | [5,133,110,73] | [10,10,100,10] | 1 | 10 | 75 | normal | none | 6.4065 | 6.5236 | 41.7932 | 27.8185 | 28.327 | 788.0158 | 2.9051e-13 | 0.17837 | 0.046412 | 0.96999 | 0.0059506 | 0.30671 | 0.030709 | 0.00078211 | 0.79474 | 0.03993 | 0.026733 | 0.1271 | 0.93484 | 6.3551 | 1.7331 | 0.041902 | 1.2792 | 0.00687 | 0.36336 | 0.34403 | 0.61902 | 1.6319 | 0.00089687 | 0.19086 | 0.28181 | 0.22054 | 0.22496 | 0.24404 | 0.0010254 | 0.83483 | 0.73684
1f37113 | UGI | 4 | 05f_109019_419x230x572.dat | 0.0850;0.0850;0.1928 | 419;230;572 | (-0.1602;73.5575;30.4139) | 60 | 5.7448 | 47 | 86.845 | 60 | EZpaque | [5,133,110,73] | [10,10,100,10] | 1 | 10 | 75 | normal | none | 6.4065 | 6.5236 | 41.7932 | 27.8185 | 28.327 | 788.0158 | 1.8863e-13 | 0.37621 | 0.11368 | 1.271 | 0.015933 | 0.56122 | 0.079984 | 0.0047496 | 1.4456 | 0.098327 | 0.071242 | 0.28974 | 1.5063 | 15.666 | 3.0173 | 0.10153 | 1.8665 | 0.018815 | 0.64318 | 0.60395 | 1.1737 | 2.394 | 0.0027537 | 0.35662 | 0.54758 | 0.35655 | 0.34062 | 0.29087 | 0.0045099 | 1.8294 | 1.4327
1f37113 | UGI | 4 | 05f_109019_419x230x572.dat | 0.0850;0.0850;0.1928 | 419;230;572 | (-0.1602;73.5575;30.4139) | 60 | 6.3535 | 49 | 86.845 | 60 | EZpaque | [5,133,110,73] | [10,10,100,10] | 1 | 10 | 75 | normal | none | 6.4065 | 6.5236 | 41.7932 | 27.8185 | 28.327 | 788.0158 | 1.801e-13 | 0.4086 | 0.12656 | 1.3091 | 0.01794 | 0.60598 | 0.092924 | 0.0049053 | 1.5308 | 0.11058 | 0.073791 | 0.31811 | 1.5754 | 17.6432 | 3.2414 | 0.11281 | 1.9394 | 0.021724 | 0.67861 | 0.63941 | 1.2513 | 2.4866 | 0.0033087 | 0.38238 | 0.58975 | 0.3731 | 0.35518 | 0.29643 | 0.0043504 | 2.0259 | 1.562
1f37113 | UGI | 4 | 05f_109019_419x230x572.dat | 0.0850;0.0850;0.1928 | 419;230;572 | (-0.1602;73.5575;30.4139) | 80 | 2.9 | 44 | 86.845 | 60 | EZpaque | [5,133,110,73] | [10,10,100,10] | 1 | 10 | 75 | normal | none | 6.4065 | 6.5236 | 41.7932 | 27.8185 | 28.327 | 788.0158 | 2.601e-13 | 0.23045 | 0.067337 | 1.0383 | 0.0094696 | 0.37729 | 0.044349 | 0.002961 | 0.94654 | 0.05834 | 0.043765 | 0.1741 | 1.0547 | 9.6403 | 2.0761 | 0.060928 | 1.4003 | 0.01134 | 0.42396 | 0.4042 | 0.75142 | 1.7838 | 0.0017431 | 0.23564 | 0.35196 | 0.25242 | 0.25017 | 0.25376 | 0.0016303 | 1.159 | 0.95312
1f37113 | UGI | 4 | 05f_109019_419x230x572.dat | 0.0850;0.0850;0.1928 | 419;230;572 | (-0.1602;73.5575;30.4139) | 80 | 7.702 | 57 | 86.845 | 60 | EZpaque | [5,133,110,73] | [10,10,100,10] | 1 | 10 | 75 | normal | none | 6.4065 | 6.5236 | 41.7932 | 27.8185 | 28.327 | 788.0158 | 1.7383e-13 | 0.45345 | 0.15399 | 1.3867 | 0.024568 | 0.65902 | 0.1225 | 0.006929 | 1.6282 | 0.13554 | 0.095131 | 0.37273 | 1.6423 | 22.8804 | 3.6133 | 0.14046 | 2.0177 | 0.030038 | 0.70837 | 0.67938 | 1.3513 | 2.5198 | 0.0047918 | 0.43275 | 0.66006 | 0.398 | 0.37208 | 0.30063 | 0.0060379 | 2.4938 | 1.8621
1f37113 | UGI | 4 | 05f_109019_419x230x572.dat | 0.0850;0.0850;0.1928 | 419;230;572 | (-0.1602;73.5575;30.4139) | 80 | 8.502 | 60 | 86.845 | 60 | EZpaque | [5,133,110,73] | [10,10,100,10] | 1 | 10 | 75 | normal | none | 6.4065 | 6.5236 | 41.7932 | 27.8185 | 28.327 | 788.0158 | 1.6953e-13 | 0.47918 | 0.16609 | 1.4269 | 0.027551 | 0.69144 | 0.12484 | 0.008218 | 1.6869 | 0.14623 | 0.098413 | 0.39876 | 1.6868 | 25.0239 | 3.7986 | 0.15147 | 2.0683 | 0.033718 | 0.73002 | 0.702 | 1.4108 | 2.5539 | 0.0055281 | 0.45614 | 0.69476 | 0.41437 | 0.38221 | 0.30392 | 0.0063499 | 2.6929 | 1.9914
1f37113 | UGI | 5 | 05f_109019_419x230x572.dat | 0.0850;0.0850;0.1928 | 419;230;572 | (0.1254;69.2650;29.6645) | 110 | 3.9 | 52 | 83.87 | 60 | EZpaque | [110,73] | [100,60] | 1 | 10 | 75 | normal | none | 5.436 | 6.474 | 35.1925 | 22.7958 | 27.1486 | 618.876 | 2.2802e-13 | 0.57995 | 0.069849 | 0.39804 | 0.020728 | 0.28796 | 0.15437 | 0.0063872 | 1.1506 | 0.14519 | 0.047759 | 0.63017 | 2.3442 | 23.5169 | 0.32142 | 0.10589 | 1.5048 | 0.027058 | 0.77261 | 0.46483 | 0.99356 | 1.2243 | 0.0047492 | 0.48742 | 0.78685 | 0.30595 | 0.37171 | 0.31579 | 0.0058929 | 2.1713 | 1.7487
1f37113 | UGI | 5 | 05f_109019_419x230x572.dat | 0.0850;0.0850;0.1928 | 419;230;572 | (0.1254;69.2650;29.6645) | 110 | 7.85 | 62 | 83.87 | 60 | EZpaque | [110,73] | [100,60] | 1 | 10 | 75 | normal | none | 5.436 | 6.474 | 35.1925 | 22.7958 | 27.1486 | 618.876 | 1.821e-13 | 0.81279 | 0.11261 | 0.62735 | 0.035477 | 0.43247 | 0.23123 | 0.0079731 | 1.6719 | 0.22489 | 0.052459 | 0.90209 | 3.0403 | 38.6645 | 0.51885 | 0.16651 | 1.9673 | 0.046241 | 1.0012 | 0.65535 | 1.4788 | 1.7993 | 0.007844 | 0.67525 | 1.0941 | 0.43276 | 0.46943 | 0.35055 | 0.010185 | 3.5036 | 2.7153
1f37113 | UGI | 5 | 05f_109019_419x230x572.dat | 0.0850;0.0850;0.1928 | 419;230;572 | (0.1254;69.2650;29.6645) | 110 | 9.9905 | 69 | 83.87 | 60 | EZpaque | [110,73] | [100,60] | 1 | 10 | 75 | normal | none | 5.436 | 6.474 | 35.1925 | 22.7958 | 27.1486 | 618.876 | 1.7607e-13 | 0.87165 | 0.13102 | 0.72108 | 0.04267 | 0.48874 | 0.28495 | 0.013214 | 1.8407 | 0.25629 | 0.074204 | 0.9903 | 3.1883 | 45.2439 | 0.61033 | 0.19253 | 2.087 | 0.055889 | 1.0486 | 0.71274 | 1.649 | 2.0009 | 0.0092748 | 0.7379 | 1.182 | 0.47813 | 0.49294 | 0.35758 | 0.014175 | 4.0702 | 3.1051
1f37113 | UGI | 5 | 05f_109019_419x230x572.dat | 0.0850;0.0850;0.1928 | 419;230;572 | (0.1254;69.2650;29.6645) | 60 | 2.5 | 38 | 83.87 | 60 | EZpaque | [110,73] | [100,60] | 1 | 10 | 75 | normal | none | 5.436 | 6.474 | 35.1925 | 22.7958 | 27.1486 | 618.876 | 2.849e-13 | 0.38529 | 0.032515 | 0.21372 | 0.0078322 | 0.16038 | 0.073608 | 0.0015447 | 0.73215 | 0.075447 | 0.010734 | 0.40502 | 1.8087 | 10.0242 | 0.15596 | 0.050256 | 1.1395 | 0.010081 | 0.59052 | 0.30846 | 0.5874 | 0.75135 | 0.001182 | 0.33301 | 0.53451 | 0.20032 | 0.29494 | 0.28868 | 0.0017159 | 0.99246 | 0.90705
1f37113 | UGI | 5 | 05f_109019_419x230x572.dat | 0.0850;0.0850;0.1928 | 419;230;572 | (0.1254;69.2650;29.6645) | 60 | 5.7448 | 47 | 83.87 | 60 | EZpaque | [110,73] | [100,60] | 1 | 10 | 75 | normal | none | 5.436 | 6.474 | 35.1925 | 22.7958 | 27.1486 | 618.876 | 1.8499e-13 | 0.73635 | 0.082014 | 0.4571 | 0.022474 | 0.34592 | 0.1742 | 0.0048488 | 1.4474 | 0.17964 | 0.041829 | 0.7843 | 2.9276 | 27.207 | 0.3775 | 0.12548 | 1.8274 | 0.029178 | 0.96798 | 0.58105 | 1.2238 | 1.5362 | 0.0034482 | 0.58773 | 0.98643 | 0.37801 | 0.44634 | 0.34627 | 0.0055672 | 2.5379 | 2.0677
1f37113 | UGI | 5 | 05f_109019_419x230x572.dat | 0.0850;0.0850;0.1928 | 419;230;572 | (0.1254;69.2650;29.6645) | 60 | 6.3535 | 49 | 83.87 | 60 | EZpaque | [110,73] | [100,60] | 1 | 10 | 75 | normal | none | 5.436 | 6.474 | 35.1925 | 22.7958 | 27.1486 | 618.876 | 1.7663e-13 | 0.79448 | 0.091847 | 0.50041 | 0.025678 | 0.37438 | 0.21338 | 0.0054016 | 1.553 | 0.19775 | 0.038581 | 0.84096 | 3.0574 | 30.956 | 0.41571 | 0.14083 | 1.9115 | 0.033263 | 1.0161 | 0.61761 | 1.3196 | 1.6725 | 0.0042528 | 0.6243 | 1.0533 | 0.40229 | 0.46479 | 0.35264 | 0.0064066 | 2.8625 | 2.296
1f37113 | UGI | 5 | 05f_109019_419x230x572.dat | 0.0850;0.0850;0.1928 | 419;230;572 | (0.1254;69.2650;29.6645) | 80 | 2.9 | 44 | 83.87 | 60 | EZpaque | [110,73] | [100,60] | 1 | 10 | 75 | normal | none | 5.436 | 6.474 | 35.1925 | 22.7958 | 27.1486 | 618.876 | 2.5508e-13 | 0.47221 | 0.048327 | 0.28489 | 0.012877 | 0.21418 | 0.1027 | 0.0038328 | 0.91138 | 0.10555 | 0.023588 | 0.50056 | 2.0358 | 15.9839 | 0.22081 | 0.073661 | 1.2885 | 0.017068 | 0.6691 | 0.37618 | 0.75609 | 0.95215 | 0.0019975 | 0.39684 | 0.64527 | 0.24341 | 0.3272 | 0.30049 | 0.0028942 | 1.5099 | 1.2747
1f37113 | UGI | 5 | 05f_109019_419x230x572.dat | 0.0850;0.0850;0.1928 | 419;230;572 | (0.1254;69.2650;29.6645) | 80 | 7.702 | 57 | 83.87 | 60 | EZpaque | [110,73] | [100,60] | 1 | 10 | 75 | normal | none | 5.436 | 6.474 | 35.1925 | 22.7958 | 27.1486 | 618.876 | 1.7049e-13 | 0.84586 | 0.11344 | 0.60678 | 0.033972 | 0.43746 | 0.24984 | 0.0085096 | 1.7106 | 0.23215 | 0.052211 | 0.92756 | 3.16 | 39.8698 | 0.51106 | 0.17125 | 2.0062 | 0.045106 | 1.0523 | 0.6757 | 1.4962 | 1.8537 | 0.0071165 | 0.68634 | 1.1456 | 0.44316 | 0.48404 | 0.35802 | 0.0097349 | 3.6076 | 2.7957
1f37113 | UGI | 5 | 05f_109019_419x230x572.dat | 0.0850;0.0850;0.1928 | 419;230;572 | (0.1254;69.2650;29.6645) | 80 | 8.502 | 60 | 83.87 | 60 | EZpaque | [110,73] | [100,60] | 1 | 10 | 75 | normal | none | 5.436 | 6.474 | 35.1925 | 22.7958 | 27.1486 | 618.876 | 1.6627e-13 | 0.88436 | 0.12301 | 0.65142 | 0.037517 | 0.46873 | 0.26964 | 0.012689 | 1.7976 | 0.24883 | 0.059315 | 0.97193 | 3.2371 | 43.6671 | 0.54669 | 0.18385 | 2.0662 | 0.049779 | 1.0787 | 0.70537 | 1.5807 | 1.9489 | 0.0076305 | 0.71704 | 1.1954 | 0.46425 | 0.49619 | 0.36161 | 0.011468 | 3.9299 | 3.0157
1f37113 | UGI | 6 | 05f_109019_419x230x572.dat | 0.0850;0.0850;0.1928 | 419;230;572 | (0.8363;73.4725;14.0821) | 110 | 3.9 | 52 | 87.015 | 60 | EZpaque | [73,75] | [100,10] | 1 | 10 | 75 | normal | none | 5.5284 | 4.4072 | 24.3646 | 24.0526 | 19.1745 | 461.1974 | 2.2371e-13 | 1.4106 | 0.0023641 | 0.28156 | 1.3848 | 0.0064361 | 2.7844 | 0.15745 | 0.36973 | 1.9886 | 0.0028394 | 2.8679 | 0.23534 | 0.26744 | 0.012992 | 0.68992 | 0.013075 | 1.1461 | 0.297 | 0.41323 | 0.090467 | 0.037648 | 0.10216 | 0.20858 | 0.3328 | 0.81955 | 0.20698 | 0.3955 | 0.15139 | 0.6773 | 0.53513
1f37113 | UGI | 6 | 05f_109019_419x230x572.dat | 0.0850;0.0850;0.1928 | 419;230;572 | (0.8363;73.4725;14.0821) | 110 | 7.85 | 62 | 87.015 | 60 | EZpaque | [73,75] | [100,10] | 1 | 10 | 75 | normal | none | 5.5284 | 4.4072 | 24.3646 | 24.0526 | 19.1745 | 461.1974 | 1.7866e-13 | 2.0414 | 0.0042981 | 0.39905 | 1.7489 | 0.009951 | 3.8077 | 0.25816 | 0.57255 | 2.6896 | 0.0089513 | 3.7614 | 0.34965 | 0.42727 | 0.019873 | 1.0859 | 0.022448 | 1.5984 | 0.49209 | 0.65601 | 0.14849 | 0.055243 | 0.16592 | 0.30717 | 0.49325 | 1.0263 | 0.26873 | 0.43553 | 0.24106 | 0.9499 | 0.73588
1f37113 | UGI | 6 | 05f_109019_419x230x572.dat | 0.0850;0.0850;0.1928 | 419;230;572 | (0.8363;73.4725;14.0821) | 110 | 9.9905 | 69 | 87.015 | 60 | EZpaque | [73,75] | [100,10] | 1 | 10 | 75 | normal | none | 5.5284 | 4.4072 | 24.3646 | 24.0526 | 19.1745 | 461.1974 | 1.7273e-13 | 2.2528 | 0.0054435 | 0.44438 | 1.8307 | 0.012715 | 4.0611 | 0.30236 | 0.65003 | 2.8771 | 0.00608 | 3.9623 | 0.38862 | 0.49001 | 0.025649 | 1.2363 | 0.026902 | 1.7308 | 0.57746 | 0.75603 | 0.17326 | 0.068627 | 0.19441 | 0.34654 | 0.55281 | 1.081 | 0.28587 | 0.44195 | 0.27777 | 1.0336 | 0.79905
1f37113 | UGI | 6 | 05f_109019_419x230x572.dat | 0.0850;0.0850;0.1928 | 419;230;572 | (0.8363;73.4725;14.0821) | 60 | 2.5 | 38 | 87.015 | 60 | EZpaque | [73,75] | [100,10] | 1 | 10 | 75 | normal | none | 5.5284 | 4.4072 | 24.3646 | 24.0526 | 19.1745 | 461.1974 | 2.7951e-13 | 0.88995 | 0.00065672 | 0.18315 | 1.0983 | 0.0019883 | 1.9636 | 0.07658 | 0.19492 | 1.426 | 0.0019934 | 2.1691 | 0.13885 | 0.13183 | 0.0052728 | 0.36006 | 0.0052499 | 0.77586 | 0.13065 | 0.20047 | 0.040467 | 0.015173 | 0.046546 | 0.12465 | 0.1959 | 0.65796 | 0.15733 | 0.36544 | 0.066062 | 0.45364 | 0.37019
1f37113 | UGI | 6 | 05f_109019_419x230x572.dat | 0.0850;0.0850;0.1928 | 419;230;572 | (0.8363;73.4725;14.0821) | 60 | 5.7448 | 47 | 87.015 | 60 | EZpaque | [73,75] | [100,10] | 1 | 10 | 75 | normal | none | 5.5284 | 4.4072 | 24.3646 | 24.0526 | 19.1745 | 461.1974 | 1.815e-13 | 1.7651 | 0.0020751 | 0.33866 | 1.6801 | 0.0058887 | 3.5397 | 0.18642 | 0.4575 | 2.4889 | 0.002514 | 3.5882 | 0.29709 | 0.33344 | 0.014994 | 0.84898 | 0.013902 | 1.4277 | 0.3446 | 0.49835 | 0.1067 | 0.039254 | 0.11988 | 0.24546 | 0.40264 | 0.96922 | 0.24854 | 0.43216 | 0.17299 | 0.84292 | 0.65496
1f37113 | UGI | 6 | 05f_109019_419x230x572.dat | 0.0850;0.0850;0.1928 | 419;230;572 | (0.8363;73.4725;14.0821) | 60 | 6.3535 | 49 | 87.015 | 60 | EZpaque | [73,75] | [100,10] | 1 | 10 | 75 | normal | none | 5.5284 | 4.4072 | 24.3646 | 24.0526 | 19.1745 | 461.1974 | 1.733e-13 | 1.8861 | 0.0024432 | 0.35676 | 1.7513 | 0.006741 | 3.7588 | 0.21086 | 0.50359 | 2.6267 | 0.004535 | 3.7602 | 0.32344 | 0.36699 | 0.018067 | 0.93423 | 0.015939 | 1.52 | 0.38604 | 0.55643 | 0.12094 | 0.048928 | 0.13389 | 0.26594 | 0.43867 | 1.0106 | 0.26065 | 0.43976 | 0.19216 | 0.89941 | 0.69663
1f37113 | UGI | 6 | 05f_109019_419x230x572.dat | 0.0850;0.0850;0.1928 | 419;230;572 | (0.8363;73.4725;14.0821) | 80 | 2.9 | 44 | 87.015 | 60 | EZpaque | [73,75] | [100,10] | 1 | 10 | 75 | normal | none | 5.5284 | 4.4072 | 24.3646 | 24.0526 | 19.1745 | 461.1974 | 2.5025e-13 | 1.1092 | 0.0013062 | 0.22593 | 1.2179 | 0.0035135 | 2.31 | 0.11199 | 0.2691 | 1.6644 | 0.0019689 | 2.4679 | 0.18077 | 0.19099 | 0.0087936 | 0.50006 | 0.0079673 | 0.93347 | 0.19996 | 0.28982 | 0.06191 | 0.023017 | 0.071805 | 0.15925 | 0.25478 | 0.72722 | 0.17813 | 0.3783 | 0.10048 | 0.54825 | 0.44016
1f37113 | UGI | 6 | 05f_109019_419x230x572.dat | 0.0850;0.0850;0.1928 | 419;230;572 | (0.8363;73.4725;14.0821) | 80 | 7.702 | 57 | 87.015 | 60 | EZpaque | [73,75] | [100,10] | 1 | 10 | 75 | normal | none | 5.5284 | 4.4072 | 24.3646 | 24.0526 | 19.1745 | 461.1974 | 1.6727e-13 | 2.0996 | 0.0038314 | 0.3958 | 1.8159 | 0.0095408 | 3.945 | 0.25412 | 0.58573 | 2.7876 | 0.0032394 | 3.9176 | 0.36338 | 0.42916 | 0.018744 | 1.0928 | 0.021324 | 1.6513 | 0.48406 | 0.65929 | 0.14881 | 0.055666 | 0.16865 | 0.30775 | 0.50616 | 1.056 | 0.27625 | 0.44429 | 0.24606 | 0.9773 | 0.75525
1f37113 | UGI | 6 | 05f_109019_419x230x572.dat | 0.0850;0.0850;0.1928 | 419;230;572 | (0.8363;73.4725;14.0821) | 80 | 8.502 | 60 | 87.015 | 60 | EZpaque | [73,75] | [100,10] | 1 | 10 | 75 | normal | none | 5.5284 | 4.4072 | 24.3646 | 24.0526 | 19.1745 | 461.1974 | 1.6313e-13 | 2.1937 | 0.0043337 | 0.42132 | 1.8568 | 0.0099463 | 4.0714 | 0.28155 | 0.62344 | 2.8848 | 0.0062394 | 4.0251 | 0.38441 | 0.45933 | 0.020383 | 1.1674 | 0.023621 | 1.7192 | 0.52505 | 0.7108 | 0.16374 | 0.063417 | 0.17966 | 0.32686 | 0.53794 | 1.0868 | 0.28517 | 0.44803 | 0.27251 | 1.0191 | 0.78808
1f37113 | UGI | 7 | 05f_109019_419x230x572.dat | 0.0850;0.0850;0.1928 | 419;230;572 | (0.8363;73.4725;14.0821) | 110 | 3.9 | 52 | 87.015 | 60 | EZpaque | [73,75] | [90,20] | 1 | 10 | 75 | normal | none | 5.5284 | 4.4072 | 24.3646 | 24.0526 | 19.1745 | 461.1974 | 2.2371e-13 | 1.4106 | 0.0023607 | 0.28157 | 1.3724 | 0.0064942 | 2.781 | 0.14215 | 0.36941 | 1.983 | 0.0028394 | 2.8661 | 0.23517 | 0.26757 | 0.012886 | 0.68277 | 0.013046 | 1.0974 | 0.29634 | 0.41367 | 0.090391 | 0.037813 | 0.094423 | 0.20702 | 0.33027 | 0.81453 | 0.20612 | 0.39503 | 0.14127 | 0.67482 | 0.53158
1f37113 | UGI | 7 | 05f_109019_419x230x572.dat | 0.0850;0.0850;0.1928 | 419;230;572 | (0.8363;73.4725;14.0821) | 110 | 7.85 | 62 | 87.015 | 60 | EZpaque | [73,75] | [90,20] | 1 | 10 | 75 | normal | none | 5.5284 | 4.4072 | 24.3646 | 24.0526 | 19.1745 | 461.1974 | 1.7866e-13 | 2.0378 | 0.0042946 | 0.39955 | 1.7323 | 0.0099471 | 3.8036 | 0.23113 | 0.57227 | 2.6829 | 0.0089513 | 3.7582 | 0.34939 | 0.42578 | 0.019816 | 1.0751 | 0.022317 | 1.5434 | 0.49096 | 0.65719 | 0.1482 | 0.054748 | 0.15017 | 0.30478 | 0.48929 | 1.0182 | 0.26749 | 0.43464 | 0.22556 | 0.9459 | 0.73024
1f37113 | UGI | 7 | 05f_109019_419x230x572.dat | 0.0850;0.0850;0.1928 | 419;230;572 | (0.8363;73.4725;14.0821) | 110 | 9.9905 | 69 | 87.015 | 60 | EZpaque | [73,75] | [90,20] | 1 | 10 | 75 | normal | none | 5.5284 | 4.4072 | 24.3646 | 24.0526 | 19.1745 | 461.1974 | 1.7273e-13 | 2.249 | 0.0054225 | 0.44462 | 1.8131 | 0.012627 | 4.0502 | 0.28639 | 0.64916 | 2.8682 | 0.00608 | 3.9589 | 0.38835 | 0.48947 | 0.025569 | 1.2264 | 0.02693 | 1.6806 | 0.57651 | 0.75621 | 0.17305 | 0.068239 | 0.18049 | 0.34377 | 0.54823 | 1.0706 | 0.28444 | 0.44098 | 0.25953 | 1.0285 | 0.79396
1f37113 | UGI | 7 | 05f_109019_419x230x572.dat | 0.0850;0.0850;0.1928 | 419;230;572 | (0.8363;73.4725;14.0821) | 60 | 2.5 | 38 | 87.015 | 60 | EZpaque | [73,75] | [90,20] | 1 | 10 | 75 | normal | none | 5.5284 | 4.4072 | 24.3646 | 24.0526 | 19.1745 | 461.1974 | 2.7951e-13 | 0.89002 | 0.00065489 | 0.18307 | 1.0896 | 0.001985 | 1.9625 | 0.071003 | 0.1948 | 1.4223 | 0.0019934 | 2.168 | 0.13878 | 0.13178 | 0.0053193 | 0.35371 | 0.0052581 | 0.73389 | 0.13041 | 0.20006 | 0.040449 | 0.015111 | 0.042388 | 0.1238 | 0.19457 | 0.65355 | 0.15685 | 0.36521 | 0.061754 | 0.45208 | 0.36812
1f37113 | UGI | 7 | 05f_109019_419x230x572.dat | 0.0850;0.0850;0.1928 | 419;230;572 | (0.8363;73.4725;14.0821) | 60 | 5.7448 | 47 | 87.015 | 60 | EZpaque | [73,75] | [90,20] | 1 | 10 | 75 | normal | none | 5.5284 | 4.4072 | 24.3646 | 24.0526 | 19.1745 | 461.1974 | 1.815e-13 | 1.7631 | 0.0020751 | 0.33858 | 1.6608 | 0.005892 | 3.5329 | 0.17072 | 0.45702 | 2.4808 | 0.002514 | 3.5856 | 0.29691 | 0.33325 | 0.015054 | 0.83604 | 0.013844 | 1.3572 | 0.34368 | 0.49719 | 0.10651 | 0.039211 | 0.10635 | 0.24331 | 0.39914 | 0.96066 | 0.24738 | 0.43143 | 0.16127 | 0.83891 | 0.64979
1f37113 | UGI | 7 | 05f_109019_419x230x572.dat | 0.0850;0.0850;0.1928 | 419;230;572 | (0.8363;73.4725;14.0821) | 60 | 6.3535 | 49 | 87.015 | 60 | EZpaque | [73,75] | [90,20] | 1 | 10 | 75 | normal | none | 5.5284 | 4.4072 | 24.3646 | 24.0526 | 19.1745 | 461.1974 | 1.733e-13 | 1.8843 | 0.0024394 | 0.35643 | 1.732 | 0.0067144 | 3.7532 | 0.18854 | 0.50308 | 2.6178 | 0.004535 | 3.7576 | 0.32317 | 0.36736 | 0.017841 | 0.92049 | 0.015884 | 1.4492 | 0.38545 | 0.55427 | 0.12083 | 0.048725 | 0.12004 | 0.26349 | 0.43467 | 1.0013 | 0.25937 | 0.43891 | 0.18129 | 0.89541 | 0.69073
1f37113 | UGI | 7 | 05f_109019_419x230x572.dat | 0.0850;0.0850;0.1928 | 419;230;572 | (0.8363;73.4725;14.0821) | 80 | 2.9 | 44 | 87.015 | 60 | EZpaque | [73,75] | [90,20] | 1 | 10 | 75 | normal | none | 5.5284 | 4.4072 | 24.3646 | 24.0526 | 19.1745 | 461.1974 | 2.5025e-13 | 1.1095 | 0.0013032 | 0.22548 | 1.2073 | 0.0035092 | 2.3069 | 0.10323 | 0.26893 | 1.6597 | 0.0019689 | 2.4665 | 0.1807 | 0.19077 | 0.0087709 | 0.49287 | 0.0079996 | 0.88692 | 0.19929 | 0.28947 | 0.061759 | 0.023278 | 0.06454 | 0.15803 | 0.25279 | 0.72255 | 0.17748 | 0.3779 | 0.092664 | 0.54607 | 0.43731
1f37113 | UGI | 7 | 05f_109019_419x230x572.dat | 0.0850;0.0850;0.1928 | 419;230;572 | (0.8363;73.4725;14.0821) | 80 | 7.702 | 57 | 87.015 | 60 | EZpaque | [73,75] | [90,20] | 1 | 10 | 75 | normal | none | 5.5284 | 4.4072 | 24.3646 | 24.0526 | 19.1745 | 461.1974 | 1.6727e-13 | 2.0966 | 0.0038298 | 0.3958 | 1.7964 | 0.0095606 | 3.9452 | 0.23652 | 0.58487 | 2.7801 | 0.0032394 | 3.9142 | 0.36311 | 0.42897 | 0.018731 | 1.0809 | 0.021276 | 1.5865 | 0.4827 | 0.65893 | 0.14832 | 0.055649 | 0.15279 | 0.30502 | 0.50165 | 1.0477 | 0.27475 | 0.44326 | 0.22856 | 0.97336 | 0.7498
1f37113 | UGI | 7 | 05f_109019_419x230x572.dat | 0.0850;0.0850;0.1928 | 419;230;572 | (0.8363;73.4725;14.0821) | 80 | 8.502 | 60 | 87.015 | 60 | EZpaque | [73,75] | [90,20] | 1 | 10 | 75 | normal | none | 5.5284 | 4.4072 | 24.3646 | 24.0526 | 19.1745 | 461.1974 | 1.6313e-13 | 2.1903 | 0.0043302 | 0.42119 | 1.8359 | 0.010032 | 4.0813 | 0.25877 | 0.62289 | 2.8753 | 0.0062394 | 4.0218 | 0.38413 | 0.45862 | 0.020054 | 1.1549 | 0.023576 | 1.6571 | 0.5231 | 0.71019 | 0.16346 | 0.063049 | 0.16608 | 0.32394 | 0.53308 | 1.0774 | 0.28363 | 0.44707 | 0.24754 | 1.015 | 0.78201
1f37113 | UGI | 8 | 05f_109019_419x230x572.dat | 0.0850;0.0850;0.1928 | 419;230;572 | (0.1749;69.2650;13.4236) | 110 | 3.9 | 52 | 83.87 | 60 | EZpaque | [73,75] | [90,20] | 1 | 10 | 75 | normal | none | 7.8373 | 4.4571 | 34.9318 | 32.8656 | 18.691 | 614.2918 | 1.9972e-13 | 3.1348 | 0.0018756 | 0.094321 | 0.73943 | 0.0038365 | 1.6369 | 0.1767 | 0.24613 | 3.3306 | 0.0034871 | 1.3975 | 0.18568 | 0.27883 | 0.0071945 | 2.0844 | 0.0091342 | 0.96789 | 2.8891 | 1.0513 | 0.06094 | 0.027465 | 0.10416 | 0.28259 | 0.44863 | 0.75222 | 0.1618 | 0.33851 | 0.16176 | 0.91256 | 0.48634
1f37113 | UGI | 8 | 05f_109019_419x230x572.dat | 0.0850;0.0850;0.1928 | 419;230;572 | (0.1749;69.2650;13.4236) | 110 | 7.85 | 62 | 83.87 | 60 | EZpaque | [73,75] | [90,20] | 1 | 10 | 75 | normal | none | 7.8373 | 4.4571 | 34.9318 | 32.8656 | 18.691 | 614.2918 | 1.5952e-13 | 3.9226 | 0.0032878 | 0.15115 | 1.0317 | 0.0063265 | 2.3363 | 0.28103 | 0.38359 | 4.1633 | 0.0027262 | 1.9429 | 0.27455 | 0.4219 | 0.011935 | 2.8296 | 0.016779 | 1.3926 | 3.5994 | 1.4824 | 0.10054 | 0.044035 | 0.16691 | 0.40092 | 0.6433 | 0.96003 | 0.21251 | 0.37083 | 0.26406 | 1.2015 | 0.68092
1f37113 | UGI | 8 | 05f_109019_419x230x572.dat | 0.0850;0.0850;0.1928 | 419;230;572 | (0.1749;69.2650;13.4236) | 110 | 9.9905 | 69 | 83.87 | 60 | EZpaque | [73,75] | [90,20] | 1 | 10 | 75 | normal | none | 7.8373 | 4.4571 | 34.9318 | 32.8656 | 18.691 | 614.2918 | 1.5425e-13 | 4.1092 | 0.0041566 | 0.17506 | 1.1222 | 0.0076072 | 2.527 | 0.31786 | 0.43397 | 4.302 | 0.0036018 | 2.1011 | 0.30371 | 0.47423 | 0.013703 | 3.0146 | 0.019008 | 1.5284 | 3.6975 | 1.6206 | 0.11962 | 0.051677 | 0.19668 | 0.4416 | 0.70482 | 1.0186 | 0.22687 | 0.37591 | 0.2956 | 1.2731 | 0.74177
1f37113 | UGI | 8 | 05f_109019_419x230x572.dat | 0.0850;0.0850;0.1928 | 419;230;572 | (0.1749;69.2650;13.4236) | 60 | 2.5 | 38 | 83.87 | 60 | EZpaque | [73,75] | [90,20] | 1 | 10 | 75 | normal | none | 7.8373 | 4.4571 | 34.9318 | 32.8656 | 18.691 | 614.2918 | 2.4952e-13 | 2.5483 | 0.00051194 | 0.043022 | 0.5 | 0.00095543 | 1.0802 | 0.089724 | 0.12912 | 2.6918 | 8.4181e-05 | 0.95531 | 0.11078 | 0.15858 | 0.0033955 | 1.486 | 0.0035839 | 0.6177 | 2.3622 | 0.69501 | 0.025813 | 0.011195 | 0.050581 | 0.18435 | 0.28623 | 0.58012 | 0.12088 | 0.31407 | 0.08261 | 0.68529 | 0.32646
1f37113 | UGI | 8 | 05f_109019_419x230x572.dat | 0.0850;0.0850;0.1928 | 419;230;572 | (0.1749;69.2650;13.4236) | 60 | 5.7448 | 47 | 83.87 | 60 | EZpaque | [73,75] | [90,20] | 1 | 10 | 75 | normal | none | 7.8373 | 4.4571 | 34.9318 | 32.8656 | 18.691 | 614.2918 | 1.6202e-13 | 3.8278 | 0.0016131 | 0.10628 | 0.91188 | 0.0033278 | 2.0924 | 0.21579 | 0.30515 | 4.1363 | 0.0015036 | 1.7554 | 0.23577 | 0.34609 | 0.0071727 | 2.6501 | 0.010315 | 1.2086 | 3.5983 | 1.3395 | 0.070418 | 0.031616 | 0.12625 | 0.34293 | 0.56063 | 0.90894 | 0.19546 | 0.3701 | 0.19489 | 1.1339 | 0.6055
1f37113 | UGI | 8 | 05f_109019_419x230x572.dat | 0.0850;0.0850;0.1928 | 419;230;572 | (0.1749;69.2650;13.4236) | 60 | 6.3535 | 49 | 83.87 | 60 | EZpaque | [73,75] | [90,20] | 1 | 10 | 75 | normal | none | 7.8373 | 4.4571 | 34.9318 | 32.8656 | 18.691 | 614.2918 | 1.547e-13 | 3.9686 | 0.0018951 | 0.11936 | 0.96945 | 0.0035063 | 2.2393 | 0.24317 | 0.33552 | 4.2908 | 0.0018566 | 1.8651 | 0.25643 | 0.37513 | 0.0084417 | 2.795 | 0.011615 | 1.2998 | 3.7233 | 1.43 | 0.078884 | 0.035084 | 0.13993 | 0.36693 | 0.60394 | 0.9497 | 0.20565 | 0.37634 | 0.21175 | 1.1897 | 0.64583
1f37113 | UGI | 8 | 05f_109019_419x230x572.dat | 0.0850;0.0850;0.1928 | 419;230;572 | (0.1749;69.2650;13.4236) | 80 | 2.9 | 44 | 83.87 | 60 | EZpaque | [73,75] | [90,20] | 1 | 10 | 75 | normal | none | 7.8373 | 4.4571 | 34.9318 | 32.8656 | 18.691 | 614.2918 | 2.2341e-13 | 2.7816 | 0.0010248 | 0.062071 | 0.5994 | 0.0020817 | 1.3541 | 0.12003 | 0.17842 | 2.9692 | 0.0002382 | 1.1435 | 0.14348 | 0.20877 | 0.0037061 | 1.742 | 0.0059882 | 0.76596 | 2.5846 | 0.84295 | 0.041291 | 0.017435 | 0.071632 | 0.22539 | 0.35733 | 0.65045 | 0.13818 | 0.32479 | 0.11812 | 0.78385 | 0.393
1f37113 | UGI | 8 | 05f_109019_419x230x572.dat | 0.0850;0.0850;0.1928 | 419;230;572 | (0.1749;69.2650;13.4236) | 80 | 7.702 | 57 | 83.87 | 60 | EZpaque | [73,75] | [90,20] | 1 | 10 | 75 | normal | none | 7.8373 | 4.4571 | 34.9318 | 32.8656 | 18.691 | 614.2918 | 1.4933e-13 | 4.0846 | 0.0029863 | 0.15345 | 1.0566 | 0.0063536 | 2.438 | 0.30506 | 0.39287 | 4.3663 | 0.0031009 | 2.008 | 0.28743 | 0.43229 | 0.010284 | 2.9486 | 0.015421 | 1.4344 | 3.7691 | 1.5368 | 0.10201 | 0.041355 | 0.17188 | 0.40836 | 0.671 | 0.99261 | 0.21897 | 0.37891 | 0.26321 | 1.251 | 0.70445
1f37113 | UGI | 8 | 05f_109019_419x230x572.dat | 0.0850;0.0850;0.1928 | 419;230;572 | (0.1749;69.2650;13.4236) | 80 | 8.502 | 60 | 83.87 | 60 | EZpaque | [73,75] | [90,20] | 1 | 10 | 75 | normal | none | 7.8373 | 4.4571 | 34.9318 | 32.8656 | 18.691 | 614.2918 | 1.4564e-13 | 4.1634 | 0.0033467 | 0.15889 | 1.1047 | 0.0068214 | 2.5469 | 0.31848 | 0.41946 | 4.446 | 0.0041385 | 2.089 | 0.30291 | 0.46118 | 0.012749 | 3.0399 | 0.016967 | 1.5039 | 3.8226 | 1.6056 | 0.11051 | 0.044092 | 0.18043 | 0.42875 | 0.70545 | 1.0244 | 0.22629 | 0.3825 | 0.28604 | 1.2885 | 0.73428
1f37113 | UGI | 9 | 05f_109019_419x230x572.dat | 0.0850;0.0850;0.1928 | 419;230;572 | (0.2562;70.3993;13.2905) | 110 | 3.9 | 52 | 84.644 | 60 | EZpaque | [73,75] | [90,20] | 1 | 5 | 75 | normal | none | 7.5677 | 4.3235 | 32.719 | 32.0282 | 18.2979 | 586.048 | 1.9981e-13 | 3.1002 | 0.0017975 | 0.084838 | 0.74122 | 0.0036147 | 1.5044 | 0.18939 | 0.22442 | 3.326 | 0.001669 | 1.1973 | 0.17078 | 0.26814 | 0.0070624 | 2.4051 | 0.0089737 | 0.98106 | 3.356 | 1.2066 | 0.057096 | 0.02313 | 0.10691 | 0.28062 | 0.44635 | 0.76029 | 0.16052 | 0.34548 | 0.16907 | 0.92227 | 0.49576
1f37113 | UGI | 9 | 05f_109019_419x230x572.dat | 0.0850;0.0850;0.1928 | 419;230;572 | (0.2562;70.3993;13.2905) | 110 | 7.85 | 62 | 84.644 | 60 | EZpaque | [73,75] | [90,20] | 1 | 5 | 75 | normal | none | 7.5677 | 4.3235 | 32.719 | 32.0282 | 18.2979 | 586.048 | 1.5958e-13 | 3.9 | 0.0031933 | 0.13619 | 1.0381 | 0.0058191 | 2.1369 | 0.27841 | 0.34887 | 4.1803 | 0.0036973 | 1.6982 | 0.25486 | 0.40514 | 0.012242 | 3.1958 | 0.015299 | 1.413 | 4.1207 | 1.6821 | 0.095029 | 0.039938 | 0.16952 | 0.39864 | 0.64075 | 0.97411 | 0.21123 | 0.37684 | 0.25655 | 1.2098 | 0.69152
1f37113 | UGI | 9 | 05f_109019_419x230x572.dat | 0.0850;0.0850;0.1928 | 419;230;572 | (0.2562;70.3993;13.2905) | 110 | 9.9905 | 69 | 84.644 | 60 | EZpaque | [73,75] | [90,20] | 1 | 5 | 75 | normal | none | 7.5677 | 4.3235 | 32.719 | 32.0282 | 18.2979 | 586.048 | 1.5431e-13 | 4.0583 | 0.0040277 | 0.16111 | 1.1304 | 0.0069751 | 2.3333 | 0.34074 | 0.39672 | 4.3219 | 0.0026944 | 1.8531 | 0.28282 | 0.45572 | 0.013471 | 3.3772 | 0.018402 | 1.5524 | 4.2125 | 1.8285 | 0.11283 | 0.049311 | 0.19958 | 0.4392 | 0.70207 | 1.0271 | 0.22527 | 0.3821 | 0.30381 | 1.28 | 0.75528
1f37113 | UGI | 9 | 05f_109019_419x230x572.dat | 0.0850;0.0850;0.1928 | 419;230;572 | (0.2562;70.3993;13.2905) | 60 | 2.5 | 38 | 84.644 | 60 | EZpaque | [73,75] | [90,20] | 1 | 5 | 75 | normal | none | 7.5677 | 4.3235 | 32.719 | 32.0282 | 18.2979 | 586.048 | 2.4962e-13 | 2.4638 | 0.00048862 | 0.038709 | 0.49779 | 0.0010542 | 0.94827 | 0.092856 | 0.11493 | 2.6781 | 0.0006469 | 0.78498 | 0.10061 | 0.15759 | 0.0025029 | 1.7772 | 0.0032585 | 0.62606 | 2.8054 | 0.81647 | 0.023687 | 0.010674 | 0.04899 | 0.18249 | 0.28395 | 0.58781 | 0.1198 | 0.32114 | 0.084347 | 0.68925 | 0.33264
1f37113 | UGI | 9 | 05f_109019_419x230x572.dat | 0.0850;0.0850;0.1928 | 419;230;572 | (0.2562;70.3993;13.2905) | 60 | 5.7448 | 47 | 84.644 | 60 | EZpaque | [73,75] | [90,20] | 1 | 5 | 75 | normal | none | 7.5677 | 4.3235 | 32.719 | 32.0282 | 18.2979 | 586.048 | 1.6208e-13 | 3.7852 | 0.0015429 | 0.090153 | 0.91412 | 0.0036265 | 1.8911 | 0.22471 | 0.27485 | 4.1432 | 0.0014568 | 1.5024 | 0.21758 | 0.3325 | 0.0059404 | 3.0348 | 0.0093133 | 1.228 | 4.1615 | 1.5375 | 0.065153 | 0.026103 | 0.12742 | 0.34052 | 0.55767 | 0.92068 | 0.19413 | 0.37701 | 0.19603 | 1.1424 | 0.61604
1f37113 | UGI | 9 | 05f_109019_419x230x572.dat | 0.0850;0.0850;0.1928 | 419;230;572 | (0.2562;70.3993;13.2905) | 60 | 6.3535 | 49 | 84.644 | 60 | EZpaque | [73,75] | [90,20] | 1 | 5 | 75 | normal | none | 7.5677 | 4.3235 | 32.719 | 32.0282 | 18.2979 | 586.048 | 1.5476e-13 | 3.9304 | 0.0017978 | 0.10294 | 0.97675 | 0.0035843 | 2.0022 | 0.25627 | 0.30346 | 4.3012 | 0.0019147 | 1.6061 | 0.23722 | 0.36124 | 0.0082077 | 3.1845 | 0.010931 | 1.3179 | 4.2981 | 1.6344 | 0.074284 | 0.031653 | 0.13986 | 0.3645 | 0.60098 | 0.95794 | 0.20411 | 0.38344 | 0.22555 | 1.1969 | 0.65755
1f37113 | UGI | 9 | 05f_109019_419x230x572.dat | 0.0850;0.0850;0.1928 | 419;230;572 | (0.2562;70.3993;13.2905) | 80 | 2.9 | 44 | 84.644 | 60 | EZpaque | [73,75] | [90,20] | 1 | 5 | 75 | normal | none | 7.5677 | 4.3235 | 32.719 | 32.0282 | 18.2979 | 586.048 | 2.235e-13 | 2.743 | 0.00098046 | 0.053701 | 0.60028 | 0.0021722 | 1.1801 | 0.13447 | 0.16279 | 2.9541 | 0.00039281 | 0.95966 | 0.13148 | 0.20529 | 0.0038032 | 2.0512 | 0.005648 | 0.77804 | 3.0336 | 0.98395 | 0.03818 | 0.015803 | 0.074475 | 0.22349 | 0.35503 | 0.66282 | 0.137 | 0.33139 | 0.11555 | 0.78909 | 0.40173
1f37113 | UGI | 9 | 05f_109019_419x230x572.dat | 0.0850;0.0850;0.1928 | 419;230;572 | (0.2562;70.3993;13.2905) | 80 | 7.702 | 57 | 84.644 | 60 | EZpaque | [73,75] | [90,20] | 1 | 5 | 75 | normal | none | 7.5677 | 4.3235 | 32.719 | 32.0282 | 18.2979 | 586.048 | 1.4939e-13 | 4.0506 | 0.0028474 | 0.13477 | 1.0653 | 0.0054594 | 2.1906 | 0.28579 | 0.35894 | 4.3801 | 0.0021038 | 1.75 | 0.26593 | 0.41408 | 0.01025 | 3.3326 | 0.014903 | 1.4558 | 4.3195 | 1.7447 | 0.094945 | 0.034821 | 0.17945 | 0.40598 | 0.66821 | 1.0046 | 0.21765 | 0.38593 | 0.27257 | 1.2568 | 0.71353
1f37113 | UGI | 9 | 05f_109019_419x230x572.dat | 0.0850;0.0850;0.1928 | 419;230;572 | (0.2562;70.3993;13.2905) | 80 | 8.502 | 60 | 84.644 | 60 | EZpaque | [73,75] | [90,20] | 1 | 5 | 75 | normal | none | 7.5677 | 4.3235 | 32.719 | 32.0282 | 18.2979 | 586.048 | 1.4569e-13 | 4.1299 | 0.0032432 | 0.14442 | 1.11 | 0.0063998 | 2.3246 | 0.32705 | 0.38377 | 4.4606 | 0.002939 | 1.8279 | 0.28103 | 0.43884 | 0.011609 | 3.4276 | 0.015922 | 1.5266 | 4.372 | 1.8136 | 0.10358 | 0.043053 | 0.19111 | 0.42632 | 0.70264 | 1.0328 | 0.22494 | 0.38895 | 0.29117 | 1.2955 | 0.74582
1f37113 | UGI | 1 | 05m_109019_419x230x572.dat | 0.0850;0.0850;0.1928 | 419;230;572 | (-0.1602;73.5575;32.2979) | 110 | 3.9 | 52 | 86.845 | 60 | EZpaque | [5] | [0] | 0 | 5 | 75 | normal | none | 6.4065 | 6.7134 | 43.0091 | 27.8185 | 29.1512 | 810.9426 | 2.3249e-13 | 0.1748 | 0.21945 | 1.056 | 0.012913 | 0.99338 | 0.051034 | 0.0013301 | 1.0574 | 0.063512 | 0.21305 | 0.16567 | 1.1664 | 1.0953 | 1.5441 | 0.075539 | 1.6238 | 0.015509 | 0.23549 | 0.23523 | 0.92081 | 2.0381 | 0.002443 | 0.34166 | 0.46765 | 0.28961 | 0.2992 | 0.26445 | 0.0022439 | 0.58156 | 0.56517
1f37113 | UGI | 1 | 05m_109019_419x230x572.dat | 0.0850;0.0850;0.1928 | 419;230;572 | (-0.1602;73.5575;32.2979) | 110 | 7.85 | 62 | 86.845 | 60 | EZpaque | [5] | [0] | 0 | 5 | 75 | normal | none | 6.4065 | 6.7134 | 43.0091 | 27.8185 | 29.1512 | 810.9426 | 1.8567e-13 | 0.26132 | 0.33979 | 1.2641 | 0.022039 | 1.3438 | 0.094842 | 0.0012095 | 1.4556 | 0.10215 | 0.30516 | 0.26077 | 1.5201 | 1.5126 | 1.8926 | 0.12076 | 2.044 | 0.02636 | 0.33639 | 0.33491 | 1.2983 | 2.5163 | 0.0046746 | 0.4925 | 0.67632 | 0.38145 | 0.38088 | 0.29388 | 0.0011594 | 0.7838 | 0.73551
1f37113 | UGI | 1 | 05m_109019_419x230x572.dat | 0.0850;0.0850;0.1928 | 419;230;572 | (-0.1602;73.5575;32.2979) | 110 | 9.9905 | 69 | 86.845 | 60 | EZpaque | [5] | [0] | 0 | 5 | 75 | normal | none | 6.4065 | 6.7134 | 43.0091 | 27.8185 | 29.1512 | 810.9426 | 1.7952e-13 | 0.30103 | 0.38752 | 1.3509 | 0.026271 | 1.4573 | 0.11333 | 0.0021216 | 1.5617 | 0.11864 | 0.34717 | 0.29891 | 1.6033 | 1.6254 | 2.0076 | 0.13863 | 2.1434 | 0.032115 | 0.36492 | 0.3622 | 1.4138 | 2.5929 | 0.0058513 | 0.54938 | 0.74745 | 0.40683 | 0.40271 | 0.30049 | 0.0011493 | 0.84657 | 0.78551
1f37113 | UGI | 1 | 05m_109019_419x230x572.dat | 0.0850;0.0850;0.1928 | 419;230;572 | (-0.1602;73.5575;32.2979) | 60 | 2.5 | 38 | 86.845 | 60 | EZpaque | [5] | [0] | 0 | 5 | 75 | normal | none | 6.4065 | 6.7134 | 43.0091 | 27.8185 | 29.1512 | 810.9426 | 2.9049e-13 | 0.095438 | 0.11619 | 0.90533 | 0.0050731 | 0.7037 | 0.022764 | 0.00042153 | 0.73957 | 0.028656 | 0.11417 | 0.08373 | 0.89042 | 0.76319 | 1.2652 | 0.036132 | 1.3044 | 0.0057196 | 0.15257 | 0.1516 | 0.61365 | 1.688 | 0.00072164 | 0.21504 | 0.29238 | 0.21639 | 0.23415 | 0.24127 | 0.00021069 | 0.41714 | 0.43115
1f37113 | UGI | 1 | 05m_109019_419x230x572.dat | 0.0850;0.0850;0.1928 | 419;230;572 | (-0.1602;73.5575;32.2979) | 60 | 5.7448 | 47 | 86.845 | 60 | EZpaque | [5] | [0] | 0 | 5 | 75 | normal | none | 6.4065 | 6.7134 | 43.0091 | 27.8185 | 29.1512 | 810.9426 | 1.8862e-13 | 0.21466 | 0.26622 | 1.1504 | 0.014022 | 1.1788 | 0.056909 | 0.0004577 | 1.3364 | 0.074257 | 0.23422 | 0.20171 | 1.4378 | 1.3713 | 1.7714 | 0.09241 | 1.9377 | 0.016403 | 0.30806 | 0.30251 | 1.1653 | 2.5091 | 0.0024208 | 0.40597 | 0.57444 | 0.34886 | 0.35661 | 0.28818 | 0.0012653 | 0.70362 | 0.6758
1f37113 | UGI | 1 | 05m_109019_419x230x572.dat | 0.0850;0.0850;0.1928 | 419;230;572 | (-0.1602;73.5575;32.2979) | 60 | 6.3535 | 49 | 86.845 | 60 | EZpaque | [5] | [0] | 0 | 5 | 75 | normal | none | 6.4065 | 6.7134 | 43.0091 | 27.8185 | 29.1512 | 810.9426 | 1.8009e-13 | 0.23549 | 0.29276 | 1.1836 | 0.016054 | 1.2424 | 0.068809 | 0.0016103 | 1.4147 | 0.083457 | 0.25827 | 0.22294 | 1.5042 | 1.4489 | 1.8422 | 0.10265 | 2.0139 | 0.018755 | 0.33075 | 0.3246 | 1.243 | 2.5679 | 0.0028136 | 0.43623 | 0.62019 | 0.36597 | 0.37229 | 0.29345 | 0.00068043 | 0.7433 | 0.70699
1f37113 | UGI | 1 | 05m_109019_419x230x572.dat | 0.0850;0.0850;0.1928 | 419;230;572 | (-0.1602;73.5575;32.2979) | 80 | 2.9 | 44 | 86.845 | 60 | EZpaque | [5] | [0] | 0 | 5 | 75 | normal | none | 6.4065 | 6.7134 | 43.0091 | 27.8185 | 29.1512 | 810.9426 | 2.6008e-13 | 0.126 | 0.15983 | 0.96706 | 0.0083356 | 0.82103 | 0.034891 | 0.00039158 | 0.87601 | 0.043556 | 0.16122 | 0.11895 | 1.0058 | 0.90293 | 1.3739 | 0.053719 | 1.4347 | 0.0097091 | 0.1901 | 0.18902 | 0.7449 | 1.8332 | 0.0015145 | 0.26718 | 0.36807 | 0.247 | 0.26135 | 0.2513 | 6.0048e-05 | 0.48511 | 0.48714
1f37113 | UGI | 1 | 05m_109019_419x230x572.dat | 0.0850;0.0850;0.1928 | 419;230;572 | (-0.1602;73.5575;32.2979) | 80 | 7.702 | 57 | 86.845 | 60 | EZpaque | [5] | [0] | 0 | 5 | 75 | normal | none | 6.4065 | 6.7134 | 43.0091 | 27.8185 | 29.1512 | 810.9426 | 1.7383e-13 | 0.27622 | 0.34403 | 1.2555 | 0.021661 | 1.3607 | 0.086846 | 0.0017884 | 1.5042 | 0.10374 | 0.32578 | 0.26424 | 1.572 | 1.5488 | 1.9424 | 0.1233 | 2.098 | 0.025697 | 0.35636 | 0.35293 | 1.3384 | 2.6103 | 0.0039891 | 0.49567 | 0.69868 | 0.39011 | 0.39143 | 0.2985 | 0.0018063 | 0.80221 | 0.75162
1f37113 | UGI | 1 | 05m_109019_419x230x572.dat | 0.0850;0.0850;0.1928 | 419;230;572 | (-0.1602;73.5575;32.2979) | 80 | 8.502 | 60 | 86.845 | 60 | EZpaque | [5] | [0] | 0 | 5 | 75 | normal | none | 6.4065 | 6.7134 | 43.0091 | 27.8185 | 29.1512 | 810.9426 | 1.6952e-13 | 0.29047 | 0.36819 | 1.2991 | 0.02469 | 1.4154 | 0.095051 | 0.0020065 | 1.5573 | 0.11201 | 0.33026 | 0.28394 | 1.615 | 1.6137 | 1.9832 | 0.13323 | 2.1461 | 0.028364 | 0.37163 | 0.37042 | 1.3935 | 2.6706 | 0.0047982 | 0.5231 | 0.73676 | 0.40065 | 0.40237 | 0.30218 | 0.001597 | 0.83183 | 0.77831
1f37113 | UGI | 2 | 05m_109019_419x230x572.dat | 0.0850;0.0850;0.1928 | 419;230;572 | (-0.1602;73.5575;39.0280) | 110 | 3.9 | 52 | 86.845 | 60 | EZpaque | [5] | [0] | 0 | 5 | 75 | normal | none | 6.4065 | 2.9016 | 18.5892 | 27.8185 | 12.5996 | 350.5019 | 1.7246e-13 | 0.014031 | 0.46899 | 0.027502 | 0.0015806 | 2.1779 | 0.0053836 | 2.3121e-05 | 0.060071 | 0.00572 | 0.31055 | 0.014619 | 0.14249 | 0.75257 | 3.4475 | 0.0066866 | 3.4764 | 0.0016858 | 0.017124 | 0.014649 | 0.22607 | 3.7104 | 0.00038558 | 0.39005 | 0.40236 | 0.32555 | 0.39255 | 0.25139 | 1.5763e-05 | 0.73784 | 0.3828
1f37113 | UGI | 2 | 05m_109019_419x230x572.dat | 0.0850;0.0850;0.1928 | 419;230;572 | (-0.1602;73.5575;39.0280) | 110 | 7.85 | 62 | 86.845 | 60 | EZpaque | [5] | [0] | 0 | 5 | 75 | normal | none | 6.4065 | 2.9016 | 18.5892 | 27.8185 | 12.5996 | 350.5019 | 1.3775e-13 | 0.022329 | 0.71969 | 0.042288 | 0.0027563 | 2.9273 | 0.010295 | 0.00017966 | 0.09491 | 0.010481 | 0.50631 | 0.024565 | 0.20817 | 0.97857 | 4.2079 | 0.011084 | 4.3546 | 0.0030453 | 0.028278 | 0.02422 | 0.32618 | 4.4121 | 0.00052016 | 0.56719 | 0.59301 | 0.42417 | 0.49554 | 0.27766 | 0.00060229 | 0.95667 | 0.49225
1f37113 | UGI | 2 | 05m_109019_419x230x572.dat | 0.0850;0.0850;0.1928 | 419;230;572 | (-0.1602;73.5575;39.0280) | 110 | 9.9905 | 69 | 86.845 | 60 | EZpaque | [5] | [0] | 0 | 5 | 75 | normal | none | 6.4065 | 2.9016 | 18.5892 | 27.8185 | 12.5996 | 350.5019 | 1.332e-13 | 0.02852 | 0.81576 | 0.051673 | 0.0033377 | 3.1825 | 0.013146 | 0.0012413 | 0.10721 | 0.013125 | 0.52815 | 0.030019 | 0.22838 | 1.031 | 4.4034 | 0.013564 | 4.5594 | 0.0038466 | 0.033659 | 0.027996 | 0.35564 | 4.4921 | 0.00089121 | 0.63543 | 0.66306 | 0.4497 | 0.52316 | 0.2836 | 0.00020134 | 1.0234 | 0.5219
1f37113 | UGI | 2 | 05m_109019_419x230x572.dat | 0.0850;0.0850;0.1928 | 419;230;572 | (-0.1602;73.5575;39.0280) | 60 | 2.5 | 38 | 86.845 | 60 | EZpaque | [5] | [0] | 0 | 5 | 75 | normal | none | 6.4065 | 2.9016 | 18.5892 | 27.8185 | 12.5996 | 350.5019 | 2.1545e-13 | 0.005832 | 0.25445 | 0.017337 | 0.00054913 | 1.5598 | 0.0015865 | 0 | 0.030445 | 0.0018754 | 0.20749 | 0.0052982 | 0.087817 | 0.58483 | 2.8437 | 0.0021699 | 2.7921 | 0.00056088 | 0.0079063 | 0.0062604 | 0.13962 | 3.2246 | 9.4152e-05 | 0.24042 | 0.24066 | 0.25011 | 0.31071 | 0.23125 | 4.654e-05 | 0.5608 | 0.29736
1f37113 | UGI | 2 | 05m_109019_419x230x572.dat | 0.0850;0.0850;0.1928 | 419;230;572 | (-0.1602;73.5575;39.0280) | 60 | 5.7448 | 47 | 86.845 | 60 | EZpaque | [5] | [0] | 0 | 5 | 75 | normal | none | 6.4065 | 2.9016 | 18.5892 | 27.8185 | 12.5996 | 350.5019 | 1.399e-13 | 0.014501 | 0.57429 | 0.034521 | 0.001427 | 2.5728 | 0.0052956 | 0 | 0.07273 | 0.0057982 | 0.41891 | 0.015393 | 0.17977 | 0.93424 | 3.9086 | 0.0064584 | 4.1297 | 0.0015912 | 0.020183 | 0.016279 | 0.28707 | 4.4441 | 0.0003024 | 0.46187 | 0.48714 | 0.39168 | 0.46511 | 0.27091 | 5.1927e-05 | 0.86439 | 0.45737
1f37113 | UGI | 2 | 05m_109019_419x230x572.dat | 0.0850;0.0850;0.1928 | 419;230;572 | (-0.1602;73.5575;39.0280) | 60 | 6.3535 | 49 | 86.845 | 60 | EZpaque | [5] | [0] | 0 | 5 | 75 | normal | none | 6.4065 | 2.9016 | 18.5892 | 27.8185 | 12.5996 | 350.5019 | 1.3358e-13 | 0.016696 | 0.62973 | 0.036786 | 0.0018241 | 2.7389 | 0.0076643 | 0.00029526 | 0.079959 | 0.0067872 | 0.42903 | 0.017744 | 0.19435 | 0.97238 | 4.0618 | 0.0077017 | 4.2934 | 0.0018542 | 0.022797 | 0.018987 | 0.31182 | 4.5674 | 0.00051775 | 0.49793 | 0.52866 | 0.41405 | 0.48466 | 0.27581 | 0.00070506 | 0.91092 | 0.47892
1f37113 | UGI | 2 | 05m_109019_419x230x572.dat | 0.0850;0.0850;0.1928 | 419;230;572 | (-0.1602;73.5575;39.0280) | 80 | 2.9 | 44 | 86.845 | 60 | EZpaque | [5] | [0] | 0 | 5 | 75 | normal | none | 6.4065 | 2.9016 | 18.5892 | 27.8185 | 12.5996 | 350.5019 | 1.929e-13 | 0.0086998 | 0.34549 | 0.02228 | 0.0010181 | 1.8183 | 0.003338 | 1.5688e-05 | 0.042588 | 0.00363 | 0.26183 | 0.0090472 | 0.1122 | 0.65723 | 3.096 | 0.0039335 | 3.0763 | 0.00096407 | 0.011423 | 0.0096703 | 0.17932 | 3.4182 | 0.00028306 | 0.30221 | 0.30974 | 0.28126 | 0.3447 | 0.23976 | 0.00030115 | 0.6352 | 0.33301
1f37113 | UGI | 2 | 05m_109019_419x230x572.dat | 0.0850;0.0850;0.1928 | 419;230;572 | (-0.1602;73.5575;39.0280) | 80 | 7.702 | 57 | 86.845 | 60 | EZpaque | [5] | [0] | 0 | 5 | 75 | normal | none | 6.4065 | 2.9016 | 18.5892 | 27.8185 | 12.5996 | 350.5019 | 1.2896e-13 | 0.022747 | 0.73222 | 0.043947 | 0.0025019 | 2.9742 | 0.0091247 | 8.1795e-05 | 0.09666 | 0.0096311 | 0.45636 | 0.023877 | 0.21679 | 1.0224 | 4.2548 | 0.011022 | 4.469 | 0.0028964 | 0.027802 | 0.024638 | 0.34274 | 4.6042 | 0.00054931 | 0.57065 | 0.60705 | 0.4387 | 0.50841 | 0.28185 | 0.0008402 | 0.97426 | 0.50689
1f37113 | UGI | 2 | 05m_109019_419x230x572.dat | 0.0850;0.0850;0.1928 | 419;230;572 | (-0.1602;73.5575;39.0280) | 80 | 8.502 | 60 | 86.845 | 60 | EZpaque | [5] | [0] | 0 | 5 | 75 | normal | none | 6.4065 | 2.9016 | 18.5892 | 27.8185 | 12.5996 | 350.5019 | 1.2577e-13 | 0.026447 | 0.78004 | 0.047674 | 0.002853 | 3.0872 | 0.0098983 | 0.00034676 | 0.1045 | 0.010924 | 0.50834 | 0.0265 | 0.22887 | 1.0415 | 4.3828 | 0.01176 | 4.5721 | 0.0031914 | 0.030393 | 0.026787 | 0.35982 | 4.6596 | 0.00077313 | 0.60396 | 0.64382 | 0.44966 | 0.52228 | 0.28562 | 0.0001976 | 1.0073 | 0.52207
1f37113 | UGI | 3 | 05m_109019_419x230x572.dat | 0.0850;0.0850;0.1928 | 419;230;572 | (-0.1602;73.5575;39.0280) | 110 | 3.9 | 52 | 86.845 | 60 | EZpaque | [5,133,110] | [30,30,100] | 0 | 10 | 75 | normal | none | 6.4065 | 2.9016 | 18.5892 | 27.8185 | 12.5996 | 350.5019 | 1.7246e-13 | 0.013334 | 0.46317 | 0.0258 | 0.0014516 | 2.1401 | 0.0049153 | 2.3121e-05 | 0.053847 | 0.0051435 | 0.30206 | 0.012855 | 0.13184 | 8.3374 | 8.4778 | 0.00617 | 3.3396 | 0.0015654 | 0.015897 | 0.013586 | 0.20247 | 3.6417 | 0.00033282 | 0.3817 | 0.39281 | 0.31256 | 0.38405 | 0.24905 | 1.5763e-05 | 1.6983 | 0.79446
1f37113 | UGI | 3 | 05m_109019_419x230x572.dat | 0.0850;0.0850;0.1928 | 419;230;572 | (-0.1602;73.5575;39.0280) | 110 | 7.85 | 62 | 86.845 | 60 | EZpaque | [5,133,110] | [30,30,100] | 0 | 10 | 75 | normal | none | 6.4065 | 2.9016 | 18.5892 | 27.8185 | 12.5996 | 350.5019 | 1.3775e-13 | 0.019946 | 0.7099 | 0.03977 | 0.0025193 | 2.8778 | 0.0094344 | 0.00017966 | 0.08442 | 0.0094496 | 0.48638 | 0.021473 | 0.19188 | 13.0583 | 12.3766 | 0.010086 | 4.167 | 0.0027219 | 0.026344 | 0.022268 | 0.28967 | 4.3139 | 0.00045416 | 0.554 | 0.57782 | 0.40673 | 0.48388 | 0.27403 | 0.00060229 | 2.5004 | 1.1504
1f37113 | UGI | 3 | 05m_109019_419x230x572.dat | 0.0850;0.0850;0.1928 | 419;230;572 | (-0.1602;73.5575;39.0280) | 110 | 9.9905 | 69 | 86.845 | 60 | EZpaque | [5,133,110] | [30,30,100] | 0 | 10 | 75 | normal | none | 6.4065 | 2.9016 | 18.5892 | 27.8185 | 12.5996 | 350.5019 | 1.332e-13 | 0.025242 | 0.80412 | 0.047713 | 0.0030758 | 3.1301 | 0.012411 | 0.0012413 | 0.095067 | 0.011914 | 0.50572 | 0.026353 | 0.21099 | 15.0825 | 13.795 | 0.012305 | 4.3673 | 0.0034847 | 0.031422 | 0.025958 | 0.31628 | 4.3857 | 0.00079647 | 0.62037 | 0.64567 | 0.4331 | 0.51087 | 0.27957 | 0.00015097 | 2.8119 | 1.2873
1f37113 | UGI | 3 | 05m_109019_419x230x572.dat | 0.0850;0.0850;0.1928 | 419;230;572 | (-0.1602;73.5575;39.0280) | 60 | 2.5 | 38 | 86.845 | 60 | EZpaque | [5,133,110] | [30,30,100] | 0 | 10 | 75 | normal | none | 6.4065 | 2.9016 | 18.5892 | 27.8185 | 12.5996 | 350.5019 | 2.1545e-13 | 0.0051465 | 0.25238 | 0.016579 | 0.00052931 | 1.5347 | 0.0012879 | 0 | 0.027647 | 0.0017035 | 0.20164 | 0.0046819 | 0.081616 | 4.1814 | 5.12 | 0.0019506 | 2.6928 | 0.00051655 | 0.0075693 | 0.0059638 | 0.12679 | 3.1708 | 9.4152e-05 | 0.23635 | 0.23615 | 0.2384 | 0.3047 | 0.22993 | 4.654e-05 | 1.006 | 0.49004
1f37113 | UGI | 3 | 05m_109019_419x230x572.dat | 0.0850;0.0850;0.1928 | 419;230;572 | (-0.1602;73.5575;39.0280) | 60 | 5.7448 | 47 | 86.845 | 60 | EZpaque | [5,133,110] | [30,30,100] | 0 | 10 | 75 | normal | none | 6.4065 | 2.9016 | 18.5892 | 27.8185 | 12.5996 | 350.5019 | 1.399e-13 | 0.012808 | 0.56781 | 0.032124 | 0.0013261 | 2.5346 | 0.0051066 | 0 | 0.065409 | 0.0052817 | 0.3979 | 0.013525 | 0.1663 | 9.5196 | 10.2094 | 0.0059188 | 3.9388 | 0.0014966 | 0.019337 | 0.015311 | 0.2559 | 4.3437 | 0.00021515 | 0.45168 | 0.47554 | 0.37535 | 0.45392 | 0.268 | 5.1927e-05 | 1.9983 | 0.92739
1f37113 | UGI | 3 | 05m_109019_419x230x572.dat | 0.0850;0.0850;0.1928 | 419;230;572 | (-0.1602;73.5575;39.0280) | 60 | 6.3535 | 49 | 86.845 | 60 | EZpaque | [5,133,110] | [30,30,100] | 0 | 10 | 75 | normal | none | 6.4065 | 2.9016 | 18.5892 | 27.8185 | 12.5996 | 350.5019 | 1.3358e-13 | 0.015627 | 0.62217 | 0.033543 | 0.0017017 | 2.7029 | 0.0067378 | 0.00029526 | 0.07227 | 0.0061478 | 0.41632 | 0.015537 | 0.17944 | 10.6288 | 11.1648 | 0.0070068 | 4.0907 | 0.0017301 | 0.021663 | 0.01789 | 0.27723 | 4.4698 | 0.00047213 | 0.48648 | 0.5155 | 0.39561 | 0.47273 | 0.27255 | 0.00070506 | 2.1887 | 1.0086
1f37113 | UGI | 3 | 05m_109019_419x230x572.dat | 0.0850;0.0850;0.1928 | 419;230;572 | (-0.1602;73.5575;39.0280) | 80 | 2.9 | 44 | 86.845 | 60 | EZpaque | [5,133,110] | [30,30,100] | 0 | 10 | 75 | normal | none | 6.4065 | 2.9016 | 18.5892 | 27.8185 | 12.5996 | 350.5019 | 1.929e-13 | 0.0076967 | 0.34173 | 0.020526 | 0.00092623 | 1.7894 | 0.0029083 | 1.5688e-05 | 0.038565 | 0.0033185 | 0.25399 | 0.0079596 | 0.10396 | 5.9979 | 6.649 | 0.0037238 | 2.9586 | 0.00090653 | 0.010767 | 0.0090886 | 0.16174 | 3.354 | 0.00026818 | 0.2962 | 0.3029 | 0.26881 | 0.33746 | 0.23796 | 0 | 1.3115 | 0.62189
1f37113 | UGI | 3 | 05m_109019_419x230x572.dat | 0.0850;0.0850;0.1928 | 419;230;572 | (-0.1602;73.5575;39.0280) | 80 | 7.702 | 57 | 86.845 | 60 | EZpaque | [5,133,110] | [30,30,100] | 0 | 10 | 75 | normal | none | 6.4065 | 2.9016 | 18.5892 | 27.8185 | 12.5996 | 350.5019 | 1.2896e-13 | 0.020719 | 0.72198 | 0.043038 | 0.002323 | 2.9321 | 0.0084059 | 8.1795e-05 | 0.085858 | 0.0086882 | 0.43404 | 0.020822 | 0.19923 | 13.3936 | 12.9842 | 0.010269 | 4.2597 | 0.0026294 | 0.025837 | 0.022697 | 0.30399 | 4.4865 | 0.00053533 | 0.55669 | 0.59081 | 0.41942 | 0.49573 | 0.27807 | 0.0008402 | 2.5843 | 1.1836
1f37113 | UGI | 3 | 05m_109019_419x230x572.dat | 0.0850;0.0850;0.1928 | 419;230;572 | (-0.1602;73.5575;39.0280) | 80 | 8.502 | 60 | 86.845 | 60 | EZpaque | [5,133,110] | [30,30,100] | 0 | 10 | 75 | normal | none | 6.4065 | 2.9016 | 18.5892 | 27.8185 | 12.5996 | 350.5019 | 1.2577e-13 | 0.024054 | 0.76873 | 0.045753 | 0.0026286 | 3.0376 | 0.0082087 | 0.00034676 | 0.092757 | 0.0098323 | 0.47673 | 0.023148 | 0.21017 | 14.5243 | 13.823 | 0.011089 | 4.3603 | 0.0028672 | 0.028292 | 0.024388 | 0.31835 | 4.5441 | 0.00066496 | 0.58882 | 0.62618 | 0.42982 | 0.50911 | 0.28167 | 0.0001976 | 2.7558 | 1.2594
1f37113 | UGI | 4 | 05m_109019_419x230x572.dat | 0.0850;0.0850;0.1928 | 419;230;572 | (-0.1602;73.5575;30.4139) | 110 | 3.9 | 52 | 86.845 | 60 | EZpaque | [5,133,110,73] | [10,10,100,10] | 1 | 10 | 75 | normal | none | 6.4065 | 6.5236 | 41.7932 | 27.8185 | 28.327 | 788.0158 | 2.325e-13 | 0.29797 | 0.096084 | 1.1519 | 0.015358 | 0.46257 | 0.073883 | 0.00037549 | 1.1427 | 0.083994 | 0.0607 | 0.23909 | 1.2223 | 13.9051 | 2.5247 | 0.087138 | 1.5823 | 0.018521 | 0.50008 | 0.47999 | 0.93125 | 1.9639 | 0.0027293 | 0.30036 | 0.4444 | 0.304 | 0.2843 | 0.26614 | 0.0016478 | 1.5817 | 1.2386
1f37113 | UGI | 4 | 05m_109019_419x230x572.dat | 0.0850;0.0850;0.1928 | 419;230;572 | (-0.1602;73.5575;30.4139) | 110 | 7.85 | 62 | 86.845 | 60 | EZpaque | [5,133,110,73] | [10,10,100,10] | 1 | 10 | 75 | normal | none | 6.4065 | 6.5236 | 41.7932 | 27.8185 | 28.327 | 788.0158 | 1.8568e-13 | 0.45127 | 0.1534 | 1.3773 | 0.026125 | 0.64795 | 0.12174 | 0.00209 | 1.5666 | 0.13456 | 0.081539 | 0.37077 | 1.5883 | 22.4377 | 3.4349 | 0.14022 | 1.9701 | 0.031443 | 0.67439 | 0.65161 | 1.3192 | 2.417 | 0.0052407 | 0.43063 | 0.63816 | 0.3987 | 0.36057 | 0.29532 | 0.0017531 | 2.4356 | 1.8211
1f37113 | UGI | 4 | 05m_109019_419x230x572.dat | 0.0850;0.0850;0.1928 | 419;230;572 | (-0.1602;73.5575;30.4139) | 110 | 9.9905 | 69 | 86.845 | 60 | EZpaque | [5,133,110,73] | [10,10,100,10] | 1 | 10 | 75 | normal | none | 6.4065 | 6.5236 | 41.7932 | 27.8185 | 28.327 | 788.0158 | 1.7953e-13 | 0.49199 | 0.17762 | 1.4441 | 0.031275 | 0.7126 | 0.14031 | 0.0013665 | 1.6804 | 0.15655 | 0.095991 | 0.42301 | 1.6747 | 26.3142 | 3.7457 | 0.16102 | 2.06 | 0.038194 | 0.71154 | 0.69522 | 1.4344 | 2.5141 | 0.0060877 | 0.47957 | 0.70272 | 0.42922 | 0.38029 | 0.30136 | 0.0033858 | 2.7971 | 2.0575
1f37113 | UGI | 4 | 05m_109019_419x230x572.dat | 0.0850;0.0850;0.1928 | 419;230;572 | (-0.1602;73.5575;30.4139) | 60 | 2.5 | 38 | 86.845 | 60 | EZpaque | [5,133,110,73] | [10,10,100,10] | 1 | 10 | 75 | normal | none | 6.4065 | 6.5236 | 41.7932 | 27.8185 | 28.327 | 788.0158 | 2.9051e-13 | 0.17952 | 0.046484 | 0.96087 | 0.005973 | 0.3066 | 0.030346 | 0.00013656 | 0.79495 | 0.03993 | 0.025723 | 0.12715 | 0.93529 | 6.2976 | 1.7344 | 0.041837 | 1.2801 | 0.0068215 | 0.3636 | 0.34311 | 0.6194 | 1.6321 | 0.00076924 | 0.19096 | 0.28195 | 0.23085 | 0.22413 | 0.24376 | 0.00025349 | 0.83126 | 0.73293
1f37113 | UGI | 4 | 05m_109019_419x230x572.dat | 0.0850;0.0850;0.1928 | 419;230;572 | (-0.1602;73.5575;30.4139) | 60 | 5.7448 | 47 | 86.845 | 60 | EZpaque | [5,133,110,73] | [10,10,100,10] | 1 | 10 | 75 | normal | none | 6.4065 | 6.5236 | 41.7932 | 27.8185 | 28.327 | 788.0158 | 1.8863e-13 | 0.37648 | 0.11378 | 1.2613 | 0.0159 | 0.56244 | 0.079221 | 0.0011701 | 1.446 | 0.098348 | 0.0676 | 0.28983 | 1.5066 | 15.5414 | 3.0184 | 0.10139 | 1.8675 | 0.018788 | 0.64339 | 0.60172 | 1.1742 | 2.3959 | 0.0025334 | 0.35677 | 0.54779 | 0.36809 | 0.33928 | 0.29043 | 0.0012442 | 1.8207 | 1.425
1f37113 | UGI | 4 | 05m_109019_419x230x572.dat | 0.0850;0.0850;0.1928 | 419;230;572 | (-0.1602;73.5575;30.4139) | 60 | 6.3535 | 49 | 86.845 | 60 | EZpaque | [5,133,110,73] | [10,10,100,10] | 1 | 10 | 75 | normal | none | 6.4065 | 6.5236 | 41.7932 | 27.8185 | 28.327 | 788.0158 | 1.801e-13 | 0.40822 | 0.12668 | 1.2996 | 0.01804 | 0.60493 | 0.093979 | 0.0012943 | 1.5308 | 0.1106 | 0.073941 | 0.31817 | 1.5757 | 17.5077 | 3.2451 | 0.11304 | 1.9402 | 0.021628 | 0.67872 | 0.63758 | 1.2517 | 2.4879 | 0.0029539 | 0.38254 | 0.58999 | 0.38474 | 0.35378 | 0.29602 | 0.0018452 | 2.0163 | 1.5539
1f37113 | UGI | 4 | 05m_109019_419x230x572.dat | 0.0850;0.0850;0.1928 | 419;230;572 | (-0.1602;73.5575;30.4139) | 80 | 2.9 | 44 | 86.845 | 60 | EZpaque | [5,133,110,73] | [10,10,100,10] | 1 | 10 | 75 | normal | none | 6.4065 | 6.5236 | 41.7932 | 27.8185 | 28.327 | 788.0158 | 2.601e-13 | 0.23103 | 0.067429 | 1.0292 | 0.0094838 | 0.37608 | 0.043711 | 0.00024428 | 0.9465 | 0.058375 | 0.044261 | 0.17408 | 1.0551 | 9.568 | 2.077 | 0.060874 | 1.4009 | 0.011324 | 0.42388 | 0.40281 | 0.75192 | 1.787 | 0.0015489 | 0.23574 | 0.3521 | 0.26161 | 0.2492 | 0.25333 | 0.00067406 | 1.1539 | 0.94834
1f37113 | UGI | 4 | 05m_109019_419x230x572.dat | 0.0850;0.0850;0.1928 | 419;230;572 | (-0.1602;73.5575;30.4139) | 80 | 7.702 | 57 | 86.845 | 60 | EZpaque | [5,133,110,73] | [10,10,100,10] | 1 | 10 | 75 | normal | none | 6.4065 | 6.5236 | 41.7932 | 27.8185 | 28.327 | 788.0158 | 1.7383e-13 | 0.45432 | 0.15412 | 1.3808 | 0.02459 | 0.65971 | 0.12192 | 0.00095056 | 1.6282 | 0.13544 | 0.094688 | 0.37285 | 1.6427 | 22.7296 | 3.6129 | 0.14051 | 2.0185 | 0.029848 | 0.70843 | 0.67748 | 1.352 | 2.5229 | 0.0042863 | 0.43291 | 0.66028 | 0.40896 | 0.37055 | 0.30017 | 0.00071206 | 2.4827 | 1.8535
1f37113 | UGI | 4 | 05m_109019_419x230x572.dat | 0.0850;0.0850;0.1928 | 419;230;572 | (-0.1602;73.5575;30.4139) | 80 | 8.502 | 60 | 86.845 | 60 | EZpaque | [5,133,110,73] | [10,10,100,10] | 1 | 10 | 75 | normal | none | 6.4065 | 6.5236 | 41.7932 | 27.8185 | 28.327 | 788.0158 | 1.6953e-13 | 0.47941 | 0.16628 | 1.4212 | 0.027487 | 0.69244 | 0.12496 | 0.0014174 | 1.6871 | 0.14613 | 0.099664 | 0.39882 | 1.6872 | 24.8605 | 3.8004 | 0.15135 | 2.0694 | 0.033493 | 0.73061 | 0.69946 | 1.4112 | 2.555 | 0.0051901 | 0.4563 | 0.69499 | 0.42427 | 0.38063 | 0.30351 | 0.0025274 | 2.681 | 1.982
1f37113 | UGI | 5 | 05m_109019_419x230x572.dat | 0.0850;0.0850;0.1928 | 419;230;572 | (0.1254;69.2650;29.6645) | 110 | 3.9 | 52 | 83.87 | 60 | EZpaque | [110,73] | [100,60] | 1 | 10 | 75 | normal | none | 5.436 | 6.474 | 35.1925 | 22.7958 | 27.1486 | 618.876 | 2.2802e-13 | 0.58074 | 0.069946 | 0.39464 | 0.020697 | 0.28895 | 0.15498 | 0.0010451 | 1.1508 | 0.14514 | 0.047939 | 0.63025 | 2.3449 | 23.5085 | 0.32106 | 0.10581 | 1.5068 | 0.026925 | 0.77261 | 0.46329 | 0.99417 | 1.2256 | 0.004604 | 0.48757 | 0.78704 | 0.30988 | 0.37015 | 0.31517 | 0.0034815 | 2.171 | 1.7475
1f37113 | UGI | 5 | 05m_109019_419x230x572.dat | 0.0850;0.0850;0.1928 | 419;230;572 | (0.1254;69.2650;29.6645) | 110 | 7.85 | 62 | 83.87 | 60 | EZpaque | [110,73] | [100,60] | 1 | 10 | 75 | normal | none | 5.436 | 6.474 | 35.1925 | 22.7958 | 27.1486 | 618.876 | 1.821e-13 | 0.81208 | 0.11273 | 0.62438 | 0.03542 | 0.43396 | 0.23221 | 0.0017557 | 1.6722 | 0.22485 | 0.053532 | 0.9022 | 3.0408 | 38.6485 | 0.52059 | 0.16663 | 1.9698 | 0.046077 | 1.0014 | 0.65371 | 1.4791 | 1.7996 | 0.0082921 | 0.67543 | 1.0943 | 0.44134 | 0.46739 | 0.35011 | 0.0039602 | 3.5028 | 2.7137
1f37113 | UGI | 5 | 05m_109019_419x230x572.dat | 0.0850;0.0850;0.1928 | 419;230;572 | (0.1254;69.2650;29.6645) | 110 | 9.9905 | 69 | 83.87 | 60 | EZpaque | [110,73] | [100,60] | 1 | 10 | 75 | normal | none | 5.436 | 6.474 | 35.1925 | 22.7958 | 27.1486 | 618.876 | 1.7607e-13 | 0.87148 | 0.13121 | 0.71927 | 0.04263 | 0.48887 | 0.28725 | 0.0038609 | 1.8407 | 0.2565 | 0.074023 | 0.99036 | 3.1887 | 45.228 | 0.61329 | 0.19247 | 2.0892 | 0.055674 | 1.0485 | 0.71086 | 1.6494 | 2.0048 | 0.0097423 | 0.73809 | 1.1822 | 0.48761 | 0.49076 | 0.35705 | 0.0051629 | 4.0693 | 3.1035
1f37113 | UGI | 5 | 05m_109019_419x230x572.dat | 0.0850;0.0850;0.1928 | 419;230;572 | (0.1254;69.2650;29.6645) | 60 | 2.5 | 38 | 83.87 | 60 | EZpaque | [110,73] | [100,60] | 1 | 10 | 75 | normal | none | 5.436 | 6.474 | 35.1925 | 22.7958 | 27.1486 | 618.876 | 2.849e-13 | 0.38498 | 0.03255 | 0.2114 | 0.0078476 | 0.16086 | 0.072762 | 0.00058045 | 0.7324 | 0.075542 | 0.011195 | 0.40509 | 1.8094 | 10.014 | 0.1577 | 0.050256 | 1.141 | 0.010055 | 0.59084 | 0.30772 | 0.5882 | 0.74707 | 0.0015723 | 0.33313 | 0.53468 | 0.20191 | 0.29376 | 0.28828 | 0.00057181 | 0.99183 | 0.90608
1f37113 | UGI | 5 | 05m_109019_419x230x572.dat | 0.0850;0.0850;0.1928 | 419;230;572 | (0.1254;69.2650;29.6645) | 60 | 5.7448 | 47 | 83.87 | 60 | EZpaque | [110,73] | [100,60] | 1 | 10 | 75 | normal | none | 5.436 | 6.474 | 35.1925 | 22.7958 | 27.1486 | 618.876 | 1.8499e-13 | 0.73706 | 0.082133 | 0.45306 | 0.022461 | 0.34796 | 0.17433 | 0.0014858 | 1.4478 | 0.17957 | 0.043153 | 0.78441 | 2.9284 | 27.1859 | 0.37726 | 0.12529 | 1.8295 | 0.029057 | 0.96782 | 0.5797 | 1.224 | 1.5347 | 0.0035759 | 0.5879 | 0.98665 | 0.38464 | 0.4445 | 0.34565 | 0.0023753 | 2.5368 | 2.0659
1f37113 | UGI | 5 | 05m_109019_419x230x572.dat | 0.0850;0.0850;0.1928 | 419;230;572 | (0.1254;69.2650;29.6645) | 60 | 6.3535 | 49 | 83.87 | 60 | EZpaque | [110,73] | [100,60] | 1 | 10 | 75 | normal | none | 5.436 | 6.474 | 35.1925 | 22.7958 | 27.1486 | 618.876 | 1.7663e-13 | 0.79323 | 0.09196 | 0.49572 | 0.025791 | 0.3749 | 0.21584 | 0.002243 | 1.5538 | 0.19768 | 0.034548 | 0.84113 | 3.0579 | 30.9277 | 0.42025 | 0.14107 | 1.9139 | 0.033138 | 1.0158 | 0.6158 | 1.3201 | 1.6738 | 0.0045355 | 0.62452 | 1.0536 | 0.41046 | 0.46284 | 0.35213 | 0.0017014 | 2.8611 | 2.2939
1f37113 | UGI | 5 | 05m_109019_419x230x572.dat | 0.0850;0.0850;0.1928 | 419;230;572 | (0.1254;69.2650;29.6645) | 80 | 2.9 | 44 | 83.87 | 60 | EZpaque | [110,73] | [100,60] | 1 | 10 | 75 | normal | none | 5.436 | 6.474 | 35.1925 | 22.7958 | 27.1486 | 618.876 | 2.5508e-13 | 0.47194 | 0.048378 | 0.28151 | 0.012926 | 0.21388 | 0.10153 | 0.00062331 | 0.91161 | 0.10577 | 0.023777 | 0.50064 | 2.0366 | 15.9714 | 0.22085 | 0.073759 | 1.2907 | 0.017029 | 0.66941 | 0.37483 | 0.75613 | 0.95242 | 0.0023028 | 0.39699 | 0.64546 | 0.24675 | 0.32588 | 0.30003 | 0.0010289 | 1.5088 | 1.2734
1f37113 | UGI | 5 | 05m_109019_419x230x572.dat | 0.0850;0.0850;0.1928 | 419;230;572 | (0.1254;69.2650;29.6645) | 80 | 7.702 | 57 | 83.87 | 60 | EZpaque | [110,73] | [100,60] | 1 | 10 | 75 | normal | none | 5.436 | 6.474 | 35.1925 | 22.7958 | 27.1486 | 618.876 | 1.7049e-13 | 0.84726 | 0.11356 | 0.60308 | 0.033994 | 0.43876 | 0.24531 | 0.0019072 | 1.7112 | 0.23216 | 0.053686 | 0.92762 | 3.1605 | 39.8475 | 0.51165 | 0.17101 | 2.0099 | 0.045086 | 1.0522 | 0.67417 | 1.4972 | 1.8481 | 0.0069547 | 0.68654 | 1.1458 | 0.45301 | 0.48194 | 0.35741 | 0.0027216 | 3.606 | 2.7934
1f37113 | UGI | 5 | 05m_109019_419x230x572.dat | 0.0850;0.0850;0.1928 | 419;230;572 | (0.1254;69.2650;29.6645) | 80 | 8.502 | 60 | 83.87 | 60 | EZpaque | [110,73] | [100,60] | 1 | 10 | 75 | normal | none | 5.436 | 6.474 | 35.1925 | 22.7958 | 27.1486 | 618.876 | 1.6627e-13 | 0.88388 | 0.12318 | 0.64914 | 0.03743 | 0.46897 | 0.27194 | 0.0026879 | 1.7977 | 0.2489 | 0.06261 | 0.97199 | 3.2377 | 43.6443 | 0.54887 | 0.18394 | 2.0687 | 0.049687 | 1.0787 | 0.70357 | 1.5817 | 1.9493 | 0.0083372 | 0.71724 | 1.1957 | 0.471 | 0.49403 | 0.3611 | 0.0033606 | 3.9283 | 3.0135
1f37113 | UGI | 6 | 05m_109019_419x230x572.dat | 0.0850;0.0850;0.1928 | 419;230;572 | (0.8363;73.4725;14.0821) | 110 | 3.9 | 52 | 87.015 | 60 | EZpaque | [73,75] | [100,10] | 1 | 10 | 75 | normal | none | 5.5284 | 4.4072 | 24.3646 | 24.0526 | 19.1745 | 461.1974 | 2.2371e-13 | 1.4119 | 0.0023647 | 0.27942 | 1.3862 | 0.0064276 | 2.7856 | 0.02556 | 0.36963 | 1.9891 | 0.0028394 | 2.8682 | 0.23544 | 0.27122 | 0.012618 | 0.69064 | 0.013117 | 1.1473 | 0.29708 | 0.41495 | 0.090467 | 0.037818 | 0.10165 | 0.20867 | 0.33295 | 0.81929 | 0.20632 | 0.39481 | 0.037641 | 0.66902 | 0.52388
1f37113 | UGI | 6 | 05m_109019_419x230x572.dat | 0.0850;0.0850;0.1928 | 419;230;572 | (0.8363;73.4725;14.0821) | 110 | 7.85 | 62 | 87.015 | 60 | EZpaque | [73,75] | [100,10] | 1 | 10 | 75 | normal | none | 5.5284 | 4.4072 | 24.3646 | 24.0526 | 19.1745 | 461.1974 | 1.7866e-13 | 2.0424 | 0.0043011 | 0.39724 | 1.7496 | 0.0097948 | 3.8024 | 0.042081 | 0.57255 | 2.6898 | 0.0094713 | 3.7613 | 0.34962 | 0.43224 | 0.020157 | 1.0872 | 0.022453 | 1.5997 | 0.49221 | 0.6587 | 0.14862 | 0.054976 | 0.16574 | 0.30725 | 0.4934 | 1.0304 | 0.26792 | 0.43499 | 0.066609 | 0.93691 | 0.71741
1f37113 | UGI | 6 | 05m_109019_419x230x572.dat | 0.0850;0.0850;0.1928 | 419;230;572 | (0.8363;73.4725;14.0821) | 110 | 9.9905 | 69 | 87.015 | 60 | EZpaque | [73,75] | [100,10] | 1 | 10 | 75 | normal | none | 5.5284 | 4.4072 | 24.3646 | 24.0526 | 19.1745 | 461.1974 | 1.7273e-13 | 2.2518 | 0.0054557 | 0.44058 | 1.8318 | 0.013016 | 4.0562 | 0.053124 | 0.65026 | 2.8771 | 0.0055159 | 3.9624 | 0.38867 | 0.49666 | 0.025714 | 1.237 | 0.027131 | 1.7331 | 0.57766 | 0.75974 | 0.17285 | 0.06942 | 0.19267 | 0.34661 | 0.55293 | 1.0847 | 0.28495 | 0.44155 | 0.072587 | 1.0181 | 0.77763
1f37113 | UGI | 6 | 05m_109019_419x230x572.dat | 0.0850;0.0850;0.1928 | 419;230;572 | (0.8363;73.4725;14.0821) | 60 | 2.5 | 38 | 87.015 | 60 | EZpaque | [73,75] | [100,10] | 1 | 10 | 75 | normal | none | 5.5284 | 4.4072 | 24.3646 | 24.0526 | 19.1745 | 461.1974 | 2.7951e-13 | 0.89013 | 0.00065851 | 0.18227 | 1.0991 | 0.0020038 | 1.9631 | 0.010041 | 0.19501 | 1.4265 | 0.0019838 | 2.1696 | 0.13886 | 0.13388 | 0.0054084 | 0.35974 | 0.0052409 | 0.77679 | 0.13057 | 0.20191 | 0.040503 | 0.014792 | 0.047512 | 0.1247 | 0.19596 | 0.65816 | 0.1568 | 0.36498 | 0.013591 | 0.44975 | 0.3647
1f37113 | UGI | 6 | 05m_109019_419x230x572.dat | 0.0850;0.0850;0.1928 | 419;230;572 | (0.8363;73.4725;14.0821) | 60 | 5.7448 | 47 | 87.015 | 60 | EZpaque | [73,75] | [100,10] | 1 | 10 | 75 | normal | none | 5.5284 | 4.4072 | 24.3646 | 24.0526 | 19.1745 | 461.1974 | 1.815e-13 | 1.7669 | 0.002085 | 0.33518 | 1.6809 | 0.0055449 | 3.5519 | 0.027891 | 0.45749 | 2.49 | 0.0023663 | 3.5885 | 0.2972 | 0.33708 | 0.015457 | 0.84926 | 0.013974 | 1.4298 | 0.34439 | 0.50082 | 0.10647 | 0.040234 | 0.12027 | 0.24557 | 0.40283 | 0.97164 | 0.24775 | 0.43141 | 0.03938 | 0.83419 | 0.64145
1f37113 | UGI | 6 | 05m_109019_419x230x572.dat | 0.0850;0.0850;0.1928 | 419;230;572 | (0.8363;73.4725;14.0821) | 60 | 6.3535 | 49 | 87.015 | 60 | EZpaque | [73,75] | [100,10] | 1 | 10 | 75 | normal | none | 5.5284 | 4.4072 | 24.3646 | 24.0526 | 19.1745 | 461.1974 | 1.733e-13 | 1.8857 | 0.0024326 | 0.35196 | 1.7528 | 0.0065563 | 3.7486 | 0.028598 | 0.50394 | 2.6276 | 0.0044868 | 3.7605 | 0.32349 | 0.37079 | 0.018329 | 0.93515 | 0.015873 | 1.5225 | 0.38613 | 0.55853 | 0.1208 | 0.048885 | 0.13298 | 0.26605 | 0.43885 | 1.0114 | 0.25981 | 0.439 | 0.040055 | 0.88733 | 0.68059
1f37113 | UGI | 6 | 05m_109019_419x230x572.dat | 0.0850;0.0850;0.1928 | 419;230;572 | (0.8363;73.4725;14.0821) | 80 | 2.9 | 44 | 87.015 | 60 | EZpaque | [73,75] | [100,10] | 1 | 10 | 75 | normal | none | 5.5284 | 4.4072 | 24.3646 | 24.0526 | 19.1745 | 461.1974 | 2.5025e-13 | 1.1102 | 0.0013072 | 0.22559 | 1.2187 | 0.0034535 | 2.3099 | 0.015724 | 0.26939 | 1.6651 | 0.002126 | 2.4683 | 0.18084 | 0.19263 | 0.0088012 | 0.4999 | 0.0079201 | 0.93467 | 0.20009 | 0.29156 | 0.062002 | 0.023328 | 0.071061 | 0.15931 | 0.25489 | 0.72821 | 0.17753 | 0.37771 | 0.023254 | 0.5426 | 0.43213
1f37113 | UGI | 6 | 05m_109019_419x230x572.dat | 0.0850;0.0850;0.1928 | 419;230;572 | (0.8363;73.4725;14.0821) | 80 | 7.702 | 57 | 87.015 | 60 | EZpaque | [73,75] | [100,10] | 1 | 10 | 75 | normal | none | 5.5284 | 4.4072 | 24.3646 | 24.0526 | 19.1745 | 461.1974 | 1.6727e-13 | 2.0995 | 0.0038245 | 0.39495 | 1.8177 | 0.0094906 | 3.9369 | 0.039515 | 0.58579 | 2.7884 | 0.0025767 | 3.9178 | 0.36353 | 0.43473 | 0.018172 | 1.0934 | 0.021504 | 1.6537 | 0.48423 | 0.66222 | 0.14848 | 0.05536 | 0.16964 | 0.30781 | 0.50627 | 1.0611 | 0.27537 | 0.44369 | 0.067603 | 0.96372 | 0.7372
1f37113 | UGI | 6 | 05m_109019_419x230x572.dat | 0.0850;0.0850;0.1928 | 419;230;572 | (0.8363;73.4725;14.0821) | 80 | 8.502 | 60 | 87.015 | 60 | EZpaque | [73,75] | [100,10] | 1 | 10 | 75 | normal | none | 5.5284 | 4.4072 | 24.3646 | 24.0526 | 19.1745 | 461.1974 | 1.6313e-13 | 2.1935 | 0.0043387 | 0.41981 | 1.8586 | 0.0096931 | 4.0769 | 0.041668 | 0.62369 | 2.8849 | 0.0069658 | 4.0252 | 0.38442 | 0.46619 | 0.020447 | 1.168 | 0.023747 | 1.7211 | 0.52505 | 0.71233 | 0.16395 | 0.063534 | 0.18686 | 0.32697 | 0.53812 | 1.087 | 0.28428 | 0.44755 | 0.069627 | 1.0045 | 0.76794
1f37113 | UGI | 7 | 05m_109019_419x230x572.dat | 0.0850;0.0850;0.1928 | 419;230;572 | (0.8363;73.4725;14.0821) | 110 | 3.9 | 52 | 87.015 | 60 | EZpaque | [73,75] | [90,20] | 1 | 10 | 75 | normal | none | 5.5284 | 4.4072 | 24.3646 | 24.0526 | 19.1745 | 461.1974 | 2.2371e-13 | 1.412 | 0.0023612 | 0.27959 | 1.3736 | 0.0064822 | 2.7797 | 0.024585 | 0.36928 | 1.9836 | 0.0028394 | 2.8664 | 0.23526 | 0.27124 | 0.0125 | 0.68362 | 0.013085 | 1.0997 | 0.2965 | 0.41516 | 0.090333 | 0.038023 | 0.094535 | 0.20711 | 0.33042 | 0.81383 | 0.20547 | 0.39441 | 0.035754 | 0.66694 | 0.5215
1f37113 | UGI | 7 | 05m_109019_419x230x572.dat | 0.0850;0.0850;0.1928 | 419;230;572 | (0.8363;73.4725;14.0821) | 110 | 7.85 | 62 | 87.015 | 60 | EZpaque | [73,75] | [90,20] | 1 | 10 | 75 | normal | none | 5.5284 | 4.4072 | 24.3646 | 24.0526 | 19.1745 | 461.1974 | 1.7866e-13 | 2.0396 | 0.0042988 | 0.39748 | 1.7334 | 0.0098491 | 3.7929 | 0.035774 | 0.57227 | 2.6836 | 0.0094713 | 3.7583 | 0.34937 | 0.43095 | 0.020078 | 1.0753 | 0.022375 | 1.5457 | 0.4909 | 0.65881 | 0.14834 | 0.054711 | 0.15589 | 0.30487 | 0.48944 | 1.0232 | 0.26665 | 0.43407 | 0.064235 | 0.9336 | 0.71366
1f37113 | UGI | 7 | 05m_109019_419x230x572.dat | 0.0850;0.0850;0.1928 | 419;230;572 | (0.8363;73.4725;14.0821) | 110 | 9.9905 | 69 | 87.015 | 60 | EZpaque | [73,75] | [90,20] | 1 | 10 | 75 | normal | none | 5.5284 | 4.4072 | 24.3646 | 24.0526 | 19.1745 | 461.1974 | 1.7273e-13 | 2.2487 | 0.0054414 | 0.44076 | 1.8142 | 0.012924 | 4.0429 | 0.045755 | 0.64951 | 2.8686 | 0.0055159 | 3.9589 | 0.38844 | 0.49569 | 0.025641 | 1.227 | 0.027099 | 1.6827 | 0.57723 | 0.75951 | 0.17275 | 0.069212 | 0.18363 | 0.34386 | 0.5484 | 1.0753 | 0.2835 | 0.44058 | 0.068118 | 1.0141 | 0.77348
1f37113 | UGI | 7 | 05m_109019_419x230x572.dat | 0.0850;0.0850;0.1928 | 419;230;572 | (0.8363;73.4725;14.0821) | 60 | 2.5 | 38 | 87.015 | 60 | EZpaque | [73,75] | [90,20] | 1 | 10 | 75 | normal | none | 5.5284 | 4.4072 | 24.3646 | 24.0526 | 19.1745 | 461.1974 | 2.7951e-13 | 0.88973 | 0.00065758 | 0.1823 | 1.0904 | 0.0019853 | 1.9606 | 0.010045 | 0.19479 | 1.4227 | 0.0019838 | 2.1685 | 0.13881 | 0.13381 | 0.0054102 | 0.35358 | 0.0052613 | 0.73546 | 0.13034 | 0.20136 | 0.040464 | 0.014677 | 0.04266 | 0.12386 | 0.19466 | 0.65353 | 0.15631 | 0.36472 | 0.012588 | 0.44827 | 0.36304
1f37113 | UGI | 7 | 05m_109019_419x230x572.dat | 0.0850;0.0850;0.1928 | 419;230;572 | (0.8363;73.4725;14.0821) | 60 | 5.7448 | 47 | 87.015 | 60 | EZpaque | [73,75] | [90,20] | 1 | 10 | 75 | normal | none | 5.5284 | 4.4072 | 24.3646 | 24.0526 | 19.1745 | 461.1974 | 1.815e-13 | 1.7644 | 0.0020844 | 0.33513 | 1.6629 | 0.0055488 | 3.5411 | 0.024901 | 0.45698 | 2.4822 | 0.0023663 | 3.586 | 0.29697 | 0.33711 | 0.015388 | 0.83648 | 0.01387 | 1.3592 | 0.34337 | 0.49982 | 0.10633 | 0.040159 | 0.1098 | 0.24341 | 0.39932 | 0.96542 | 0.24656 | 0.43068 | 0.03511 | 0.83063 | 0.63763
1f37113 | UGI | 7 | 05m_109019_419x230x572.dat | 0.0850;0.0850;0.1928 | 419;230;572 | (0.8363;73.4725;14.0821) | 60 | 6.3535 | 49 | 87.015 | 60 | EZpaque | [73,75] | [90,20] | 1 | 10 | 75 | normal | none | 5.5284 | 4.4072 | 24.3646 | 24.0526 | 19.1745 | 461.1974 | 1.733e-13 | 1.8843 | 0.002429 | 0.35205 | 1.7338 | 0.0065592 | 3.7396 | 0.027888 | 0.50328 | 2.6185 | 0.0044868 | 3.7577 | 0.32317 | 0.37139 | 0.018177 | 0.92205 | 0.015793 | 1.4513 | 0.38549 | 0.55574 | 0.12079 | 0.048777 | 0.12214 | 0.26361 | 0.43488 | 1.0037 | 0.25852 | 0.43815 | 0.038689 | 0.88401 | 0.67663
1f37113 | UGI | 7 | 05m_109019_419x230x572.dat | 0.0850;0.0850;0.1928 | 419;230;572 | (0.8363;73.4725;14.0821) | 80 | 2.9 | 44 | 87.015 | 60 | EZpaque | [73,75] | [90,20] | 1 | 10 | 75 | normal | none | 5.5284 | 4.4072 | 24.3646 | 24.0526 | 19.1745 | 461.1974 | 2.5025e-13 | 1.1106 | 0.0013049 | 0.2251 | 1.2084 | 0.0034509 | 2.3039 | 0.014959 | 0.26916 | 1.6605 | 0.002126 | 2.4669 | 0.18077 | 0.19267 | 0.0088216 | 0.49279 | 0.0079261 | 0.88864 | 0.19939 | 0.29074 | 0.061858 | 0.023397 | 0.065391 | 0.1581 | 0.25292 | 0.72407 | 0.17686 | 0.37735 | 0.021873 | 0.54077 | 0.42999
1f37113 | UGI | 7 | 05m_109019_419x230x572.dat | 0.0850;0.0850;0.1928 | 419;230;572 | (0.8363;73.4725;14.0821) | 80 | 7.702 | 57 | 87.015 | 60 | EZpaque | [73,75] | [90,20] | 1 | 10 | 75 | normal | none | 5.5284 | 4.4072 | 24.3646 | 24.0526 | 19.1745 | 461.1974 | 1.6727e-13 | 2.095 | 0.0038218 | 0.39482 | 1.7981 | 0.009496 | 3.9344 | 0.03772 | 0.58498 | 2.7807 | 0.0025767 | 3.9143 | 0.36321 | 0.4344 | 0.018146 | 1.0814 | 0.021472 | 1.5896 | 0.48267 | 0.6624 | 0.14834 | 0.055446 | 0.15419 | 0.30513 | 0.50184 | 1.0532 | 0.2739 | 0.44268 | 0.064321 | 0.9606 | 0.73316
1f37113 | UGI | 7 | 05m_109019_419x230x572.dat | 0.0850;0.0850;0.1928 | 419;230;572 | (0.8363;73.4725;14.0821) | 80 | 8.502 | 60 | 87.015 | 60 | EZpaque | [73,75] | [90,20] | 1 | 10 | 75 | normal | none | 5.5284 | 4.4072 | 24.3646 | 24.0526 | 19.1745 | 461.1974 | 1.6313e-13 | 2.1909 | 0.0043341 | 0.41911 | 1.8374 | 0.009706 | 4.0848 | 0.040207 | 0.62314 | 2.8754 | 0.0069535 | 4.0219 | 0.38412 | 0.466 | 0.020241 | 1.1548 | 0.023737 | 1.6598 | 0.52336 | 0.7127 | 0.16369 | 0.063393 | 0.17273 | 0.32403 | 0.53324 | 1.0778 | 0.28274 | 0.44654 | 0.069167 | 1.0022 | 0.7638
1f37113 | UGI | 8 | 05m_109019_419x230x572.dat | 0.0850;0.0850;0.1928 | 419;230;572 | (0.1749;69.2650;13.4236) | 110 | 3.9 | 52 | 83.87 | 60 | EZpaque | [73,75] | [90,20] | 1 | 10 | 75 | normal | none | 7.8373 | 4.4571 | 34.9318 | 32.8656 | 18.691 | 614.2918 | 1.9972e-13 | 3.1349 | 0.0018753 | 0.09384 | 0.73908 | 0.0037607 | 1.6368 | 0.022632 | 0.2462 | 3.331 | 0.001672 | 1.3977 | 0.18573 | 0.28174 | 0.007189 | 2.0839 | 0.0090966 | 0.96749 | 2.8897 | 1.0502 | 0.060879 | 0.027587 | 0.11232 | 0.28265 | 0.44871 | 0.76729 | 0.16111 | 0.33796 | 0.042057 | 0.90466 | 0.4733
1f37113 | UGI | 8 | 05m_109019_419x230x572.dat | 0.0850;0.0850;0.1928 | 419;230;572 | (0.1749;69.2650;13.4236) | 110 | 7.85 | 62 | 83.87 | 60 | EZpaque | [73,75] | [90,20] | 1 | 10 | 75 | normal | none | 7.8373 | 4.4571 | 34.9318 | 32.8656 | 18.691 | 614.2918 | 1.5952e-13 | 3.925 | 0.0032847 | 0.15047 | 1.0302 | 0.0063108 | 2.3315 | 0.039232 | 0.38366 | 4.1631 | 0.0040826 | 1.943 | 0.27474 | 0.42828 | 0.011266 | 2.8298 | 0.016886 | 1.3922 | 3.5993 | 1.4816 | 0.10071 | 0.045127 | 0.17683 | 0.40097 | 0.64339 | 0.97818 | 0.21163 | 0.37038 | 0.070349 | 1.1882 | 0.66035
1f37113 | UGI | 8 | 05m_109019_419x230x572.dat | 0.0850;0.0850;0.1928 | 419;230;572 | (0.1749;69.2650;13.4236) | 110 | 9.9905 | 69 | 83.87 | 60 | EZpaque | [73,75] | [90,20] | 1 | 10 | 75 | normal | none | 7.8373 | 4.4571 | 34.9318 | 32.8656 | 18.691 | 614.2918 | 1.5425e-13 | 4.1057 | 0.0041678 | 0.17472 | 1.1227 | 0.0075463 | 2.5292 | 0.042144 | 0.4344 | 4.3018 | 0.0034889 | 2.1012 | 0.30383 | 0.48333 | 0.014331 | 3.0147 | 0.019064 | 1.5282 | 3.6981 | 1.6205 | 0.11984 | 0.05068 | 0.20557 | 0.44166 | 0.70492 | 1.0336 | 0.22594 | 0.37547 | 0.087502 | 1.2589 | 0.71871
1f37113 | UGI | 8 | 05m_109019_419x230x572.dat | 0.0850;0.0850;0.1928 | 419;230;572 | (0.1749;69.2650;13.4236) | 60 | 2.5 | 38 | 83.87 | 60 | EZpaque | [73,75] | [90,20] | 1 | 10 | 75 | normal | none | 7.8373 | 4.4571 | 34.9318 | 32.8656 | 18.691 | 614.2918 | 2.4952e-13 | 2.5502 | 0.00051022 | 0.042858 | 0.49928 | 0.00091952 | 1.0791 | 0.0088698 | 0.12932 | 2.6919 | 8.4181e-05 | 0.95551 | 0.11081 | 0.16119 | 0.0034143 | 1.4868 | 0.0035436 | 0.61746 | 2.3626 | 0.69429 | 0.025776 | 0.010786 | 0.052609 | 0.18441 | 0.28632 | 0.59636 | 0.12028 | 0.3136 | 0.01708 | 0.6818 | 0.31957
1f37113 | UGI | 8 | 05m_109019_419x230x572.dat | 0.0850;0.0850;0.1928 | 419;230;572 | (0.1749;69.2650;13.4236) | 60 | 5.7448 | 47 | 83.87 | 60 | EZpaque | [73,75] | [90,20] | 1 | 10 | 75 | normal | none | 7.8373 | 4.4571 | 34.9318 | 32.8656 | 18.691 | 614.2918 | 1.6202e-13 | 3.8264 | 0.0016188 | 0.1058 | 0.91095 | 0.0033639 | 2.0913 | 0.027619 | 0.30552 | 4.1365 | 0.0017589 | 1.7556 | 0.2359 | 0.3517 | 0.0072616 | 2.6502 | 0.010295 | 1.2086 | 3.5988 | 1.339 | 0.070573 | 0.031708 | 0.13294 | 0.34296 | 0.56067 | 0.92576 | 0.19459 | 0.3695 | 0.042689 | 1.1238 | 0.58952
1f37113 | UGI | 8 | 05m_109019_419x230x572.dat | 0.0850;0.0850;0.1928 | 419;230;572 | (0.1749;69.2650;13.4236) | 60 | 6.3535 | 49 | 83.87 | 60 | EZpaque | [73,75] | [90,20] | 1 | 10 | 75 | normal | none | 7.8373 | 4.4571 | 34.9318 | 32.8656 | 18.691 | 614.2918 | 1.547e-13 | 3.9664 | 0.0018997 | 0.1185 | 0.96926 | 0.003861 | 2.242 | 0.029154 | 0.33566 | 4.2912 | 0.0019402 | 1.8653 | 0.25654 | 0.38007 | 0.0078528 | 2.7947 | 0.011694 | 1.2986 | 3.7235 | 1.4296 | 0.079278 | 0.033786 | 0.14836 | 0.367 | 0.60405 | 0.96635 | 0.2047 | 0.37591 | 0.048941 | 1.1788 | 0.62773
1f37113 | UGI | 8 | 05m_109019_419x230x572.dat | 0.0850;0.0850;0.1928 | 419;230;572 | (0.1749;69.2650;13.4236) | 80 | 2.9 | 44 | 83.87 | 60 | EZpaque | [73,75] | [90,20] | 1 | 10 | 75 | normal | none | 7.8373 | 4.4571 | 34.9318 | 32.8656 | 18.691 | 614.2918 | 2.2341e-13 | 2.7809 | 0.0010224 | 0.062348 | 0.59945 | 0.0020304 | 1.3508 | 0.018085 | 0.17849 | 2.9696 | 0.00027052 | 1.1437 | 0.14368 | 0.21244 | 0.0040352 | 1.7414 | 0.0060607 | 0.76551 | 2.5853 | 0.84281 | 0.041341 | 0.01729 | 0.077249 | 0.22542 | 0.35737 | 0.66868 | 0.13751 | 0.32435 | 0.019985 | 0.77763 | 0.38452
1f37113 | UGI | 8 | 05m_109019_419x230x572.dat | 0.0850;0.0850;0.1928 | 419;230;572 | (0.1749;69.2650;13.4236) | 80 | 7.702 | 57 | 83.87 | 60 | EZpaque | [73,75] | [90,20] | 1 | 10 | 75 | normal | none | 7.8373 | 4.4571 | 34.9318 | 32.8656 | 18.691 | 614.2918 | 1.4933e-13 | 4.0829 | 0.0030087 | 0.15279 | 1.057 | 0.0060352 | 2.4374 | 0.040027 | 0.39339 | 4.367 | 0.0043883 | 2.008 | 0.2874 | 0.43816 | 0.0099609 | 2.9492 | 0.015481 | 1.4341 | 3.7694 | 1.5352 | 0.10195 | 0.041054 | 0.1868 | 0.40841 | 0.6711 | 1.0084 | 0.21806 | 0.37829 | 0.06326 | 1.2371 | 0.68219
1f37113 | UGI | 8 | 05m_109019_419x230x572.dat | 0.0850;0.0850;0.1928 | 419;230;572 | (0.1749;69.2650;13.4236) | 80 | 8.502 | 60 | 83.87 | 60 | EZpaque | [73,75] | [90,20] | 1 | 10 | 75 | normal | none | 7.8373 | 4.4571 | 34.9318 | 32.8656 | 18.691 | 614.2918 | 1.4564e-13 | 4.1626 | 0.0033589 | 0.15778 | 1.1032 | 0.0065771 | 2.5527 | 0.044184 | 0.41982 | 4.4462 | 0.0043203 | 2.0892 | 0.30283 | 0.4678 | 0.012377 | 3.0417 | 0.017131 | 1.5039 | 3.8234 | 1.6049 | 0.11043 | 0.043893 | 0.19643 | 0.42884 | 0.70558 | 1.0397 | 0.22537 | 0.38177 | 0.070456 | 1.274 | 0.71109
1f37113 | UGI | 9 | 05m_109019_419x230x572.dat | 0.0850;0.0850;0.1928 | 419;230;572 | (0.2562;70.3993;13.2905) | 110 | 3.9 | 52 | 84.644 | 60 | EZpaque | [73,75] | [90,20] | 1 | 5 | 75 | normal | none | 7.5677 | 4.3235 | 32.719 | 32.0282 | 18.2979 | 586.048 | 1.9981e-13 | 3.1 | 0.0018 | 0.084698 | 0.74087 | 0.0035965 | 1.5034 | 0.026509 | 0.22435 | 3.3261 | 0.0017222 | 1.1975 | 0.17091 | 0.2719 | 0.0069743 | 2.4048 | 0.0089327 | 0.98005 | 3.3562 | 1.2054 | 0.05694 | 0.022727 | 0.11584 | 0.28066 | 0.4464 | 0.77711 | 0.15981 | 0.34498 | 0.042388 | 0.91393 | 0.48204
1f37113 | UGI | 9 | 05m_109019_419x230x572.dat | 0.0850;0.0850;0.1928 | 419;230;572 | (0.2562;70.3993;13.2905) | 110 | 7.85 | 62 | 84.644 | 60 | EZpaque | [73,75] | [90,20] | 1 | 5 | 75 | normal | none | 7.5677 | 4.3235 | 32.719 | 32.0282 | 18.2979 | 586.048 | 1.5958e-13 | 3.902 | 0.0031975 | 0.13587 | 1.0374 | 0.0055751 | 2.1346 | 0.044092 | 0.34881 | 4.1807 | 0.0028093 | 1.6984 | 0.25508 | 0.4113 | 0.011538 | 3.1983 | 0.015406 | 1.411 | 4.1207 | 1.6797 | 0.09496 | 0.039614 | 0.18472 | 0.39867 | 0.64079 | 0.99123 | 0.21032 | 0.37621 | 0.080779 | 1.1981 | 0.67183
1f37113 | UGI | 9 | 05m_109019_419x230x572.dat | 0.0850;0.0850;0.1928 | 419;230;572 | (0.2562;70.3993;13.2905) | 110 | 9.9905 | 69 | 84.644 | 60 | EZpaque | [73,75] | [90,20] | 1 | 5 | 75 | normal | none | 7.5677 | 4.3235 | 32.719 | 32.0282 | 18.2979 | 586.048 | 1.5431e-13 | 4.059 | 0.0040338 | 0.15951 | 1.131 | 0.0068662 | 2.3351 | 0.052737 | 0.3966 | 4.3222 | 0.0025952 | 1.8533 | 0.28293 | 0.46317 | 0.013093 | 3.3788 | 0.018345 | 1.5503 | 4.2122 | 1.8273 | 0.11305 | 0.049178 | 0.21284 | 0.43925 | 0.70216 | 1.0397 | 0.22441 | 0.38169 | 0.081591 | 1.2646 | 0.73098
1f37113 | UGI | 9 | 05m_109019_419x230x572.dat | 0.0850;0.0850;0.1928 | 419;230;572 | (0.2562;70.3993;13.2905) | 60 | 2.5 | 38 | 84.644 | 60 | EZpaque | [73,75] | [90,20] | 1 | 5 | 75 | normal | none | 7.5677 | 4.3235 | 32.719 | 32.0282 | 18.2979 | 586.048 | 2.4962e-13 | 2.4649 | 0.00048938 | 0.038973 | 0.49727 | 0.0010987 | 0.95384 | 0.0088189 | 0.11499 | 2.6787 | 0.0006469 | 0.78514 | 0.10063 | 0.16008 | 0.0026579 | 1.7772 | 0.0032504 | 0.62454 | 2.8064 | 0.81539 | 0.023614 | 0.01083 | 0.05431 | 0.18254 | 0.28403 | 0.60909 | 0.11919 | 0.3205 | 0.021373 | 0.68675 | 0.32579
1f37113 | UGI | 9 | 05m_109019_419x230x572.dat | 0.0850;0.0850;0.1928 | 419;230;572 | (0.2562;70.3993;13.2905) | 60 | 5.7448 | 47 | 84.644 | 60 | EZpaque | [73,75] | [90,20] | 1 | 5 | 75 | normal | none | 7.5677 | 4.3235 | 32.719 | 32.0282 | 18.2979 | 586.048 | 1.6208e-13 | 3.785 | 0.0015371 | 0.090529 | 0.91424 | 0.0036446 | 1.8889 | 0.029733 | 0.27479 | 4.1436 | 0.00043979 | 1.5025 | 0.21764 | 0.33748 | 0.0057422 | 3.0358 | 0.0092442 | 1.2262 | 4.1623 | 1.5377 | 0.065369 | 0.026821 | 0.1337 | 0.34057 | 0.55776 | 0.93299 | 0.19325 | 0.37649 | 0.047858 | 1.1322 | 0.59979
1f37113 | UGI | 9 | 05m_109019_419x230x572.dat | 0.0850;0.0850;0.1928 | 419;230;572 | (0.2562;70.3993;13.2905) | 60 | 6.3535 | 49 | 84.644 | 60 | EZpaque | [73,75] | [90,20] | 1 | 5 | 75 | normal | none | 7.5677 | 4.3235 | 32.719 | 32.0282 | 18.2979 | 586.048 | 1.5476e-13 | 3.9309 | 0.0018024 | 0.10138 | 0.97559 | 0.0037811 | 1.9985 | 0.028477 | 0.30361 | 4.3021 | 0.0020833 | 1.6062 | 0.23735 | 0.3674 | 0.0079815 | 3.186 | 0.010955 | 1.3166 | 4.2984 | 1.6336 | 0.074316 | 0.032048 | 0.14932 | 0.36453 | 0.60105 | 0.97618 | 0.20323 | 0.38289 | 0.047666 | 1.185 | 0.63814
1f37113 | UGI | 9 | 05m_109019_419x230x572.dat | 0.0850;0.0850;0.1928 | 419;230;572 | (0.2562;70.3993;13.2905) | 80 | 2.9 | 44 | 84.644 | 60 | EZpaque | [73,75] | [90,20] | 1 | 5 | 75 | normal | none | 7.5677 | 4.3235 | 32.719 | 32.0282 | 18.2979 | 586.048 | 2.235e-13 | 2.7427 | 0.00097934 | 0.052605 | 0.59974 | 0.002056 | 1.1835 | 0.017786 | 0.16272 | 2.9544 | 0.00016934 | 0.9597 | 0.13156 | 0.20861 | 0.0034097 | 2.0508 | 0.0057048 | 0.77648 | 3.0338 | 0.98319 | 0.038159 | 0.016134 | 0.08065 | 0.22351 | 0.35507 | 0.67797 | 0.13635 | 0.33089 | 0.026677 | 0.78379 | 0.39188
1f37113 | UGI | 9 | 05m_109019_419x230x572.dat | 0.0850;0.0850;0.1928 | 419;230;572 | (0.2562;70.3993;13.2905) | 80 | 7.702 | 57 | 84.644 | 60 | EZpaque | [73,75] | [90,20] | 1 | 5 | 75 | normal | none | 7.5677 | 4.3235 | 32.719 | 32.0282 | 18.2979 | 586.048 | 1.4939e-13 | 4.0503 | 0.0028447 | 0.1338 | 1.0655 | 0.0055861 | 2.1887 | 0.039836 | 0.35913 | 4.3804 | 0.0021038 | 1.7499 | 0.26608 | 0.42081 | 0.010485 | 3.3326 | 0.014748 | 1.4531 | 4.3192 | 1.7447 | 0.095112 | 0.035809 | 0.18448 | 0.40602 | 0.66827 | 1.0177 | 0.21677 | 0.38539 | 0.06902 | 1.2425 | 0.69257
1f37113 | UGI | 9 | 05m_109019_419x230x572.dat | 0.0850;0.0850;0.1928 | 419;230;572 | (0.2562;70.3993;13.2905) | 80 | 8.502 | 60 | 84.644 | 60 | EZpaque | [73,75] | [90,20] | 1 | 5 | 75 | normal | none | 7.5677 | 4.3235 | 32.719 | 32.0282 | 18.2979 | 586.048 | 1.4569e-13 | 4.1312 | 0.0032317 | 0.14289 | 1.1107 | 0.0063912 | 2.3321 | 0.046085 | 0.38385 | 4.4615 | 0.002939 | 1.8281 | 0.28103 | 0.44559 | 0.010916 | 3.4283 | 0.015856 | 1.5252 | 4.3722 | 1.8115 | 0.10404 | 0.042475 | 0.20117 | 0.42631 | 0.70262 | 1.0464 | 0.22403 | 0.38839 | 0.083298 | 1.2818 | 0.722
1f37113 | UGI | 1 | 10f_138032_419x226x576.dat | 0.0990;0.0990;0.2425 | 419;226;576 | (0.4286;75.7905;44.0066) | 110 | 3.9 | 52 | 88.958 | 60 | EZpaque | [5] | [0] | 0 | 5 | 75 | normal | none | 6.3911 | 8.0682 | 51.5646 | 28.4268 | 35.8868 | 1020.1442 | 2.2803e-13 | 0.14116 | 0.17586 | 0.89923 | 0.013808 | 0.72114 | 0.051195 | 0.0014292 | 0.72206 | 0.04988 | 0.18313 | 0.16258 | 0.78301 | 0.65193 | 1.1385 | 0.081893 | 1.3145 | 0.015995 | 0.24657 | 0.19164 | 0.59633 | 1.206 | 0.0015084 | 0.22105 | 0.2672 | 0.24916 | 0.18769 | 0.20186 | 0.001353 | 0.40872 | 0.40269
1f37113 | UGI | 1 | 10f_138032_419x226x576.dat | 0.0990;0.0990;0.2425 | 419;226;576 | (0.4286;75.7905;44.0066) | 110 | 7.85 | 62 | 88.958 | 60 | EZpaque | [5] | [0] | 0 | 5 | 75 | normal | none | 6.3911 | 8.0682 | 51.5646 | 28.4268 | 35.8868 | 1020.1442 | 1.8212e-13 | 0.21949 | 0.2736 | 1.0603 | 0.023133 | 1.0066 | 0.082387 | 0.0035055 | 1.0509 | 0.082645 | 0.25188 | 0.25752 | 1.0849 | 0.94978 | 1.3874 | 0.13383 | 1.6365 | 0.027393 | 0.35481 | 0.28901 | 0.89256 | 1.5296 | 0.0020492 | 0.32395 | 0.39418 | 0.32109 | 0.24488 | 0.22392 | 0.0027954 | 0.56777 | 0.53701
1f37113 | UGI | 1 | 10f_138032_419x226x576.dat | 0.0990;0.0990;0.2425 | 419;226;576 | (0.4286;75.7905;44.0066) | 110 | 9.9905 | 69 | 88.958 | 60 | EZpaque | [5] | [0] | 0 | 5 | 75 | normal | none | 6.3911 | 8.0682 | 51.5646 | 28.4268 | 35.8868 | 1020.1442 | 1.7609e-13 | 0.25312 | 0.31355 | 1.1173 | 0.028147 | 1.1037 | 0.10845 | 0.00349 | 1.1581 | 0.097207 | 0.29255 | 0.29806 | 1.1742 | 1.0486 | 1.4805 | 0.15572 | 1.7092 | 0.033835 | 0.38543 | 0.32339 | 0.99666 | 1.5999 | 0.0025538 | 0.36445 | 0.44036 | 0.34216 | 0.26144 | 0.22902 | 0.0033905 | 0.62405 | 0.58095
1f37113 | UGI | 1 | 10f_138032_419x226x576.dat | 0.0990;0.0990;0.2425 | 419;226;576 | (0.4286;75.7905;44.0066) | 60 | 2.5 | 38 | 88.958 | 60 | EZpaque | [5] | [0] | 0 | 5 | 75 | normal | none | 6.3911 | 8.0682 | 51.5646 | 28.4268 | 35.8868 | 1020.1442 | 2.8492e-13 | 0.068412 | 0.091857 | 0.76432 | 0.0050565 | 0.49705 | 0.017295 | 0.00027399 | 0.44851 | 0.021599 | 0.10053 | 0.079945 | 0.53801 | 0.40769 | 0.91117 | 0.03674 | 1.0693 | 0.0057339 | 0.15609 | 0.11185 | 0.34531 | 0.9396 | 0.00028473 | 0.13404 | 0.15957 | 0.19221 | 0.14165 | 0.18486 | 0.00029853 | 0.27577 | 0.29166
1f37113 | UGI | 1 | 10f_138032_419x226x576.dat | 0.0990;0.0990;0.2425 | 419;226;576 | (0.4286;75.7905;44.0066) | 60 | 5.7448 | 47 | 88.958 | 60 | EZpaque | [5] | [0] | 0 | 5 | 75 | normal | none | 6.3911 | 8.0682 | 51.5646 | 28.4268 | 35.8868 | 1020.1442 | 1.8499e-13 | 0.16774 | 0.21128 | 0.97463 | 0.014536 | 0.86792 | 0.054645 | 0.0019989 | 0.91036 | 0.056721 | 0.19262 | 0.19242 | 0.97609 | 0.80684 | 1.2775 | 0.096695 | 1.5505 | 0.016647 | 0.31793 | 0.24253 | 0.74149 | 1.4675 | 0.00098739 | 0.26029 | 0.32443 | 0.29416 | 0.2243 | 0.21906 | 0.0010566 | 0.4898 | 0.47687
1f37113 | UGI | 1 | 10f_138032_419x226x576.dat | 0.0990;0.0990;0.2425 | 419;226;576 | (0.4286;75.7905;44.0066) | 60 | 6.3535 | 49 | 88.958 | 60 | EZpaque | [5] | [0] | 0 | 5 | 75 | normal | none | 6.3911 | 8.0682 | 51.5646 | 28.4268 | 35.8868 | 1020.1442 | 1.7663e-13 | 0.18222 | 0.23236 | 1.0026 | 0.016573 | 0.91369 | 0.060198 | 0.001648 | 0.97733 | 0.064064 | 0.21674 | 0.2133 | 1.0369 | 0.86721 | 1.3311 | 0.10722 | 1.6111 | 0.019224 | 0.34267 | 0.26506 | 0.80352 | 1.5248 | 0.0011209 | 0.28098 | 0.35217 | 0.30731 | 0.2356 | 0.22305 | 0.00094981 | 0.52031 | 0.50326
1f37113 | UGI | 1 | 10f_138032_419x226x576.dat | 0.0990;0.0990;0.2425 | 419;226;576 | (0.4286;75.7905;44.0066) | 80 | 2.9 | 44 | 88.958 | 60 | EZpaque | [5] | [0] | 0 | 5 | 75 | normal | none | 6.3911 | 8.0682 | 51.5646 | 28.4268 | 35.8868 | 1020.1442 | 2.5509e-13 | 0.097083 | 0.12721 | 0.81912 | 0.0087412 | 0.58317 | 0.031366 | 0.0012593 | 0.56404 | 0.033393 | 0.11925 | 0.11455 | 0.64181 | 0.5097 | 0.99502 | 0.056066 | 1.1683 | 0.009904 | 0.19722 | 0.14689 | 0.44992 | 1.0517 | 0.00059716 | 0.16971 | 0.20566 | 0.21597 | 0.161 | 0.192 | 0.00058654 | 0.32927 | 0.33796
1f37113 | UGI | 1 | 10f_138032_419x226x576.dat | 0.0990;0.0990;0.2425 | 419;226;576 | (0.4286;75.7905;44.0066) | 80 | 7.702 | 57 | 88.958 | 60 | EZpaque | [5] | [0] | 0 | 5 | 75 | normal | none | 6.3911 | 8.0682 | 51.5646 | 28.4268 | 35.8868 | 1020.1442 | 1.7049e-13 | 0.22417 | 0.27566 | 1.0553 | 0.022667 | 1.0156 | 0.083226 | 0.0021055 | 1.0818 | 0.081965 | 0.26338 | 0.25795 | 1.1196 | 0.96898 | 1.4261 | 0.13483 | 1.679 | 0.026445 | 0.37382 | 0.29976 | 0.90945 | 1.5848 | 0.0017731 | 0.32407 | 0.4041 | 0.32714 | 0.25108 | 0.22745 | 0.0019441 | 0.57861 | 0.54657
1f37113 | UGI | 1 | 10f_138032_419x226x576.dat | 0.0990;0.0990;0.2425 | 419;226;576 | (0.4286;75.7905;44.0066) | 80 | 8.502 | 60 | 88.958 | 60 | EZpaque | [5] | [0] | 0 | 5 | 75 | normal | none | 6.3911 | 8.0682 | 51.5646 | 28.4268 | 35.8868 | 1020.1442 | 1.6627e-13 | 0.23425 | 0.29557 | 1.0835 | 0.024835 | 1.0657 | 0.094401 | 0.0027511 | 1.1347 | 0.089703 | 0.28513 | 0.27775 | 1.1649 | 1.0174 | 1.4618 | 0.14629 | 1.7227 | 0.02934 | 0.39334 | 0.31879 | 0.96379 | 1.6316 | 0.0019182 | 0.34368 | 0.42867 | 0.33821 | 0.2595 | 0.23034 | 0.0022528 | 0.60568 | 0.5691
1f37113 | UGI | 2 | 10f_138032_419x226x576.dat | 0.0990;0.0990;0.2425 | 419;226;576 | (0.4286;75.7905;52.3320) | 110 | 3.9 | 52 | 88.958 | 60 | EZpaque | [5] | [0] | 0 | 5 | 75 | normal | none | 6.3911 | 3.4921 | 22.318 | 28.4268 | 15.5324 | 441.5351 | 1.9341e-13 | 0.0070871 | 0.37297 | 0.015558 | 0.00093181 | 1.5899 | 0.0033451 | 0.00012639 | 0.045025 | 0.0029791 | 0.27129 | 0.0088047 | 0.1038 | 0.52511 | 2.4979 | 0.0040818 | 2.8424 | 0.0010722 | 0.0092654 | 0.0073606 | 0.23281 | 3.1001 | 0.00017077 | 0.19744 | 0.22323 | 0.31351 | 0.15628 | 0.17183 | 0.00022151 | 0.53601 | 0.28481
1f37113 | UGI | 2 | 10f_138032_419x226x576.dat | 0.0990;0.0990;0.2425 | 419;226;576 | (0.4286;75.7905;52.3320) | 110 | 7.85 | 62 | 88.958 | 60 | EZpaque | [5] | [0] | 0 | 5 | 75 | normal | none | 6.3911 | 3.4921 | 22.318 | 28.4268 | 15.5324 | 441.5351 | 1.5447e-13 | 0.012973 | 0.57448 | 0.02465 | 0.0016564 | 2.2005 | 0.0072325 | 0.00022382 | 0.07371 | 0.0052549 | 0.39494 | 0.015472 | 0.15777 | 0.69677 | 3.0796 | 0.0076889 | 3.5191 | 0.0019296 | 0.016139 | 0.012653 | 0.34389 | 3.7336 | 0.00028655 | 0.28851 | 0.33035 | 0.39391 | 0.20251 | 0.18925 | 0.0002383 | 0.7096 | 0.36738
1f37113 | UGI | 2 | 10f_138032_419x226x576.dat | 0.0990;0.0990;0.2425 | 419;226;576 | (0.4286;75.7905;52.3320) | 110 | 9.9905 | 69 | 88.958 | 60 | EZpaque | [5] | [0] | 0 | 5 | 75 | normal | none | 6.3911 | 3.4921 | 22.318 | 28.4268 | 15.5324 | 441.5351 | 1.4936e-13 | 0.014718 | 0.65344 | 0.029825 | 0.0022868 | 2.4176 | 0.0090139 | 0.00036301 | 0.086369 | 0.0066593 | 0.45181 | 0.01926 | 0.17727 | 0.73976 | 3.2492 | 0.0095997 | 3.6795 | 0.002492 | 0.019621 | 0.015653 | 0.37969 | 3.8172 | 0.00043213 | 0.32406 | 0.37046 | 0.4156 | 0.21615 | 0.19404 | 0.00025729 | 0.76632 | 0.38992
1f37113 | UGI | 2 | 10f_138032_419x226x576.dat | 0.0990;0.0990;0.2425 | 419;226;576 | (0.4286;75.7905;52.3320) | 60 | 2.5 | 38 | 88.958 | 60 | EZpaque | [5] | [0] | 0 | 5 | 75 | normal | none | 6.3911 | 3.4921 | 22.318 | 28.4268 | 15.5324 | 441.5351 | 2.4164e-13 | 0.0022666 | 0.19972 | 0.0091253 | 0.00031897 | 1.0979 | 0.00094274 | 0.00012447 | 0.019535 | 0.00086696 | 0.17999 | 0.0027569 | 0.057698 | 0.38747 | 2.0302 | 0.0012628 | 2.3141 | 0.00032092 | 0.0034051 | 0.0024577 | 0.13953 | 2.6191 | 4.7998e-05 | 0.12022 | 0.13198 | 0.24777 | 0.11887 | 0.15797 | 9.8975e-05 | 0.39574 | 0.21869
1f37113 | UGI | 2 | 10f_138032_419x226x576.dat | 0.0990;0.0990;0.2425 | 419;226;576 | (0.4286;75.7905;52.3320) | 60 | 5.7448 | 47 | 88.958 | 60 | EZpaque | [5] | [0] | 0 | 5 | 75 | normal | none | 6.3911 | 3.4921 | 22.318 | 28.4268 | 15.5324 | 441.5351 | 1.569e-13 | 0.0073099 | 0.45323 | 0.018516 | 0.00084106 | 1.9167 | 0.0043124 | 0.00010833 | 0.052511 | 0.002642 | 0.33595 | 0.0084737 | 0.12878 | 0.6394 | 2.8259 | 0.0040347 | 3.3525 | 0.00094679 | 0.010105 | 0.0074099 | 0.29372 | 3.71 | 0.00013734 | 0.2333 | 0.26915 | 0.37316 | 0.18542 | 0.18524 | 0.00011404 | 0.63245 | 0.33949
1f37113 | UGI | 2 | 10f_138032_419x226x576.dat | 0.0990;0.0990;0.2425 | 419;226;576 | (0.4286;75.7905;52.3320) | 60 | 6.3535 | 49 | 88.958 | 60 | EZpaque | [5] | [0] | 0 | 5 | 75 | normal | none | 6.3911 | 3.4921 | 22.318 | 28.4268 | 15.5324 | 441.5351 | 1.4981e-13 | 0.0089942 | 0.49755 | 0.019726 | 0.00096571 | 2.0351 | 0.0036627 | 0.00013069 | 0.059295 | 0.0030608 | 0.35862 | 0.0099388 | 0.14111 | 0.6754 | 2.9454 | 0.0046225 | 3.4801 | 0.0011439 | 0.011735 | 0.008591 | 0.32055 | 3.8357 | 0.00024097 | 0.25191 | 0.29258 | 0.3873 | 0.19457 | 0.18859 | 2.7581e-05 | 0.66716 | 0.35618
1f37113 | UGI | 2 | 10f_138032_419x226x576.dat | 0.0990;0.0990;0.2425 | 419;226;576 | (0.4286;75.7905;52.3320) | 80 | 2.9 | 44 | 88.958 | 60 | EZpaque | [5] | [0] | 0 | 5 | 75 | normal | none | 6.3911 | 3.4921 | 22.318 | 28.4268 | 15.5324 | 441.5351 | 2.1635e-13 | 0.0043561 | 0.27286 | 0.012472 | 0.00059866 | 1.3084 | 0.0031754 | 4.7031e-06 | 0.030604 | 0.0016406 | 0.22702 | 0.0051736 | 0.07781 | 0.44429 | 2.22 | 0.0024747 | 2.5302 | 0.00057976 | 0.0059931 | 0.0043816 | 0.18007 | 2.8166 | 5.2184e-05 | 0.15206 | 0.17086 | 0.27408 | 0.13455 | 0.16379 | 0.00011862 | 0.45479 | 0.24627
1f37113 | UGI | 2 | 10f_138032_419x226x576.dat | 0.0990;0.0990;0.2425 | 419;226;576 | (0.4286;75.7905;52.3320) | 80 | 7.702 | 57 | 88.958 | 60 | EZpaque | [5] | [0] | 0 | 5 | 75 | normal | none | 6.3911 | 3.4921 | 22.318 | 28.4268 | 15.5324 | 441.5351 | 1.4461e-13 | 0.010962 | 0.58234 | 0.023322 | 0.0014513 | 2.2229 | 0.0066447 | 8.3547e-05 | 0.074004 | 0.0047416 | 0.42479 | 0.014492 | 0.16266 | 0.71826 | 3.1408 | 0.0070913 | 3.6119 | 0.0016722 | 0.015876 | 0.012109 | 0.35891 | 3.8915 | 0.00019346 | 0.28985 | 0.33756 | 0.40368 | 0.20745 | 0.19217 | 0.00025327 | 0.72143 | 0.37752
1f37113 | UGI | 2 | 10f_138032_419x226x576.dat | 0.0990;0.0990;0.2425 | 419;226;576 | (0.4286;75.7905;52.3320) | 80 | 8.502 | 60 | 88.958 | 60 | EZpaque | [5] | [0] | 0 | 5 | 75 | normal | none | 6.3911 | 3.4921 | 22.318 | 28.4268 | 15.5324 | 441.5351 | 1.4104e-13 | 0.011768 | 0.62186 | 0.025874 | 0.0016576 | 2.3127 | 0.0069376 | 0.00045995 | 0.081036 | 0.0054982 | 0.42548 | 0.016258 | 0.17291 | 0.73797 | 3.1987 | 0.0079164 | 3.6936 | 0.0018682 | 0.017443 | 0.013397 | 0.38033 | 3.9433 | 0.00025385 | 0.30713 | 0.35847 | 0.41451 | 0.21416 | 0.19435 | 0.00029244 | 0.74496 | 0.38854
1f37113 | UGI | 3 | 10f_138032_419x226x576.dat | 0.0990;0.0990;0.2425 | 419;226;576 | (0.4286;75.7905;52.3320) | 110 | 3.9 | 52 | 88.958 | 60 | EZpaque | [5,133,110] | [30,30,100] | 0 | 10 | 75 | normal | none | 6.3911 | 3.4921 | 22.318 | 28.4268 | 15.5324 | 441.5351 | 1.9341e-13 | 0.0061807 | 0.36778 | 0.013722 | 0.00086594 | 1.5571 | 0.0027752 | 0.00012639 | 0.040055 | 0.0026666 | 0.25645 | 0.0076465 | 0.094738 | 5.1865 | 5.5722 | 0.0036108 | 2.7212 | 0.000977 | 0.0086625 | 0.0068932 | 0.20921 | 3.0391 | 0.00016646 | 0.19204 | 0.21704 | 0.3042 | 0.15148 | 0.16993 | 0.00022151 | 1.1226 | 0.5358
1f37113 | UGI | 3 | 10f_138032_419x226x576.dat | 0.0990;0.0990;0.2425 | 419;226;576 | (0.4286;75.7905;52.3320) | 110 | 7.85 | 62 | 88.958 | 60 | EZpaque | [5,133,110] | [30,30,100] | 0 | 10 | 75 | normal | none | 6.3911 | 3.4921 | 22.318 | 28.4268 | 15.5324 | 441.5351 | 1.5447e-13 | 0.011351 | 0.56561 | 0.022263 | 0.0015074 | 2.1531 | 0.0059482 | 0.00022382 | 0.065204 | 0.004729 | 0.37583 | 0.013428 | 0.14381 | 8.2683 | 8.1582 | 0.0068292 | 3.3515 | 0.0017523 | 0.015133 | 0.011543 | 0.30777 | 3.6489 | 0.00027993 | 0.2799 | 0.32039 | 0.38235 | 0.19579 | 0.18646 | 0.0002383 | 1.6702 | 0.777
1f37113 | UGI | 3 | 10f_138032_419x226x576.dat | 0.0990;0.0990;0.2425 | 419;226;576 | (0.4286;75.7905;52.3320) | 110 | 9.9905 | 69 | 88.958 | 60 | EZpaque | [5,133,110] | [30,30,100] | 0 | 10 | 75 | normal | none | 6.3911 | 3.4921 | 22.318 | 28.4268 | 15.5324 | 441.5351 | 1.4936e-13 | 0.012896 | 0.64294 | 0.026974 | 0.0020958 | 2.3647 | 0.0076125 | 0.00034194 | 0.07634 | 0.0059106 | 0.43845 | 0.016691 | 0.16137 | 9.6874 | 9.0487 | 0.0084662 | 3.5107 | 0.0022515 | 0.018288 | 0.0142 | 0.33956 | 3.7283 | 0.00041924 | 0.31417 | 0.35897 | 0.40276 | 0.20894 | 0.19089 | 0.00025729 | 1.8868 | 0.87305
1f37113 | UGI | 3 | 10f_138032_419x226x576.dat | 0.0990;0.0990;0.2425 | 419;226;576 | (0.4286;75.7905;52.3320) | 60 | 2.5 | 38 | 88.958 | 60 | EZpaque | [5,133,110] | [30,30,100] | 0 | 10 | 75 | normal | none | 6.3911 | 3.4921 | 22.318 | 28.4268 | 15.5324 | 441.5351 | 2.4164e-13 | 0.0020386 | 0.19795 | 0.00898 | 0.000299 | 1.0797 | 0.00086055 | 0.00012447 | 0.017788 | 0.00079226 | 0.17278 | 0.0024284 | 0.053233 | 2.4541 | 3.3915 | 0.0011839 | 2.2243 | 0.00030122 | 0.0032488 | 0.0022853 | 0.12688 | 2.5772 | 4.7782e-05 | 0.11768 | 0.12916 | 0.24074 | 0.11569 | 0.15694 | 9.8975e-05 | 0.65469 | 0.3289
1f37113 | UGI | 3 | 10f_138032_419x226x576.dat | 0.0990;0.0990;0.2425 | 419;226;576 | (0.4286;75.7905;52.3320) | 60 | 5.7448 | 47 | 88.958 | 60 | EZpaque | [5,133,110] | [30,30,100] | 0 | 10 | 75 | normal | none | 6.3911 | 3.4921 | 22.318 | 28.4268 | 15.5324 | 441.5351 | 1.569e-13 | 0.0062761 | 0.44762 | 0.016961 | 0.00077464 | 1.8792 | 0.0034389 | 0.00010813 | 0.04714 | 0.0023851 | 0.32726 | 0.0073615 | 0.11807 | 5.7235 | 6.705 | 0.0035533 | 3.1901 | 0.00089045 | 0.0096069 | 0.0069504 | 0.26409 | 3.6352 | 0.00013566 | 0.227 | 0.2619 | 0.36157 | 0.17936 | 0.18295 | 0.00010216 | 1.3119 | 0.61728
1f37113 | UGI | 3 | 10f_138032_419x226x576.dat | 0.0990;0.0990;0.2425 | 419;226;576 | (0.4286;75.7905;52.3320) | 60 | 6.3535 | 49 | 88.958 | 60 | EZpaque | [5,133,110] | [30,30,100] | 0 | 10 | 75 | normal | none | 6.3911 | 3.4921 | 22.318 | 28.4268 | 15.5324 | 441.5351 | 1.4981e-13 | 0.0081518 | 0.49102 | 0.017622 | 0.00088634 | 1.9934 | 0.0031953 | 0.00013069 | 0.053007 | 0.0027629 | 0.34684 | 0.0086217 | 0.12916 | 6.4051 | 7.3201 | 0.0041983 | 3.3076 | 0.0010566 | 0.011038 | 0.0079215 | 0.28627 | 3.7502 | 0.00023651 | 0.24481 | 0.28436 | 0.3759 | 0.18806 | 0.18609 | 2.7581e-05 | 1.4333 | 0.66932
1f37113 | UGI | 3 | 10f_138032_419x226x576.dat | 0.0990;0.0990;0.2425 | 419;226;576 | (0.4286;75.7905;52.3320) | 80 | 2.9 | 44 | 88.958 | 60 | EZpaque | [5,133,110] | [30,30,100] | 0 | 10 | 75 | normal | none | 6.3911 | 3.4921 | 22.318 | 28.4268 | 15.5324 | 441.5351 | 2.1635e-13 | 0.0038157 | 0.2696 | 0.011628 | 0.00056737 | 1.2834 | 0.002649 | 4.7031e-06 | 0.027538 | 0.0014749 | 0.21715 | 0.0044954 | 0.071279 | 3.6104 | 4.3851 | 0.0022494 | 2.4262 | 0.00053469 | 0.0056427 | 0.0041011 | 0.16172 | 2.7664 | 5.2184e-05 | 0.14827 | 0.16653 | 0.26581 | 0.13066 | 0.16234 | 0.00011862 | 0.85834 | 0.4168
1f37113 | UGI | 3 | 10f_138032_419x226x576.dat | 0.0990;0.0990;0.2425 | 419;226;576 | (0.4286;75.7905;52.3320) | 80 | 7.702 | 57 | 88.958 | 60 | EZpaque | [5,133,110] | [30,30,100] | 0 | 10 | 75 | normal | none | 6.3911 | 3.4921 | 22.318 | 28.4268 | 15.5324 | 441.5351 | 1.4461e-13 | 0.0096851 | 0.57333 | 0.021204 | 0.0013432 | 2.1741 | 0.0059138 | 6.7157e-05 | 0.065496 | 0.0042326 | 0.39637 | 0.012488 | 0.14778 | 8.28 | 8.5179 | 0.0062471 | 3.4311 | 0.0015411 | 0.014916 | 0.011141 | 0.32041 | 3.8042 | 0.00019346 | 0.28094 | 0.32715 | 0.39139 | 0.2002 | 0.18924 | 0.00025327 | 1.7038 | 0.78904
1f37113 | UGI | 3 | 10f_138032_419x226x576.dat | 0.0990;0.0990;0.2425 | 419;226;576 | (0.4286;75.7905;52.3320) | 80 | 8.502 | 60 | 88.958 | 60 | EZpaque | [5,133,110] | [30,30,100] | 0 | 10 | 75 | normal | none | 6.3911 | 3.4921 | 22.318 | 28.4268 | 15.5324 | 441.5351 | 1.4104e-13 | 0.01085 | 0.61186 | 0.022919 | 0.001537 | 2.2586 | 0.0059821 | 0.0004571 | 0.071393 | 0.0048819 | 0.39541 | 0.014023 | 0.15692 | 9.0431 | 9.0232 | 0.006876 | 3.5079 | 0.0016894 | 0.0164 | 0.012307 | 0.33791 | 3.8529 | 0.00025379 | 0.29747 | 0.34713 | 0.40241 | 0.20666 | 0.1913 | 0.00027989 | 1.8177 | 0.8401
1f37113 | UGI | 4 | 10f_138032_419x226x576.dat | 0.0990;0.0990;0.2425 | 419;226;576 | (0.4286;75.7905;41.7218) | 110 | 3.9 | 52 | 88.958 | 60 | EZpaque | [5,133,110,73] | [10,10,100,10] | 1 | 10 | 75 | normal | none | 6.3911 | 8.0391 | 51.378 | 28.4268 | 35.7569 | 1016.4529 | 2.2819e-13 | 0.3058 | 0.07355 | 0.91566 | 0.017445 | 0.35515 | 0.086035 | 0.00166 | 0.75614 | 0.07738 | 0.047299 | 0.24254 | 0.7976 | 7.4505 | 1.6394 | 0.10307 | 1.2383 | 0.020445 | 0.72323 | 0.39094 | 0.59263 | 1.0793 | 0.0014201 | 0.20986 | 0.25382 | 0.25377 | 0.18973 | 0.20639 | 0.0017731 | 0.93589 | 0.76089
1f37113 | UGI | 4 | 10f_138032_419x226x576.dat | 0.0990;0.0990;0.2425 | 419;226;576 | (0.4286;75.7905;41.7218) | 110 | 7.85 | 62 | 88.958 | 60 | EZpaque | [5,133,110,73] | [10,10,100,10] | 1 | 10 | 75 | normal | none | 6.3911 | 8.0391 | 51.378 | 28.4268 | 35.7569 | 1016.4529 | 1.8224e-13 | 0.46282 | 0.11825 | 1.0839 | 0.029226 | 0.49591 | 0.14403 | 0.0047764 | 1.1012 | 0.12326 | 0.065239 | 0.37656 | 1.1023 | 12.4398 | 2.2472 | 0.16819 | 1.529 | 0.034845 | 0.9475 | 0.55631 | 0.89054 | 1.3763 | 0.0023982 | 0.30571 | 0.37239 | 0.32395 | 0.24585 | 0.22834 | 0.0030969 | 1.4724 | 1.1367
1f37113 | UGI | 4 | 10f_138032_419x226x576.dat | 0.0990;0.0990;0.2425 | 419;226;576 | (0.4286;75.7905;41.7218) | 110 | 9.9905 | 69 | 88.958 | 60 | EZpaque | [5,133,110,73] | [10,10,100,10] | 1 | 10 | 75 | normal | none | 6.3911 | 8.0391 | 51.378 | 28.4268 | 35.7569 | 1016.4529 | 1.7621e-13 | 0.52871 | 0.1378 | 1.1484 | 0.035583 | 0.54602 | 0.16366 | 0.0049397 | 1.2141 | 0.14362 | 0.082795 | 0.4314 | 1.1928 | 14.9115 | 2.4534 | 0.19519 | 1.6009 | 0.042517 | 0.99548 | 0.60645 | 0.9902 | 1.4597 | 0.0030759 | 0.34349 | 0.41507 | 0.34803 | 0.26166 | 0.23281 | 0.0041688 | 1.7159 | 1.3016
1f37113 | UGI | 4 | 10f_138032_419x226x576.dat | 0.0990;0.0990;0.2425 | 419;226;576 | (0.4286;75.7905;41.7218) | 60 | 2.5 | 38 | 88.958 | 60 | EZpaque | [5,133,110,73] | [10,10,100,10] | 1 | 10 | 75 | normal | none | 6.3911 | 8.0391 | 51.378 | 28.4268 | 35.7569 | 1016.4529 | 2.8511e-13 | 0.17802 | 0.03465 | 0.7809 | 0.0070605 | 0.23228 | 0.035211 | 0.00046835 | 0.46961 | 0.037291 | 0.026089 | 0.12762 | 0.55029 | 2.9863 | 1.1377 | 0.046898 | 1.0175 | 0.007447 | 0.54573 | 0.25381 | 0.34274 | 0.84396 | 0.00026823 | 0.12892 | 0.1535 | 0.19561 | 0.14455 | 0.18909 | 0.00034896 | 0.46453 | 0.43457
1f37113 | UGI | 4 | 10f_138032_419x226x576.dat | 0.0990;0.0990;0.2425 | 419;226;576 | (0.4286;75.7905;41.7218) | 60 | 5.7448 | 47 | 88.958 | 60 | EZpaque | [5,133,110,73] | [10,10,100,10] | 1 | 10 | 75 | normal | none | 6.3911 | 8.0391 | 51.378 | 28.4268 | 35.7569 | 1016.4529 | 1.8512e-13 | 0.37769 | 0.085593 | 0.99136 | 0.018815 | 0.42112 | 0.09563 | 0.0013235 | 0.95241 | 0.090963 | 0.048384 | 0.29054 | 0.99503 | 7.8787 | 1.9289 | 0.11807 | 1.4478 | 0.020836 | 0.91465 | 0.4901 | 0.73736 | 1.3228 | 0.0010787 | 0.24677 | 0.30887 | 0.29836 | 0.2266 | 0.22452 | 0.00117 | 1.0422 | 0.85461
1f37113 | UGI | 4 | 10f_138032_419x226x576.dat | 0.0990;0.0990;0.2425 | 419;226;576 | (0.4286;75.7905;41.7218) | 60 | 6.3535 | 49 | 88.958 | 60 | EZpaque | [5,133,110,73] | [10,10,100,10] | 1 | 10 | 75 | normal | none | 6.3911 | 8.0391 | 51.378 | 28.4268 | 35.7569 | 1016.4529 | 1.7675e-13 | 0.4117 | 0.095377 | 1.0228 | 0.021224 | 0.44908 | 0.10497 | 0.0014778 | 1.0244 | 0.10107 | 0.060628 | 0.31918 | 1.0563 | 8.9776 | 2.0696 | 0.13302 | 1.5005 | 0.024017 | 0.95954 | 0.52608 | 0.8009 | 1.375 | 0.0012683 | 0.26594 | 0.33477 | 0.31187 | 0.23755 | 0.22849 | 0.0014581 | 1.1594 | 0.93485
1f37113 | UGI | 4 | 10f_138032_419x226x576.dat | 0.0990;0.0990;0.2425 | 419;226;576 | (0.4286;75.7905;41.7218) | 80 | 2.9 | 44 | 88.958 | 60 | EZpaque | [5,133,110,73] | [10,10,100,10] | 1 | 10 | 75 | normal | none | 6.3911 | 8.0391 | 51.378 | 28.4268 | 35.7569 | 1016.4529 | 2.5526e-13 | 0.23231 | 0.050838 | 0.83193 | 0.011301 | 0.2845 | 0.056244 | 0.00072483 | 0.59026 | 0.053894 | 0.025909 | 0.17533 | 0.65451 | 4.846 | 1.351 | 0.070661 | 1.1104 | 0.012599 | 0.62207 | 0.31441 | 0.4477 | 0.94578 | 0.00052711 | 0.162 | 0.19651 | 0.21932 | 0.16344 | 0.19626 | 0.00066708 | 0.66158 | 0.57059
1f37113 | UGI | 4 | 10f_138032_419x226x576.dat | 0.0990;0.0990;0.2425 | 419;226;576 | (0.4286;75.7905;41.7218) | 80 | 7.702 | 57 | 88.958 | 60 | EZpaque | [5,133,110,73] | [10,10,100,10] | 1 | 10 | 75 | normal | none | 6.3911 | 8.0391 | 51.378 | 28.4268 | 35.7569 | 1016.4529 | 1.7061e-13 | 0.47372 | 0.11775 | 1.0813 | 0.028429 | 0.50159 | 0.13961 | 0.0039305 | 1.1316 | 0.12367 | 0.072676 | 0.37744 | 1.1386 | 12.2176 | 2.3246 | 0.16542 | 1.5653 | 0.032876 | 0.99604 | 0.57631 | 0.9073 | 1.4252 | 0.0022719 | 0.30548 | 0.38218 | 0.33302 | 0.25222 | 0.23215 | 0.0020115 | 1.4672 | 1.1359
1f37113 | UGI | 4 | 10f_138032_419x226x576.dat | 0.0990;0.0990;0.2425 | 419;226;576 | (0.4286;75.7905;41.7218) | 80 | 8.502 | 60 | 88.958 | 60 | EZpaque | [5,133,110,73] | [10,10,100,10] | 1 | 10 | 75 | normal | none | 6.3911 | 8.0391 | 51.378 | 28.4268 | 35.7569 | 1016.4529 | 1.6638e-13 | 0.50313 | 0.12742 | 1.1074 | 0.030964 | 0.53069 | 0.15356 | 0.0033139 | 1.1893 | 0.13378 | 0.060169 | 0.40391 | 1.1834 | 13.499 | 2.4479 | 0.18004 | 1.6025 | 0.036751 | 1.0247 | 0.60403 | 0.95815 | 1.4626 | 0.0026122 | 0.32353 | 0.40479 | 0.34332 | 0.26027 | 0.23482 | 0.0030668 | 1.5948 | 1.22
1f37113 | UGI | 5 | 10f_138032_419x226x576.dat | 0.0990;0.0990;0.2425 | 419;226;576 | (-0.3113;71.2860;40.5985) | 110 | 3.9 | 52 | 86.78 | 60 | EZpaque | [110,73] | [100,60] | 1 | 10 | 75 | normal | none | 5.6937 | 8.0337 | 45.7412 | 24.7048 | 34.8582 | 861.1652 | 2.204e-13 | 0.65436 | 0.048022 | 0.12831 | 0.016639 | 0.2197 | 0.17393 | 0.0027455 | 0.64401 | 0.12921 | 0.022883 | 0.52192 | 1.3417 | 13.3458 | 0.19525 | 0.11744 | 1.1671 | 0.026118 | 0.76702 | 0.31928 | 0.62636 | 0.65844 | 0.0017232 | 0.37657 | 0.42785 | 0.31764 | 0.24337 | 0.20111 | 0.0020776 | 1.2991 | 1.0176
1f37113 | UGI | 5 | 10f_138032_419x226x576.dat | 0.0990;0.0990;0.2425 | 419;226;576 | (-0.3113;71.2860;40.5985) | 110 | 7.85 | 62 | 86.78 | 60 | EZpaque | [110,73] | [100,60] | 1 | 10 | 75 | normal | none | 5.6937 | 8.0337 | 45.7412 | 24.7048 | 34.8582 | 861.1652 | 1.7602e-13 | 0.9058 | 0.07836 | 0.21764 | 0.028898 | 0.32561 | 0.27988 | 0.0060214 | 0.99522 | 0.201 | 0.039227 | 0.77076 | 1.8682 | 22.6035 | 0.31523 | 0.19107 | 1.481 | 0.044939 | 1.0169 | 0.47214 | 0.98687 | 0.99579 | 0.0033169 | 0.53595 | 0.61447 | 0.41826 | 0.31788 | 0.22373 | 0.0035334 | 2.1438 | 1.6314
1f37113 | UGI | 5 | 10f_138032_419x226x576.dat | 0.0990;0.0990;0.2425 | 419;226;576 | (-0.3113;71.2860;40.5985) | 110 | 9.9905 | 69 | 86.78 | 60 | EZpaque | [110,73] | [100,60] | 1 | 10 | 75 | normal | none | 5.6937 | 8.0337 | 45.7412 | 24.7048 | 34.8582 | 861.1652 | 1.702e-13 | 0.98265 | 0.092061 | 0.26647 | 0.035678 | 0.36476 | 0.31499 | 0.0061098 | 1.1306 | 0.2297 | 0.052494 | 0.86156 | 2.0188 | 27.0918 | 0.37207 | 0.22221 | 1.5651 | 0.05439 | 1.0778 | 0.53006 | 1.1336 | 1.1325 | 0.0042137 | 0.59285 | 0.67493 | 0.4518 | 0.33839 | 0.22912 | 0.005442 | 2.5387 | 1.9076
1f37113 | UGI | 5 | 10f_138032_419x226x576.dat | 0.0990;0.0990;0.2425 | 419;226;576 | (-0.3113;71.2860;40.5985) | 60 | 2.5 | 38 | 86.78 | 60 | EZpaque | [110,73] | [100,60] | 1 | 10 | 75 | normal | none | 5.6937 | 8.0337 | 45.7412 | 24.7048 | 34.8582 | 861.1652 | 2.7538e-13 | 0.45149 | 0.021413 | 0.053269 | 0.0056443 | 0.12477 | 0.081387 | 0.00079404 | 0.3455 | 0.067439 | 0.0078892 | 0.31211 | 0.91333 | 4.9856 | 0.090113 | 0.053418 | 0.92012 | 0.0093944 | 0.57086 | 0.18645 | 0.31815 | 0.37345 | 0.0003805 | 0.24386 | 0.27196 | 0.23415 | 0.18356 | 0.18323 | 0.00058941 | 0.54315 | 0.47438
1f37113 | UGI | 5 | 10f_138032_419x226x576.dat | 0.0990;0.0990;0.2425 | 419;226;576 | (-0.3113;71.2860;40.5985) | 60 | 5.7448 | 47 | 86.78 | 60 | EZpaque | [110,73] | [100,60] | 1 | 10 | 75 | normal | none | 5.6937 | 8.0337 | 45.7412 | 24.7048 | 34.8582 | 861.1652 | 1.788e-13 | 0.81733 | 0.054927 | 0.13798 | 0.016748 | 0.25962 | 0.2042 | 0.001156 | 0.78422 | 0.15766 | 0.022673 | 0.63841 | 1.6862 | 14.3152 | 0.21723 | 0.13647 | 1.3905 | 0.027264 | 0.9591 | 0.38916 | 0.74764 | 0.80838 | 0.0012414 | 0.4526 | 0.53113 | 0.37768 | 0.29401 | 0.21888 | 0.0011899 | 1.4286 | 1.1459
1f37113 | UGI | 5 | 10f_138032_419x226x576.dat | 0.0990;0.0990;0.2425 | 419;226;576 | (-0.3113;71.2860;40.5985) | 60 | 6.3535 | 49 | 86.78 | 60 | EZpaque | [110,73] | [100,60] | 1 | 10 | 75 | normal | none | 5.6937 | 8.0337 | 45.7412 | 24.7048 | 34.8582 | 861.1652 | 1.7072e-13 | 0.86996 | 0.06175 | 0.15869 | 0.01958 | 0.28256 | 0.22728 | 0.0022354 | 0.85842 | 0.17356 | 0.030145 | 0.69084 | 1.7916 | 16.4925 | 0.23646 | 0.15281 | 1.4469 | 0.031511 | 1.0082 | 0.42193 | 0.82515 | 0.88619 | 0.001413 | 0.48447 | 0.57236 | 0.39761 | 0.30865 | 0.22369 | 0.0010036 | 1.6237 | 1.2861
1f37113 | UGI | 5 | 10f_138032_419x226x576.dat | 0.0990;0.0990;0.2425 | 419;226;576 | (-0.3113;71.2860;40.5985) | 80 | 2.9 | 44 | 86.78 | 60 | EZpaque | [110,73] | [100,60] | 1 | 10 | 75 | normal | none | 5.6937 | 8.0337 | 45.7412 | 24.7048 | 34.8582 | 861.1652 | 2.4655e-13 | 0.53499 | 0.032526 | 0.084037 | 0.010218 | 0.16356 | 0.12422 | 0.0010695 | 0.47192 | 0.093885 | 0.017544 | 0.40008 | 1.0944 | 8.5498 | 0.13003 | 0.079961 | 1.0193 | 0.016134 | 0.65461 | 0.24329 | 0.44738 | 0.49837 | 0.0008044 | 0.29873 | 0.33977 | 0.26889 | 0.20886 | 0.19111 | 0.0011966 | 0.86448 | 0.70529
1f37113 | UGI | 5 | 10f_138032_419x226x576.dat | 0.0990;0.0990;0.2425 | 419;226;576 | (-0.3113;71.2860;40.5985) | 80 | 7.702 | 57 | 86.78 | 60 | EZpaque | [110,73] | [100,60] | 1 | 10 | 75 | normal | none | 5.6937 | 8.0337 | 45.7412 | 24.7048 | 34.8582 | 861.1652 | 1.6479e-13 | 0.95135 | 0.078034 | 0.2023 | 0.027369 | 0.33097 | 0.2805 | 0.0028794 | 1.0026 | 0.20534 | 0.041201 | 0.78337 | 1.9298 | 22.543 | 0.30088 | 0.19171 | 1.514 | 0.043318 | 1.0581 | 0.48112 | 0.98545 | 1.0084 | 0.0028551 | 0.54266 | 0.63863 | 0.42683 | 0.32752 | 0.22775 | 0.0040913 | 2.1447 | 1.6377
1f37113 | UGI | 5 | 10f_138032_419x226x576.dat | 0.0990;0.0990;0.2425 | 419;226;576 | (-0.3113;71.2860;40.5985) | 80 | 8.502 | 60 | 86.78 | 60 | EZpaque | [110,73] | [100,60] | 1 | 10 | 75 | normal | none | 5.6937 | 8.0337 | 45.7412 | 24.7048 | 34.8582 | 861.1652 | 1.6071e-13 | 0.97753 | 0.085022 | 0.2228 | 0.030612 | 0.34479 | 0.31331 | 0.0033008 | 1.0717 | 0.22096 | 0.044778 | 0.82776 | 2.0065 | 24.9776 | 0.33916 | 0.20824 | 1.5564 | 0.047747 | 1.0882 | 0.50958 | 1.0542 | 1.064 | 0.0035656 | 0.57053 | 0.67196 | 0.44229 | 0.3381 | 0.23086 | 0.0041823 | 2.3567 | 1.7842
1f37113 | UGI | 6 | 10f_138032_419x226x576.dat | 0.0990;0.0990;0.2425 | 419;226;576 | (0.7727;75.6915;21.1656) | 110 | 3.9 | 52 | 89.156 | 60 | EZpaque | [73,75] | [100,10] | 1 | 10 | 75 | normal | none | 6.5047 | 6.1928 | 40.2825 | 28.9968 | 27.6062 | 800.4937 | 2.3202e-13 | 0.80903 | 0.00098031 | 0.097242 | 1.0431 | 0.0020754 | 1.9992 | 0.097225 | 0.21208 | 1.1649 | 0.0021219 | 1.7109 | 0.15863 | 0.16519 | 0.0052276 | 0.53203 | 0.0052522 | 0.83493 | 0.1215 | 0.26642 | 0.042782 | 0.014616 | 0.057413 | 0.1848 | 0.20461 | 0.59812 | 0.16853 | 0.25619 | 0.083148 | 0.44495 | 0.3538
1f37113 | UGI | 6 | 10f_138032_419x226x576.dat | 0.0990;0.0990;0.2425 | 419;226;576 | (0.7727;75.6915;21.1656) | 110 | 7.85 | 62 | 89.156 | 60 | EZpaque | [73,75] | [100,10] | 1 | 10 | 75 | normal | none | 6.5047 | 6.1928 | 40.2825 | 28.9968 | 27.6062 | 800.4937 | 1.853e-13 | 1.1934 | 0.0017751 | 0.14908 | 1.3217 | 0.0036816 | 2.7366 | 0.15814 | 0.33518 | 1.5972 | 0.0027334 | 2.2697 | 0.24016 | 0.267 | 0.0079835 | 0.83289 | 0.0090909 | 1.1868 | 0.20397 | 0.42718 | 0.073628 | 0.024904 | 0.096689 | 0.27383 | 0.30969 | 0.75926 | 0.21642 | 0.28272 | 0.13301 | 0.62769 | 0.48978
1f37113 | UGI | 6 | 10f_138032_419x226x576.dat | 0.0990;0.0990;0.2425 | 419;226;576 | (0.7727;75.6915;21.1656) | 110 | 9.9905 | 69 | 89.156 | 60 | EZpaque | [73,75] | [100,10] | 1 | 10 | 75 | normal | none | 6.5047 | 6.1928 | 40.2825 | 28.9968 | 27.6062 | 800.4937 | 1.7916e-13 | 1.3327 | 0.0022984 | 0.1757 | 1.3886 | 0.0050236 | 2.9184 | 0.18486 | 0.38574 | 1.7174 | 0.00075727 | 2.4064 | 0.26989 | 0.30337 | 0.0085344 | 0.95531 | 0.01089 | 1.3156 | 0.24935 | 0.50043 | 0.088113 | 0.030459 | 0.11454 | 0.31162 | 0.35221 | 0.80852 | 0.23039 | 0.28732 | 0.15647 | 0.68577 | 0.53534
1f37113 | UGI | 6 | 10f_138032_419x226x576.dat | 0.0990;0.0990;0.2425 | 419;226;576 | (0.7727;75.6915;21.1656) | 60 | 2.5 | 38 | 89.156 | 60 | EZpaque | [73,75] | [100,10] | 1 | 10 | 75 | normal | none | 6.5047 | 6.1928 | 40.2825 | 28.9968 | 27.6062 | 800.4937 | 2.8991e-13 | 0.48405 | 0.00024586 | 0.054501 | 0.82189 | 0.00071841 | 1.4036 | 0.039396 | 0.10619 | 0.81654 | 0.0013711 | 1.2683 | 0.089171 | 0.07499 | 0.0016015 | 0.27276 | 0.0018457 | 0.53938 | 0.045301 | 0.12586 | 0.017066 | 0.0045015 | 0.022651 | 0.10852 | 0.11404 | 0.46713 | 0.12991 | 0.23623 | 0.029405 | 0.29267 | 0.2406
1f37113 | UGI | 6 | 10f_138032_419x226x576.dat | 0.0990;0.0990;0.2425 | 419;226;576 | (0.7727;75.6915;21.1656) | 60 | 5.7448 | 47 | 89.156 | 60 | EZpaque | [73,75] | [100,10] | 1 | 10 | 75 | normal | none | 6.5047 | 6.1928 | 40.2825 | 28.9968 | 27.6062 | 800.4937 | 1.8824e-13 | 0.99033 | 0.0007415 | 0.1153 | 1.258 | 0.0019125 | 2.5399 | 0.10445 | 0.25539 | 1.4545 | 0.00018503 | 2.1351 | 0.1958 | 0.18975 | 0.0052145 | 0.6335 | 0.0052101 | 1.0037 | 0.12913 | 0.31185 | 0.04775 | 0.015755 | 0.061289 | 0.21245 | 0.24153 | 0.7098 | 0.19916 | 0.279 | 0.086198 | 0.54733 | 0.42659
1f37113 | UGI | 6 | 10f_138032_419x226x576.dat | 0.0990;0.0990;0.2425 | 419;226;576 | (0.7727;75.6915;21.1656) | 60 | 6.3535 | 49 | 89.156 | 60 | EZpaque | [73,75] | [100,10] | 1 | 10 | 75 | normal | none | 6.5047 | 6.1928 | 40.2825 | 28.9968 | 27.6062 | 800.4937 | 1.7973e-13 | 1.0645 | 0.00088598 | 0.12676 | 1.3101 | 0.0022583 | 2.6974 | 0.11342 | 0.28374 | 1.5416 | 0.0014341 | 2.2452 | 0.21403 | 0.21087 | 0.0066126 | 0.69932 | 0.0060623 | 1.0754 | 0.14794 | 0.34766 | 0.053725 | 0.017154 | 0.068574 | 0.23049 | 0.26457 | 0.74125 | 0.20854 | 0.28428 | 0.098569 | 0.58543 | 0.45404
1f37113 | UGI | 6 | 10f_138032_419x226x576.dat | 0.0990;0.0990;0.2425 | 419;226;576 | (0.7727;75.6915;21.1656) | 80 | 2.9 | 44 | 89.156 | 60 | EZpaque | [73,75] | [100,10] | 1 | 10 | 75 | normal | none | 6.5047 | 6.1928 | 40.2825 | 28.9968 | 27.6062 | 800.4937 | 2.5956e-13 | 0.62044 | 0.0005029 | 0.074469 | 0.91356 | 0.00081088 | 1.6432 | 0.060303 | 0.15096 | 0.96557 | 0.00068921 | 1.4572 | 0.11893 | 0.11508 | 0.0040107 | 0.38198 | 0.0030471 | 0.66275 | 0.075097 | 0.18367 | 0.027449 | 0.0084302 | 0.036626 | 0.13955 | 0.15237 | 0.52341 | 0.146 | 0.24469 | 0.047681 | 0.35596 | 0.28786
1f37113 | UGI | 6 | 10f_138032_419x226x576.dat | 0.0990;0.0990;0.2425 | 419;226;576 | (0.7727;75.6915;21.1656) | 80 | 7.702 | 57 | 89.156 | 60 | EZpaque | [73,75] | [100,10] | 1 | 10 | 75 | normal | none | 6.5047 | 6.1928 | 40.2825 | 28.9968 | 27.6062 | 800.4937 | 1.7348e-13 | 1.2154 | 0.0015124 | 0.14733 | 1.3635 | 0.003371 | 2.8168 | 0.14675 | 0.33763 | 1.6519 | 0.0006701 | 2.36 | 0.2473 | 0.26576 | 0.007508 | 0.83514 | 0.0087358 | 1.2066 | 0.1968 | 0.425 | 0.07044 | 0.025629 | 0.092114 | 0.27125 | 0.31345 | 0.7836 | 0.22146 | 0.28787 | 0.12772 | 0.64154 | 0.4991
1f37113 | UGI | 6 | 10f_138032_419x226x576.dat | 0.0990;0.0990;0.2425 | 419;226;576 | (0.7727;75.6915;21.1656) | 80 | 8.502 | 60 | 89.156 | 60 | EZpaque | [73,75] | [100,10] | 1 | 10 | 75 | normal | none | 6.5047 | 6.1928 | 40.2825 | 28.9968 | 27.6062 | 800.4937 | 1.6918e-13 | 1.2877 | 0.0017098 | 0.15856 | 1.397 | 0.0030425 | 2.9322 | 0.17128 | 0.36441 | 1.7142 | 0.0019611 | 2.4326 | 0.26282 | 0.2893 | 0.0080771 | 0.89483 | 0.0090476 | 1.2689 | 0.21513 | 0.45852 | 0.078631 | 0.027393 | 0.1012 | 0.28915 | 0.33534 | 0.80652 | 0.22858 | 0.29076 | 0.13952 | 0.67308 | 0.52279
1f37113 | UGI | 7 | 10f_138032_419x226x576.dat | 0.0990;0.0990;0.2425 | 419;226;576 | (0.7727;75.6915;21.1656) | 110 | 3.9 | 52 | 89.156 | 60 | EZpaque | [73,75] | [90,20] | 1 | 10 | 75 | normal | none | 6.5047 | 6.1928 | 40.2825 | 28.9968 | 27.6062 | 800.4937 | 2.3202e-13 | 0.80321 | 0.00097647 | 0.097078 | 1.012 | 0.0019633 | 1.9776 | 0.083338 | 0.21109 | 1.1518 | 0.0021219 | 1.7048 | 0.15806 | 0.16388 | 0.0051858 | 0.49423 | 0.0052241 | 0.72317 | 0.11905 | 0.2592 | 0.042622 | 0.014439 | 0.047574 | 0.1812 | 0.20009 | 0.58777 | 0.16658 | 0.25504 | 0.073386 | 0.43701 | 0.34585
1f37113 | UGI | 7 | 10f_138032_419x226x576.dat | 0.0990;0.0990;0.2425 | 419;226;576 | (0.7727;75.6915;21.1656) | 110 | 7.85 | 62 | 89.156 | 60 | EZpaque | [73,75] | [90,20] | 1 | 10 | 75 | normal | none | 6.5047 | 6.1928 | 40.2825 | 28.9968 | 27.6062 | 800.4937 | 1.853e-13 | 1.1847 | 0.0017682 | 0.14865 | 1.2748 | 0.0037064 | 2.7112 | 0.13467 | 0.33355 | 1.5768 | 0.0027334 | 2.2599 | 0.23915 | 0.26503 | 0.007923 | 0.77638 | 0.0090218 | 1.0324 | 0.2007 | 0.4167 | 0.073364 | 0.025038 | 0.07957 | 0.26791 | 0.3022 | 0.74432 | 0.2133 | 0.28096 | 0.11644 | 0.61619 | 0.4775
1f37113 | UGI | 7 | 10f_138032_419x226x576.dat | 0.0990;0.0990;0.2425 | 419;226;576 | (0.7727;75.6915;21.1656) | 110 | 9.9905 | 69 | 89.156 | 60 | EZpaque | [73,75] | [90,20] | 1 | 10 | 75 | normal | none | 6.5047 | 6.1928 | 40.2825 | 28.9968 | 27.6062 | 800.4937 | 1.7916e-13 | 1.322 | 0.0022909 | 0.17447 | 1.337 | 0.0049417 | 2.8896 | 0.15997 | 0.38382 | 1.6948 | 0.00075727 | 2.3952 | 0.26875 | 0.30228 | 0.0084373 | 0.8952 | 0.010873 | 1.1493 | 0.2447 | 0.48679 | 0.087532 | 0.030426 | 0.096262 | 0.30448 | 0.34317 | 0.79111 | 0.2268 | 0.28536 | 0.13512 | 0.67281 | 0.52151
1f37113 | UGI | 7 | 10f_138032_419x226x576.dat | 0.0990;0.0990;0.2425 | 419;226;576 | (0.7727;75.6915;21.1656) | 60 | 2.5 | 38 | 89.156 | 60 | EZpaque | [73,75] | [90,20] | 1 | 10 | 75 | normal | none | 6.5047 | 6.1928 | 40.2825 | 28.9968 | 27.6062 | 800.4937 | 2.8991e-13 | 0.48202 | 0.00024597 | 0.054501 | 0.80478 | 0.00071841 | 1.3919 | 0.033363 | 0.10588 | 0.80971 | 0.0013711 | 1.2653 | 0.089012 | 0.074469 | 0.0015905 | 0.25039 | 0.0018356 | 0.46277 | 0.044459 | 0.12232 | 0.017021 | 0.0044694 | 0.018452 | 0.10707 | 0.11227 | 0.46183 | 0.12897 | 0.23578 | 0.025294 | 0.2885 | 0.23662
1f37113 | UGI | 7 | 10f_138032_419x226x576.dat | 0.0990;0.0990;0.2425 | 419;226;576 | (0.7727;75.6915;21.1656) | 60 | 5.7448 | 47 | 89.156 | 60 | EZpaque | [73,75] | [90,20] | 1 | 10 | 75 | normal | none | 6.5047 | 6.1928 | 40.2825 | 28.9968 | 27.6062 | 800.4937 | 1.8824e-13 | 0.98263 | 0.00073757 | 0.11492 | 1.2202 | 0.0018858 | 2.5241 | 0.086958 | 0.2543 | 1.4381 | 0.00018503 | 2.1279 | 0.19529 | 0.18898 | 0.0051691 | 0.58101 | 0.0051602 | 0.85402 | 0.12681 | 0.30337 | 0.047525 | 0.015797 | 0.051289 | 0.20853 | 0.2366 | 0.69844 | 0.19688 | 0.27778 | 0.071 | 0.53784 | 0.41714
1f37113 | UGI | 7 | 10f_138032_419x226x576.dat | 0.0990;0.0990;0.2425 | 419;226;576 | (0.7727;75.6915;21.1656) | 60 | 6.3535 | 49 | 89.156 | 60 | EZpaque | [73,75] | [90,20] | 1 | 10 | 75 | normal | none | 6.5047 | 6.1928 | 40.2825 | 28.9968 | 27.6062 | 800.4937 | 1.7973e-13 | 1.0587 | 0.00088203 | 0.12616 | 1.2687 | 0.0022485 | 2.6795 | 0.094702 | 0.28264 | 1.5235 | 0.0014341 | 2.2371 | 0.21342 | 0.20975 | 0.0067256 | 0.64195 | 0.0060139 | 0.91503 | 0.14527 | 0.3369 | 0.053458 | 0.017176 | 0.058059 | 0.22602 | 0.25893 | 0.7282 | 0.20599 | 0.28295 | 0.086323 | 0.57548 | 0.44354
1f37113 | UGI | 7 | 10f_138032_419x226x576.dat | 0.0990;0.0990;0.2425 | 419;226;576 | (0.7727;75.6915;21.1656) | 80 | 2.9 | 44 | 89.156 | 60 | EZpaque | [73,75] | [90,20] | 1 | 10 | 75 | normal | none | 6.5047 | 6.1928 | 40.2825 | 28.9968 | 27.6062 | 800.4937 | 2.5956e-13 | 0.61694 | 0.00050174 | 0.074057 | 0.89056 | 0.00081046 | 1.6287 | 0.053811 | 0.1504 | 0.95602 | 0.00068921 | 1.4529 | 0.1186 | 0.11403 | 0.0040874 | 0.352 | 0.0030056 | 0.56855 | 0.073687 | 0.17768 | 0.027301 | 0.0084479 | 0.030187 | 0.13717 | 0.14939 | 0.51572 | 0.14461 | 0.24398 | 0.040238 | 0.35012 | 0.28228
1f37113 | UGI | 7 | 10f_138032_419x226x576.dat | 0.0990;0.0990;0.2425 | 419;226;576 | (0.7727;75.6915;21.1656) | 80 | 7.702 | 57 | 89.156 | 60 | EZpaque | [73,75] | [90,20] | 1 | 10 | 75 | normal | none | 6.5047 | 6.1928 | 40.2825 | 28.9968 | 27.6062 | 800.4937 | 1.7348e-13 | 1.2051 | 0.0015084 | 0.14723 | 1.3157 | 0.0033867 | 2.7921 | 0.12541 | 0.33588 | 1.6305 | 0.0006701 | 2.3497 | 0.2463 | 0.26397 | 0.0074141 | 0.77161 | 0.0087128 | 1.0357 | 0.19244 | 0.4118 | 0.070037 | 0.025618 | 0.076533 | 0.26528 | 0.30586 | 0.76731 | 0.21825 | 0.28611 | 0.11185 | 0.62929 | 0.48655
1f37113 | UGI | 7 | 10f_138032_419x226x576.dat | 0.0990;0.0990;0.2425 | 419;226;576 | (0.7727;75.6915;21.1656) | 80 | 8.502 | 60 | 89.156 | 60 | EZpaque | [73,75] | [90,20] | 1 | 10 | 75 | normal | none | 6.5047 | 6.1928 | 40.2825 | 28.9968 | 27.6062 | 800.4937 | 1.6918e-13 | 1.2787 | 0.0016989 | 0.15802 | 1.345 | 0.0030121 | 2.9058 | 0.14194 | 0.3627 | 1.6912 | 0.0020262 | 2.4215 | 0.26168 | 0.28724 | 0.0080836 | 0.83011 | 0.0090382 | 1.0921 | 0.21058 | 0.44591 | 0.078288 | 0.027336 | 0.08346 | 0.28257 | 0.32694 | 0.78892 | 0.22506 | 0.2888 | 0.12073 | 0.66022 | 0.50881
1f37113 | UGI | 8 | 10f_138032_419x226x576.dat | 0.0990;0.0990;0.2425 | 419;226;576 | (0.3854;71.2860;20.1050) | 110 | 3.9 | 52 | 86.78 | 60 | EZpaque | [73,75] | [90,20] | 1 | 10 | 75 | normal | none | 8.3867 | 6.3692 | 53.4163 | 36.3897 | 27.6359 | 1005.6636 | 2.2602e-13 | 1.8522 | 0.00076061 | 0.029253 | 0.3658 | 0.0015662 | 0.71004 | 0.11801 | 0.12193 | 2.1472 | 0.00040065 | 0.76274 | 0.10805 | 0.18441 | 0.0022613 | 0.97029 | 0.0036256 | 0.46612 | 1.6071 | 0.52466 | 0.027722 | 0.011332 | 0.061677 | 0.29822 | 0.34405 | 0.71566 | 0.14874 | 0.23217 | 0.099153 | 0.53714 | 0.27963
1f37113 | UGI | 8 | 10f_138032_419x226x576.dat | 0.0990;0.0990;0.2425 | 419;226;576 | (0.3854;71.2860;20.1050) | 110 | 7.85 | 62 | 86.78 | 60 | EZpaque | [73,75] | [90,20] | 1 | 10 | 75 | normal | none | 8.3867 | 6.3692 | 53.4163 | 36.3897 | 27.6359 | 1005.6636 | 1.8051e-13 | 2.4275 | 0.0013624 | 0.048982 | 0.5403 | 0.0026875 | 1.0685 | 0.18488 | 0.19898 | 2.7518 | 0.00051955 | 1.0818 | 0.16742 | 0.28873 | 0.0041763 | 1.4305 | 0.0065221 | 0.72461 | 2.0747 | 0.77015 | 0.048134 | 0.019418 | 0.10412 | 0.42802 | 0.50151 | 0.92066 | 0.19276 | 0.25444 | 0.16182 | 0.73068 | 0.40446
1f37113 | UGI | 8 | 10f_138032_419x226x576.dat | 0.0990;0.0990;0.2425 | 419;226;576 | (0.3854;71.2860;20.1050) | 110 | 9.9905 | 69 | 86.78 | 60 | EZpaque | [73,75] | [90,20] | 1 | 10 | 75 | normal | none | 8.3867 | 6.3692 | 53.4163 | 36.3897 | 27.6359 | 1005.6636 | 1.7454e-13 | 2.5597 | 0.0017463 | 0.059741 | 0.61058 | 0.0028197 | 1.1988 | 0.22023 | 0.23194 | 2.8731 | 0.00203 | 1.1845 | 0.19114 | 0.32868 | 0.0045461 | 1.5809 | 0.0075846 | 0.83019 | 2.1614 | 0.85787 | 0.059523 | 0.022652 | 0.12433 | 0.47526 | 0.55468 | 0.97099 | 0.2053 | 0.25861 | 0.19006 | 0.78532 | 0.44984
1f37113 | UGI | 8 | 10f_138032_419x226x576.dat | 0.0990;0.0990;0.2425 | 419;226;576 | (0.3854;71.2860;20.1050) | 60 | 2.5 | 38 | 86.78 | 60 | EZpaque | [73,75] | [90,20] | 1 | 10 | 75 | normal | none | 8.3867 | 6.3692 | 53.4163 | 36.3897 | 27.6359 | 1005.6636 | 2.824e-13 | 1.3867 | 0.00020428 | 0.011242 | 0.21488 | 0.00026271 | 0.4175 | 0.050075 | 0.054406 | 1.6808 | 0.00040684 | 0.50022 | 0.056725 | 0.098079 | 0.0010158 | 0.59055 | 0.0012138 | 0.24519 | 1.2463 | 0.3177 | 0.0099102 | 0.0038602 | 0.023774 | 0.18962 | 0.21161 | 0.55463 | 0.11336 | 0.21473 | 0.038903 | 0.38049 | 0.1738
1f37113 | UGI | 8 | 10f_138032_419x226x576.dat | 0.0990;0.0990;0.2425 | 419;226;576 | (0.3854;71.2860;20.1050) | 60 | 5.7448 | 47 | 86.78 | 60 | EZpaque | [73,75] | [90,20] | 1 | 10 | 75 | normal | none | 8.3867 | 6.3692 | 53.4163 | 36.3897 | 27.6359 | 1005.6636 | 1.8336e-13 | 2.284 | 0.0006149 | 0.029363 | 0.4358 | 0.0011783 | 0.89446 | 0.1379 | 0.14146 | 2.6827 | 0 | 0.94507 | 0.13162 | 0.22594 | 0.001904 | 1.2249 | 0.0036973 | 0.55126 | 2.0125 | 0.65428 | 0.028603 | 0.010539 | 0.066055 | 0.35802 | 0.42625 | 0.86611 | 0.17705 | 0.25234 | 0.11525 | 0.66498 | 0.34065
1f37113 | UGI | 8 | 10f_138032_419x226x576.dat | 0.0990;0.0990;0.2425 | 419;226;576 | (0.3854;71.2860;20.1050) | 60 | 6.3535 | 49 | 86.78 | 60 | EZpaque | [73,75] | [90,20] | 1 | 10 | 75 | normal | none | 8.3867 | 6.3692 | 53.4163 | 36.3897 | 27.6359 | 1005.6636 | 1.7507e-13 | 2.3941 | 0.00071074 | 0.032645 | 0.47104 | 0.001302 | 0.9768 | 0.15638 | 0.16033 | 2.799 | 0 | 1.0104 | 0.14555 | 0.24902 | 0.0023993 | 1.3257 | 0.0039565 | 0.60484 | 2.0966 | 0.70839 | 0.033226 | 0.012271 | 0.077917 | 0.38421 | 0.46123 | 0.90363 | 0.18563 | 0.25669 | 0.13122 | 0.70489 | 0.36733
1f37113 | UGI | 8 | 10f_138032_419x226x576.dat | 0.0990;0.0990;0.2425 | 419;226;576 | (0.3854;71.2860;20.1050) | 80 | 2.9 | 44 | 86.78 | 60 | EZpaque | [73,75] | [90,20] | 1 | 10 | 75 | normal | none | 8.3867 | 6.3692 | 53.4163 | 36.3897 | 27.6359 | 1005.6636 | 2.5283e-13 | 1.5822 | 0.00039861 | 0.017728 | 0.27581 | 0.00075343 | 0.55278 | 0.078262 | 0.083352 | 1.8806 | 0.00023086 | 0.61104 | 0.079021 | 0.13318 | 0.0011402 | 0.75422 | 0.0021604 | 0.336 | 1.3982 | 0.40466 | 0.016913 | 0.0058949 | 0.040007 | 0.23472 | 0.26923 | 0.62299 | 0.12817 | 0.22233 | 0.064901 | 0.44784 | 0.21798
1f37113 | UGI | 8 | 10f_138032_419x226x576.dat | 0.0990;0.0990;0.2425 | 419;226;576 | (0.3854;71.2860;20.1050) | 80 | 7.702 | 57 | 86.78 | 60 | EZpaque | [73,75] | [90,20] | 1 | 10 | 75 | normal | none | 8.3867 | 6.3692 | 53.4163 | 36.3897 | 27.6359 | 1005.6636 | 1.6899e-13 | 2.5231 | 0.0011518 | 0.044925 | 0.54236 | 0.0020997 | 1.0931 | 0.1939 | 0.19791 | 2.8799 | 3.5735e-05 | 1.1099 | 0.17168 | 0.29601 | 0.0038935 | 1.4766 | 0.0060797 | 0.72029 | 2.1623 | 0.7884 | 0.046723 | 0.017217 | 0.10146 | 0.43306 | 0.5199 | 0.94931 | 0.19765 | 0.2594 | 0.15561 | 0.75569 | 0.41269
1f37113 | UGI | 8 | 10f_138032_419x226x576.dat | 0.0990;0.0990;0.2425 | 419;226;576 | (0.3854;71.2860;20.1050) | 80 | 8.502 | 60 | 86.78 | 60 | EZpaque | [73,75] | [90,20] | 1 | 10 | 75 | normal | none | 8.3867 | 6.3692 | 53.4163 | 36.3897 | 27.6359 | 1005.6636 | 1.648e-13 | 2.5968 | 0.0013171 | 0.049873 | 0.57316 | 0.002303 | 1.1571 | 0.20544 | 0.21584 | 2.9466 | 0.0016602 | 1.1618 | 0.18408 | 0.3141 | 0.0041556 | 1.5547 | 0.0065152 | 0.77197 | 2.209 | 0.83186 | 0.051796 | 0.020819 | 0.11106 | 0.45623 | 0.5489 | 0.97664 | 0.20408 | 0.26173 | 0.17199 | 0.78449 | 0.4345
1f37113 | UGI | 9 | 10f_138032_419x226x576.dat | 0.0990;0.0990;0.2425 | 419;226;576 | (0.1778;72.6534;19.9020) | 110 | 3.9 | 52 | 87.7327 | 60 | EZpaque | [73,75] | [90,20] | 1 | 5 | 75 | normal | none | 8.1668 | 6.1348 | 50.102 | 35.8248 | 26.9113 | 964.0911 | 2.2488e-13 | 1.806 | 0.00070194 | 0.025666 | 0.3779 | 0.0011896 | 0.57587 | 0.12025 | 0.10952 | 2.1223 | 0.00011343 | 0.6194 | 0.09547 | 0.18264 | 0.0019527 | 1.0667 | 0.0033703 | 0.47426 | 1.9946 | 0.61069 | 0.024851 | 0.0087683 | 0.062536 | 0.29354 | 0.33977 | 0.70965 | 0.14693 | 0.23355 | 0.099774 | 0.52681 | 0.28194
1f37113 | UGI | 9 | 10f_138032_419x226x576.dat | 0.0990;0.0990;0.2425 | 419;226;576 | (0.1778;72.6534;19.9020) | 110 | 7.85 | 62 | 87.7327 | 60 | EZpaque | [73,75] | [90,20] | 1 | 5 | 75 | normal | none | 8.1668 | 6.1348 | 50.102 | 35.8248 | 26.9113 | 964.0911 | 1.796e-13 | 2.3772 | 0.0012826 | 0.042615 | 0.55714 | 0.0020605 | 0.88683 | 0.18829 | 0.17842 | 2.7332 | 0.0021509 | 0.90186 | 0.14904 | 0.28206 | 0.0035261 | 1.5467 | 0.0059311 | 0.73337 | 2.5031 | 0.88271 | 0.043704 | 0.015537 | 0.10621 | 0.42171 | 0.49569 | 0.91144 | 0.19042 | 0.25593 | 0.16056 | 0.71678 | 0.40728
1f37113 | UGI | 9 | 10f_138032_419x226x576.dat | 0.0990;0.0990;0.2425 | 419;226;576 | (0.1778;72.6534;19.9020) | 110 | 9.9905 | 69 | 87.7327 | 60 | EZpaque | [73,75] | [90,20] | 1 | 5 | 75 | normal | none | 8.1668 | 6.1348 | 50.102 | 35.8248 | 26.9113 | 964.0911 | 1.7366e-13 | 2.526 | 0.0016168 | 0.052743 | 0.62859 | 0.0029713 | 1.0095 | 0.22556 | 0.20829 | 2.856 | 0.00050444 | 0.99926 | 0.17111 | 0.32027 | 0.0047349 | 1.6989 | 0.0073426 | 0.84223 | 2.5855 | 0.97369 | 0.053537 | 0.02003 | 0.1261 | 0.46856 | 0.54855 | 0.96767 | 0.20298 | 0.26011 | 0.19489 | 0.77297 | 0.45297
1f37113 | UGI | 9 | 10f_138032_419x226x576.dat | 0.0990;0.0990;0.2425 | 419;226;576 | (0.1778;72.6534;19.9020) | 60 | 2.5 | 38 | 87.7327 | 60 | EZpaque | [73,75] | [90,20] | 1 | 5 | 75 | normal | none | 8.1668 | 6.1348 | 50.102 | 35.8248 | 26.9113 | 964.0911 | 2.8097e-13 | 1.3473 | 0.00019773 | 0.0088966 | 0.22517 | 0.00032716 | 0.31971 | 0.052635 | 0.049279 | 1.6549 | 0 | 0.38399 | 0.048802 | 0.10194 | 0.00087699 | 0.66946 | 0.0011484 | 0.25223 | 1.6108 | 0.38135 | 0.00853 | 0.0035612 | 0.025217 | 0.18625 | 0.20856 | 0.55171 | 0.11197 | 0.21662 | 0.041445 | 0.37368 | 0.17596
1f37113 | UGI | 9 | 10f_138032_419x226x576.dat | 0.0990;0.0990;0.2425 | 419;226;576 | (0.1778;72.6534;19.9020) | 60 | 5.7448 | 47 | 87.7327 | 60 | EZpaque | [73,75] | [90,20] | 1 | 5 | 75 | normal | none | 8.1668 | 6.1348 | 50.102 | 35.8248 | 26.9113 | 964.0911 | 1.8244e-13 | 2.2259 | 0.00059352 | 0.024815 | 0.45027 | 0.001155 | 0.71373 | 0.14242 | 0.12843 | 2.6559 | 7.2168e-07 | 0.76372 | 0.11554 | 0.22229 | 0.0028865 | 1.3524 | 0.0031598 | 0.56151 | 2.4768 | 0.77046 | 0.02633 | 0.0087888 | 0.068424 | 0.35224 | 0.42075 | 0.85868 | 0.17484 | 0.25431 | 0.11496 | 0.6522 | 0.34457
1f37113 | UGI | 9 | 10f_138032_419x226x576.dat | 0.0990;0.0990;0.2425 | 419;226;576 | (0.1778;72.6534;19.9020) | 60 | 6.3535 | 49 | 87.7327 | 60 | EZpaque | [73,75] | [90,20] | 1 | 5 | 75 | normal | none | 8.1668 | 6.1348 | 50.102 | 35.8248 | 26.9113 | 964.0911 | 1.7419e-13 | 2.3412 | 0.00067312 | 0.029394 | 0.48569 | 0.0011272 | 0.77967 | 0.15699 | 0.144 | 2.7708 | 0.00093427 | 0.82209 | 0.12798 | 0.24487 | 0.0027051 | 1.4539 | 0.0036044 | 0.61577 | 2.5671 | 0.82565 | 0.029762 | 0.010688 | 0.079833 | 0.37816 | 0.4554 | 0.89912 | 0.18334 | 0.25865 | 0.12818 | 0.69076 | 0.37056
1f37113 | UGI | 9 | 10f_138032_419x226x576.dat | 0.0990;0.0990;0.2425 | 419;226;576 | (0.1778;72.6534;19.9020) | 80 | 2.9 | 44 | 87.7327 | 60 | EZpaque | [73,75] | [90,20] | 1 | 5 | 75 | normal | none | 8.1668 | 6.1348 | 50.102 | 35.8248 | 26.9113 | 964.0911 | 2.5156e-13 | 1.5391 | 0.00038014 | 0.016343 | 0.28702 | 0.0006643 | 0.42372 | 0.078694 | 0.074595 | 1.8561 | 0.0012175 | 0.48287 | 0.068927 | 0.13806 | 0.0016854 | 0.84029 | 0.0018155 | 0.34325 | 1.7743 | 0.47854 | 0.01555 | 0.0050943 | 0.040802 | 0.23072 | 0.26555 | 0.61974 | 0.12653 | 0.22387 | 0.065715 | 0.43865 | 0.22031
1f37113 | UGI | 9 | 10f_138032_419x226x576.dat | 0.0990;0.0990;0.2425 | 419;226;576 | (0.1778;72.6534;19.9020) | 80 | 7.702 | 57 | 87.7327 | 60 | EZpaque | [73,75] | [90,20] | 1 | 5 | 75 | normal | none | 8.1668 | 6.1348 | 50.102 | 35.8248 | 26.9113 | 964.0911 | 1.6814e-13 | 2.4701 | 0.0011028 | 0.038815 | 0.55776 | 0.0021337 | 0.89367 | 0.19177 | 0.17794 | 2.8592 | 0.00037694 | 0.91961 | 0.1523 | 0.28375 | 0.0032006 | 1.6014 | 0.0055592 | 0.73125 | 2.6161 | 0.90967 | 0.041282 | 0.015011 | 0.10362 | 0.42651 | 0.51369 | 0.94106 | 0.19515 | 0.26093 | 0.15882 | 0.74075 | 0.41513
1f37113 | UGI | 9 | 10f_138032_419x226x576.dat | 0.0990;0.0990;0.2425 | 419;226;576 | (0.1778;72.6534;19.9020) | 80 | 8.502 | 60 | 87.7327 | 60 | EZpaque | [73,75] | [90,20] | 1 | 5 | 75 | normal | none | 8.1668 | 6.1348 | 50.102 | 35.8248 | 26.9113 | 964.0911 | 1.6397e-13 | 2.5337 | 0.0012645 | 0.043175 | 0.59122 | 0.002299 | 0.94811 | 0.20554 | 0.19296 | 2.9269 | 0.00065055 | 0.96854 | 0.16396 | 0.30485 | 0.0046499 | 1.6789 | 0.0061402 | 0.78344 | 2.6587 | 0.95268 | 0.046021 | 0.017709 | 0.1141 | 0.44945 | 0.54247 | 0.96889 | 0.20158 | 0.26312 | 0.17763 | 0.76837 | 0.43704
1f37113 | UGI | 1 | 10m_138032_419x226x576.dat | 0.0990;0.0990;0.2425 | 419;226;576 | (0.4286;75.7905;44.0066) | 110 | 3.9 | 52 | 88.958 | 60 | EZpaque | [5] | [0] | 0 | 5 | 75 | normal | none | 6.3911 | 8.0682 | 51.5646 | 28.4268 | 35.8868 | 1020.1442 | 2.2803e-13 | 0.14059 | 0.17586 | 0.89397 | 0.0139 | 0.72079 | 0.05159 | 0.00016358 | 0.72188 | 0.049866 | 0.18295 | 0.1626 | 0.7831 | 0.66768 | 1.1391 | 0.08195 | 1.3141 | 0.015727 | 0.2465 | 0.19183 | 0.5972 | 1.2047 | 0.00090357 | 0.22108 | 0.26723 | 0.26076 | 0.18725 | 0.20137 | 0.00020842 | 0.41074 | 0.40279
1f37113 | UGI | 1 | 10m_138032_419x226x576.dat | 0.0990;0.0990;0.2425 | 419;226;576 | (0.4286;75.7905;44.0066) | 110 | 7.85 | 62 | 88.958 | 60 | EZpaque | [5] | [0] | 0 | 5 | 75 | normal | none | 6.3911 | 8.0682 | 51.5646 | 28.4268 | 35.8868 | 1020.1442 | 1.8212e-13 | 0.21965 | 0.27361 | 1.0547 | 0.023289 | 1.0073 | 0.081926 | 0.00031758 | 1.051 | 0.08264 | 0.25603 | 0.25746 | 1.0849 | 0.96658 | 1.389 | 0.1339 | 1.6364 | 0.027015 | 0.35475 | 0.28929 | 0.89229 | 1.5296 | 0.0016524 | 0.32397 | 0.39421 | 0.33174 | 0.2444 | 0.22326 | 0.00072663 | 0.56988 | 0.53703
1f37113 | UGI | 1 | 10m_138032_419x226x576.dat | 0.0990;0.0990;0.2425 | 419;226;576 | (0.4286;75.7905;44.0066) | 110 | 9.9905 | 69 | 88.958 | 60 | EZpaque | [5] | [0] | 0 | 5 | 75 | normal | none | 6.3911 | 8.0682 | 51.5646 | 28.4268 | 35.8868 | 1020.1442 | 1.7609e-13 | 0.25234 | 0.31356 | 1.115 | 0.028207 | 1.1031 | 0.10633 | 0.00086979 | 1.1578 | 0.097184 | 0.28941 | 0.29803 | 1.1742 | 1.0673 | 1.4793 | 0.15567 | 1.7095 | 0.033332 | 0.38521 | 0.3234 | 0.99717 | 1.6012 | 0.002113 | 0.36449 | 0.44041 | 0.35077 | 0.26092 | 0.22831 | 0.001425 | 0.62558 | 0.58143
1f37113 | UGI | 1 | 10m_138032_419x226x576.dat | 0.0990;0.0990;0.2425 | 419;226;576 | (0.4286;75.7905;44.0066) | 60 | 2.5 | 38 | 88.958 | 60 | EZpaque | [5] | [0] | 0 | 5 | 75 | normal | none | 6.3911 | 8.0682 | 51.5646 | 28.4268 | 35.8868 | 1020.1442 | 2.8492e-13 | 0.068647 | 0.091868 | 0.75748 | 0.0050572 | 0.49586 | 0.017064 | 0.00018729 | 0.44834 | 0.021626 | 0.10067 | 0.079942 | 0.53815 | 0.42057 | 0.91212 | 0.036593 | 1.0694 | 0.0056377 | 0.15611 | 0.11186 | 0.34548 | 0.93939 | 0.00018057 | 0.13408 | 0.1596 | 0.20424 | 0.1413 | 0.18437 | 0 | 0.27751 | 0.29157
1f37113 | UGI | 1 | 10m_138032_419x226x576.dat | 0.0990;0.0990;0.2425 | 419;226;576 | (0.4286;75.7905;44.0066) | 60 | 5.7448 | 47 | 88.958 | 60 | EZpaque | [5] | [0] | 0 | 5 | 75 | normal | none | 6.3911 | 8.0682 | 51.5646 | 28.4268 | 35.8868 | 1020.1442 | 1.8499e-13 | 0.16781 | 0.21129 | 0.96771 | 0.014585 | 0.86809 | 0.055272 | 4.7821e-05 | 0.91025 | 0.056748 | 0.19541 | 0.1924 | 0.97636 | 0.82387 | 1.2794 | 0.096571 | 1.5504 | 0.016417 | 0.31801 | 0.24271 | 0.74203 | 1.4663 | 0.00072311 | 0.26032 | 0.32447 | 0.30597 | 0.22381 | 0.21847 | 1.7548e-05 | 0.49215 | 0.47684
1f37113 | UGI | 1 | 10m_138032_419x226x576.dat | 0.0990;0.0990;0.2425 | 419;226;576 | (0.4286;75.7905;44.0066) | 60 | 6.3535 | 49 | 88.958 | 60 | EZpaque | [5] | [0] | 0 | 5 | 75 | normal | none | 6.3911 | 8.0682 | 51.5646 | 28.4268 | 35.8868 | 1020.1442 | 1.7663e-13 | 0.18242 | 0.23233 | 0.99595 | 0.016599 | 0.91403 | 0.06039 | 0.00030005 | 0.97722 | 0.06411 | 0.21514 | 0.2133 | 1.0369 | 0.88488 | 1.3306 | 0.10713 | 1.611 | 0.018933 | 0.34291 | 0.26484 | 0.80381 | 1.5226 | 0.00082543 | 0.28102 | 0.35222 | 0.31929 | 0.23509 | 0.22233 | 9.1086e-06 | 0.52254 | 0.50321
1f37113 | UGI | 1 | 10m_138032_419x226x576.dat | 0.0990;0.0990;0.2425 | 419;226;576 | (0.4286;75.7905;44.0066) | 80 | 2.9 | 44 | 88.958 | 60 | EZpaque | [5] | [0] | 0 | 5 | 75 | normal | none | 6.3911 | 8.0682 | 51.5646 | 28.4268 | 35.8868 | 1020.1442 | 2.5509e-13 | 0.097589 | 0.12724 | 0.81258 | 0.0087632 | 0.58285 | 0.03147 | 0.00026026 | 0.56423 | 0.033408 | 0.11946 | 0.11454 | 0.64193 | 0.52315 | 0.996 | 0.056043 | 1.1679 | 0.0097428 | 0.19704 | 0.14688 | 0.44957 | 1.052 | 0.00055286 | 0.16974 | 0.20569 | 0.22795 | 0.16062 | 0.19151 | 0.00012853 | 0.33122 | 0.33789
1f37113 | UGI | 1 | 10m_138032_419x226x576.dat | 0.0990;0.0990;0.2425 | 419;226;576 | (0.4286;75.7905;44.0066) | 80 | 7.702 | 57 | 88.958 | 60 | EZpaque | [5] | [0] | 0 | 5 | 75 | normal | none | 6.3911 | 8.0682 | 51.5646 | 28.4268 | 35.8868 | 1020.1442 | 1.7049e-13 | 0.22408 | 0.27568 | 1.0492 | 0.022748 | 1.0181 | 0.083466 | 0.00096441 | 1.0818 | 0.081935 | 0.26432 | 0.25794 | 1.1198 | 0.9857 | 1.4265 | 0.13495 | 1.6794 | 0.026026 | 0.37353 | 0.30021 | 0.90945 | 1.585 | 0.0013624 | 0.32411 | 0.40414 | 0.33743 | 0.25056 | 0.22689 | 0.00061125 | 0.58098 | 0.54679
1f37113 | UGI | 1 | 10m_138032_419x226x576.dat | 0.0990;0.0990;0.2425 | 419;226;576 | (0.4286;75.7905;44.0066) | 80 | 8.502 | 60 | 88.958 | 60 | EZpaque | [5] | [0] | 0 | 5 | 75 | normal | none | 6.3911 | 8.0682 | 51.5646 | 28.4268 | 35.8868 | 1020.1442 | 1.6627e-13 | 0.23654 | 0.29557 | 1.0784 | 0.024964 | 1.0659 | 0.093926 | 0.00036794 | 1.1347 | 0.089679 | 0.2889 | 0.27773 | 1.165 | 1.0376 | 1.4638 | 0.14641 | 1.7219 | 0.028938 | 0.39331 | 0.31885 | 0.96397 | 1.6313 | 0.0017869 | 0.3437 | 0.42869 | 0.34733 | 0.25897 | 0.2297 | 0.00074884 | 0.60812 | 0.56941
1f37113 | UGI | 2 | 10m_138032_419x226x576.dat | 0.0990;0.0990;0.2425 | 419;226;576 | (0.4286;75.7905;52.3320) | 110 | 3.9 | 52 | 88.958 | 60 | EZpaque | [5] | [0] | 0 | 5 | 75 | normal | none | 6.3911 | 3.4921 | 22.318 | 28.4268 | 15.5324 | 441.5351 | 1.9341e-13 | 0.0072696 | 0.37292 | 0.015669 | 0.00092664 | 1.5891 | 0.0033819 | 0 | 0.045051 | 0.0030045 | 0.27101 | 0.0088068 | 0.10379 | 0.56657 | 2.4981 | 0.0041097 | 2.8427 | 0.00108 | 0.0092892 | 0.0073937 | 0.23266 | 3.1024 | 0.00012188 | 0.19744 | 0.22323 | 0.29671 | 0.15611 | 0.1714 | 5.3586e-05 | 0.53778 | 0.28678
1f37113 | UGI | 2 | 10m_138032_419x226x576.dat | 0.0990;0.0990;0.2425 | 419;226;576 | (0.4286;75.7905;52.3320) | 110 | 7.85 | 62 | 88.958 | 60 | EZpaque | [5] | [0] | 0 | 5 | 75 | normal | none | 6.3911 | 3.4921 | 22.318 | 28.4268 | 15.5324 | 441.5351 | 1.5447e-13 | 0.013284 | 0.57448 | 0.024497 | 0.0017028 | 2.2017 | 0.0071801 | 2.7056e-05 | 0.073775 | 0.0053086 | 0.39992 | 0.015466 | 0.15774 | 0.74306 | 3.0846 | 0.0077685 | 3.5188 | 0.0019137 | 0.01606 | 0.012637 | 0.34325 | 3.7309 | 0.0001684 | 0.28851 | 0.33034 | 0.38106 | 0.20232 | 0.18878 | 1.7168e-05 | 0.71269 | 0.36944
1f37113 | UGI | 2 | 10m_138032_419x226x576.dat | 0.0990;0.0990;0.2425 | 419;226;576 | (0.4286;75.7905;52.3320) | 110 | 9.9905 | 69 | 88.958 | 60 | EZpaque | [5] | [0] | 0 | 5 | 75 | normal | none | 6.3911 | 3.4921 | 22.318 | 28.4268 | 15.5324 | 441.5351 | 1.4936e-13 | 0.01488 | 0.65341 | 0.028969 | 0.0022927 | 2.4167 | 0.0094979 | 0.00020553 | 0.086383 | 0.0066734 | 0.45209 | 0.019231 | 0.17732 | 0.78897 | 3.2531 | 0.0096272 | 3.6789 | 0.0024752 | 0.019533 | 0.015621 | 0.37923 | 3.8178 | 0.00019931 | 0.32407 | 0.37047 | 0.40296 | 0.21595 | 0.1935 | 7.2202e-05 | 0.76928 | 0.39213
1f37113 | UGI | 2 | 10m_138032_419x226x576.dat | 0.0990;0.0990;0.2425 | 419;226;576 | (0.4286;75.7905;52.3320) | 60 | 2.5 | 38 | 88.958 | 60 | EZpaque | [5] | [0] | 0 | 5 | 75 | normal | none | 6.3911 | 3.4921 | 22.318 | 28.4268 | 15.5324 | 441.5351 | 2.4164e-13 | 0.0023281 | 0.1997 | 0.0089742 | 0.00032079 | 1.0985 | 0.00094183 | 6.0148e-06 | 0.019533 | 0.00086017 | 0.18054 | 0.0027599 | 0.057731 | 0.41898 | 2.0328 | 0.001233 | 2.3143 | 0.00031637 | 0.003419 | 0.0025043 | 0.13964 | 2.6186 | 2.773e-05 | 0.12023 | 0.13198 | 0.23207 | 0.11876 | 0.15756 | 0 | 0.39725 | 0.22009
1f37113 | UGI | 2 | 10m_138032_419x226x576.dat | 0.0990;0.0990;0.2425 | 419;226;576 | (0.4286;75.7905;52.3320) | 60 | 5.7448 | 47 | 88.958 | 60 | EZpaque | [5] | [0] | 0 | 5 | 75 | normal | none | 6.3911 | 3.4921 | 22.318 | 28.4268 | 15.5324 | 441.5351 | 1.569e-13 | 0.0072729 | 0.45324 | 0.018386 | 0.0008547 | 1.9169 | 0.0039472 | 0 | 0.052531 | 0.002686 | 0.33587 | 0.0084603 | 0.12868 | 0.68561 | 2.8249 | 0.0039965 | 3.352 | 0.00094208 | 0.010076 | 0.0074775 | 0.29404 | 3.7105 | 8.5814e-05 | 0.2333 | 0.26915 | 0.35624 | 0.18521 | 0.18474 | 7.1919e-06 | 0.63463 | 0.34158
1f37113 | UGI | 2 | 10m_138032_419x226x576.dat | 0.0990;0.0990;0.2425 | 419;226;576 | (0.4286;75.7905;52.3320) | 60 | 6.3535 | 49 | 88.958 | 60 | EZpaque | [5] | [0] | 0 | 5 | 75 | normal | none | 6.3911 | 3.4921 | 22.318 | 28.4268 | 15.5324 | 441.5351 | 1.4981e-13 | 0.0084408 | 0.49755 | 0.019512 | 0.00094995 | 2.0362 | 0.0034983 | 0 | 0.059083 | 0.0030704 | 0.35941 | 0.0099348 | 0.14111 | 0.72366 | 2.9456 | 0.0045984 | 3.4798 | 0.0011293 | 0.011725 | 0.0086277 | 0.32119 | 3.8364 | 0.00015401 | 0.25192 | 0.29259 | 0.37074 | 0.19438 | 0.18812 | 6.2193e-05 | 0.66975 | 0.35841
1f37113 | UGI | 2 | 10m_138032_419x226x576.dat | 0.0990;0.0990;0.2425 | 419;226;576 | (0.4286;75.7905;52.3320) | 80 | 2.9 | 44 | 88.958 | 60 | EZpaque | [5] | [0] | 0 | 5 | 75 | normal | none | 6.3911 | 3.4921 | 22.318 | 28.4268 | 15.5324 | 441.5351 | 2.1635e-13 | 0.0040559 | 0.27287 | 0.01253 | 0.00061373 | 1.3095 | 0.0031209 | 0.00027453 | 0.030659 | 0.0016251 | 0.22424 | 0.0051731 | 0.077828 | 0.47946 | 2.2203 | 0.0024759 | 2.5305 | 0.00057888 | 0.0059256 | 0.0043802 | 0.18057 | 2.82 | 8.8838e-05 | 0.15205 | 0.17085 | 0.26059 | 0.1344 | 0.16337 | 0 | 0.45663 | 0.24807
1f37113 | UGI | 2 | 10m_138032_419x226x576.dat | 0.0990;0.0990;0.2425 | 419;226;576 | (0.4286;75.7905;52.3320) | 80 | 7.702 | 57 | 88.958 | 60 | EZpaque | [5] | [0] | 0 | 5 | 75 | normal | none | 6.3911 | 3.4921 | 22.318 | 28.4268 | 15.5324 | 441.5351 | 1.4461e-13 | 0.010905 | 0.58235 | 0.023184 | 0.0014636 | 2.2235 | 0.006432 | 0.00051222 | 0.074094 | 0.0046972 | 0.42051 | 0.014498 | 0.16265 | 0.76722 | 3.1437 | 0.00711 | 3.6122 | 0.0016262 | 0.015936 | 0.012148 | 0.35835 | 3.893 | 0.00025259 | 0.28984 | 0.33754 | 0.3913 | 0.20724 | 0.19166 | 2.2243e-05 | 0.72447 | 0.37993
1f37113 | UGI | 2 | 10m_138032_419x226x576.dat | 0.0990;0.0990;0.2425 | 419;226;576 | (0.4286;75.7905;52.3320) | 80 | 8.502 | 60 | 88.958 | 60 | EZpaque | [5] | [0] | 0 | 5 | 75 | normal | none | 6.3911 | 3.4921 | 22.318 | 28.4268 | 15.5324 | 441.5351 | 1.4104e-13 | 0.012312 | 0.62189 | 0.02547 | 0.0016414 | 2.313 | 0.0077476 | 5.4831e-05 | 0.081305 | 0.0054783 | 0.42686 | 0.016265 | 0.17303 | 0.7871 | 3.1995 | 0.0079455 | 3.6933 | 0.0018458 | 0.017556 | 0.013513 | 0.38015 | 3.9404 | 0.00025857 | 0.30712 | 0.35845 | 0.40311 | 0.21393 | 0.19386 | 0 | 0.74804 | 0.3907
1f37113 | UGI | 3 | 10m_138032_419x226x576.dat | 0.0990;0.0990;0.2425 | 419;226;576 | (0.4286;75.7905;52.3320) | 110 | 3.9 | 52 | 88.958 | 60 | EZpaque | [5,133,110] | [30,30,100] | 0 | 10 | 75 | normal | none | 6.3911 | 3.4921 | 22.318 | 28.4268 | 15.5324 | 441.5351 | 1.9341e-13 | 0.0064124 | 0.36767 | 0.013601 | 0.00086449 | 1.5566 | 0.0028872 | 0 | 0.040061 | 0.0026826 | 0.25687 | 0.007631 | 0.09466 | 5.6601 | 5.5711 | 0.0036308 | 2.7206 | 0.00098352 | 0.008677 | 0.0068932 | 0.20852 | 3.0365 | 0.00011983 | 0.19198 | 0.21693 | 0.28734 | 0.15124 | 0.16944 | 5.3586e-05 | 1.1575 | 0.55878
1f37113 | UGI | 3 | 10m_138032_419x226x576.dat | 0.0990;0.0990;0.2425 | 419;226;576 | (0.4286;75.7905;52.3320) | 110 | 7.85 | 62 | 88.958 | 60 | EZpaque | [5,133,110] | [30,30,100] | 0 | 10 | 75 | normal | none | 6.3911 | 3.4921 | 22.318 | 28.4268 | 15.5324 | 441.5351 | 1.5447e-13 | 0.011559 | 0.56547 | 0.021894 | 0.0015374 | 2.1535 | 0.0059586 | 2.7056e-05 | 0.065204 | 0.004767 | 0.38173 | 0.013404 | 0.14359 | 8.9862 | 8.1569 | 0.0069302 | 3.3501 | 0.0017235 | 0.015041 | 0.011587 | 0.30672 | 3.6434 | 0.00015526 | 0.27979 | 0.32022 | 0.3691 | 0.19551 | 0.18592 | 1.7168e-05 | 1.7243 | 0.81187
1f37113 | UGI | 3 | 10m_138032_419x226x576.dat | 0.0990;0.0990;0.2425 | 419;226;576 | (0.4286;75.7905;52.3320) | 110 | 9.9905 | 69 | 88.958 | 60 | EZpaque | [5,133,110] | [30,30,100] | 0 | 10 | 75 | normal | none | 6.3911 | 3.4921 | 22.318 | 28.4268 | 15.5324 | 441.5351 | 1.4936e-13 | 0.013024 | 0.64275 | 0.026125 | 0.002114 | 2.3638 | 0.0081743 | 0.00020553 | 0.076159 | 0.005949 | 0.43658 | 0.016647 | 0.16122 | 10.4882 | 9.0547 | 0.0085044 | 3.508 | 0.0022127 | 0.018198 | 0.014164 | 0.33843 | 3.7289 | 0.00018762 | 0.31404 | 0.3588 | 0.39011 | 0.20867 | 0.1903 | 7.2202e-05 | 1.9477 | 0.91221
1f37113 | UGI | 3 | 10m_138032_419x226x576.dat | 0.0990;0.0990;0.2425 | 419;226;576 | (0.4286;75.7905;52.3320) | 60 | 2.5 | 38 | 88.958 | 60 | EZpaque | [5,133,110] | [30,30,100] | 0 | 10 | 75 | normal | none | 6.3911 | 3.4921 | 22.318 | 28.4268 | 15.5324 | 441.5351 | 2.4164e-13 | 0.0021214 | 0.19791 | 0.0088401 | 0.00030313 | 1.0799 | 0.00079144 | 6.0148e-06 | 0.017746 | 0.00079297 | 0.17326 | 0.0024234 | 0.053204 | 2.7145 | 3.3915 | 0.0011609 | 2.2236 | 0.00029709 | 0.0032538 | 0.0023231 | 0.12698 | 2.5749 | 2.5955e-05 | 0.11764 | 0.1291 | 0.22447 | 0.11552 | 0.15648 | 0 | 0.67349 | 0.34144
1f37113 | UGI | 3 | 10m_138032_419x226x576.dat | 0.0990;0.0990;0.2425 | 419;226;576 | (0.4286;75.7905;52.3320) | 60 | 5.7448 | 47 | 88.958 | 60 | EZpaque | [5,133,110] | [30,30,100] | 0 | 10 | 75 | normal | none | 6.3911 | 3.4921 | 22.318 | 28.4268 | 15.5324 | 441.5351 | 1.569e-13 | 0.0062341 | 0.44757 | 0.016708 | 0.00079255 | 1.8797 | 0.0031355 | 0 | 0.047016 | 0.0024264 | 0.32716 | 0.0073239 | 0.11785 | 6.2944 | 6.7069 | 0.0035621 | 3.188 | 0.00089523 | 0.0095247 | 0.0070001 | 0.26371 | 3.6312 | 7.0619e-05 | 0.22691 | 0.26177 | 0.34428 | 0.17907 | 0.18238 | 7.1919e-06 | 1.3546 | 0.64498
1f37113 | UGI | 3 | 10m_138032_419x226x576.dat | 0.0990;0.0990;0.2425 | 419;226;576 | (0.4286;75.7905;52.3320) | 60 | 6.3535 | 49 | 88.958 | 60 | EZpaque | [5,133,110] | [30,30,100] | 0 | 10 | 75 | normal | none | 6.3911 | 3.4921 | 22.318 | 28.4268 | 15.5324 | 441.5351 | 1.4981e-13 | 0.0076178 | 0.49093 | 0.017269 | 0.00087793 | 1.994 | 0.0028873 | 0 | 0.052615 | 0.0027635 | 0.34576 | 0.0085964 | 0.12893 | 7.0404 | 7.3201 | 0.0042209 | 3.3062 | 0.0010429 | 0.010993 | 0.0079495 | 0.28632 | 3.7473 | 0.00015401 | 0.24471 | 0.28421 | 0.35856 | 0.18777 | 0.18557 | 6.2193e-05 | 1.4809 | 0.7002
1f37113 | UGI | 3 | 10m_138032_419x226x576.dat | 0.0990;0.0990;0.2425 | 419;226;576 | (0.4286;75.7905;52.3320) | 80 | 2.9 | 44 | 88.958 | 60 | EZpaque | [5,133,110] | [30,30,100] | 0 | 10 | 75 | normal | none | 6.3911 | 3.4921 | 22.318 | 28.4268 | 15.5324 | 441.5351 | 2.1635e-13 | 0.0035695 | 0.26957 | 0.011631 | 0.00058022 | 1.2841 | 0.0026608 | 0.00027453 | 0.027469 | 0.0014698 | 0.21491 | 0.0044924 | 0.071237 | 3.9668 | 4.3836 | 0.0022193 | 2.4252 | 0.00053613 | 0.0055549 | 0.0040812 | 0.16192 | 2.7667 | 8.9934e-05 | 0.1482 | 0.16644 | 0.25231 | 0.13045 | 0.16188 | 0 | 0.88467 | 0.43422
1f37113 | UGI | 3 | 10m_138032_419x226x576.dat | 0.0990;0.0990;0.2425 | 419;226;576 | (0.4286;75.7905;52.3320) | 80 | 7.702 | 57 | 88.958 | 60 | EZpaque | [5,133,110] | [30,30,100] | 0 | 10 | 75 | normal | none | 6.3911 | 3.4921 | 22.318 | 28.4268 | 15.5324 | 441.5351 | 1.4461e-13 | 0.0096809 | 0.5732 | 0.021142 | 0.0013656 | 2.1734 | 0.0055921 | 0.00047881 | 0.065534 | 0.0041945 | 0.39262 | 0.012475 | 0.14761 | 9.0365 | 8.522 | 0.0063048 | 3.4295 | 0.0014944 | 0.014947 | 0.011099 | 0.31954 | 3.7992 | 0.00025323 | 0.28081 | 0.32696 | 0.37849 | 0.1999 | 0.18867 | 2.2243e-05 | 1.7611 | 0.82594
1f37113 | UGI | 3 | 10m_138032_419x226x576.dat | 0.0990;0.0990;0.2425 | 419;226;576 | (0.4286;75.7905;52.3320) | 80 | 8.502 | 60 | 88.958 | 60 | EZpaque | [5,133,110] | [30,30,100] | 0 | 10 | 75 | normal | none | 6.3911 | 3.4921 | 22.318 | 28.4268 | 15.5324 | 441.5351 | 1.4104e-13 | 0.010786 | 0.61176 | 0.022481 | 0.0015311 | 2.2615 | 0.0065722 | 5.4831e-05 | 0.071542 | 0.0048713 | 0.39744 | 0.014016 | 0.15685 | 9.8471 | 9.0211 | 0.0069848 | 3.5058 | 0.0016766 | 0.016487 | 0.012454 | 0.33718 | 3.845 | 0.00022737 | 0.29734 | 0.34694 | 0.39009 | 0.20634 | 0.19072 | 0 | 1.8789 | 0.87915
1f37113 | UGI | 4 | 10m_138032_419x226x576.dat | 0.0990;0.0990;0.2425 | 419;226;576 | (0.4286;75.7905;41.8539) | 110 | 3.9 | 52 | 88.958 | 60 | EZpaque | [5,133,110,73] | [10,10,100,10] | 1 | 10 | 75 | normal | none | 6.3911 | 7.9684 | 50.9263 | 28.4268 | 35.4426 | 1007.517 | 2.2855e-13 | 0.27325 | 0.07412 | 0.9178 | 0.016598 | 0.35759 | 0.080395 | 0.00037604 | 0.75604 | 0.073573 | 0.052121 | 0.23646 | 0.80229 | 7.5976 | 1.6537 | 0.098724 | 1.2491 | 0.019192 | 0.65256 | 0.36347 | 0.59572 | 1.0941 | 0.00094821 | 0.20994 | 0.25433 | 0.26207 | 0.18886 | 0.20504 | 0.00037023 | 0.9458 | 0.76572
1f37113 | UGI | 4 | 10m_138032_419x226x576.dat | 0.0990;0.0990;0.2425 | 419;226;576 | (0.4286;75.7905;41.8539) | 110 | 7.85 | 62 | 88.958 | 60 | EZpaque | [5,133,110,73] | [10,10,100,10] | 1 | 10 | 75 | normal | none | 6.3911 | 7.9684 | 50.9263 | 28.4268 | 35.4426 | 1007.517 | 1.8252e-13 | 0.41659 | 0.11924 | 1.0881 | 0.028285 | 0.50394 | 0.1312 | 0.00090541 | 1.1037 | 0.1175 | 0.078543 | 0.36743 | 1.1085 | 12.6646 | 2.2694 | 0.15996 | 1.5407 | 0.032875 | 0.86169 | 0.51896 | 0.89429 | 1.4093 | 0.0021269 | 0.30589 | 0.37317 | 0.33334 | 0.24484 | 0.22718 | 0.00096617 | 1.488 | 1.1449
1f37113 | UGI | 4 | 10m_138032_419x226x576.dat | 0.0990;0.0990;0.2425 | 419;226;576 | (0.4286;75.7905;41.8539) | 110 | 9.9905 | 69 | 88.958 | 60 | EZpaque | [5,133,110,73] | [10,10,100,10] | 1 | 10 | 75 | normal | none | 6.3911 | 7.9684 | 50.9263 | 28.4268 | 35.4426 | 1007.517 | 1.7649e-13 | 0.47857 | 0.13896 | 1.1543 | 0.034175 | 0.55774 | 0.16349 | 0.0014214 | 1.2166 | 0.13682 | 0.079083 | 0.42074 | 1.1991 | 15.1667 | 2.4581 | 0.18823 | 1.6137 | 0.04012 | 0.90659 | 0.56917 | 1.0002 | 1.4844 | 0.0024986 | 0.34368 | 0.4159 | 0.35387 | 0.26069 | 0.23189 | 0.0013176 | 1.7339 | 1.3112
1f37113 | UGI | 4 | 10m_138032_419x226x576.dat | 0.0990;0.0990;0.2425 | 419;226;576 | (0.4286;75.7905;41.8539) | 60 | 2.5 | 38 | 88.958 | 60 | EZpaque | [5,133,110,73] | [10,10,100,10] | 1 | 10 | 75 | normal | none | 6.3911 | 7.9684 | 50.9263 | 28.4268 | 35.4426 | 1007.517 | 2.8556e-13 | 0.16215 | 0.034971 | 0.77429 | 0.00665 | 0.23454 | 0.033536 | 0.00020707 | 0.47124 | 0.035144 | 0.023834 | 0.12384 | 0.5534 | 3.0732 | 1.1495 | 0.044218 | 1.0269 | 0.006864 | 0.48451 | 0.23333 | 0.34564 | 0.85652 | 0.0001974 | 0.12888 | 0.15377 | 0.20495 | 0.14372 | 0.18821 | 0 | 0.47172 | 0.4364
1f37113 | UGI | 4 | 10m_138032_419x226x576.dat | 0.0990;0.0990;0.2425 | 419;226;576 | (0.4286;75.7905;41.8539) | 60 | 5.7448 | 47 | 88.958 | 60 | EZpaque | [5,133,110,73] | [10,10,100,10] | 1 | 10 | 75 | normal | none | 6.3911 | 7.9684 | 50.9263 | 28.4268 | 35.4426 | 1007.517 | 1.8541e-13 | 0.34131 | 0.086413 | 0.9906 | 0.018003 | 0.42583 | 0.083306 | 0.00016109 | 0.95581 | 0.08624 | 0.046193 | 0.28302 | 1.0001 | 8.0491 | 1.9508 | 0.11148 | 1.4617 | 0.019467 | 0.82605 | 0.45567 | 0.74396 | 1.3377 | 0.00087233 | 0.24691 | 0.30958 | 0.30631 | 0.22569 | 0.22302 | 6.0454e-05 | 1.0543 | 0.85952
1f37113 | UGI | 4 | 10m_138032_419x226x576.dat | 0.0990;0.0990;0.2425 | 419;226;576 | (0.4286;75.7905;41.8539) | 60 | 6.3535 | 49 | 88.958 | 60 | EZpaque | [5,133,110,73] | [10,10,100,10] | 1 | 10 | 75 | normal | none | 6.3911 | 7.9684 | 50.9263 | 28.4268 | 35.4426 | 1007.517 | 1.7704e-13 | 0.37437 | 0.096252 | 1.0229 | 0.020521 | 0.45709 | 0.097805 | 0.00043222 | 1.0299 | 0.095795 | 0.063637 | 0.31087 | 1.062 | 9.1637 | 2.0892 | 0.12607 | 1.515 | 0.022465 | 0.86971 | 0.49 | 0.80696 | 1.3959 | 0.0010208 | 0.26615 | 0.33559 | 0.31979 | 0.23666 | 0.22723 | 9.3304e-05 | 1.1734 | 0.94084
1f37113 | UGI | 4 | 10m_138032_419x226x576.dat | 0.0990;0.0990;0.2425 | 419;226;576 | (0.4286;75.7905;41.8539) | 80 | 2.9 | 44 | 88.958 | 60 | EZpaque | [5,133,110,73] | [10,10,100,10] | 1 | 10 | 75 | normal | none | 6.3911 | 7.9684 | 50.9263 | 28.4268 | 35.4426 | 1007.517 | 2.5567e-13 | 0.21106 | 0.05129 | 0.82815 | 0.010762 | 0.28763 | 0.051333 | 0.00013716 | 0.59386 | 0.050828 | 0.026818 | 0.1707 | 0.65805 | 4.9553 | 1.3579 | 0.066454 | 1.1174 | 0.011758 | 0.558 | 0.29049 | 0.45121 | 0.9593 | 0.00067968 | 0.16203 | 0.19691 | 0.22782 | 0.16258 | 0.19531 | 2.8588e-05 | 0.66951 | 0.57334
1f37113 | UGI | 4 | 10m_138032_419x226x576.dat | 0.0990;0.0990;0.2425 | 419;226;576 | (0.4286;75.7905;41.8539) | 80 | 7.702 | 57 | 88.958 | 60 | EZpaque | [5,133,110,73] | [10,10,100,10] | 1 | 10 | 75 | normal | none | 6.3911 | 7.9684 | 50.9263 | 28.4268 | 35.4426 | 1007.517 | 1.7088e-13 | 0.42157 | 0.1187 | 1.0818 | 0.026871 | 0.51174 | 0.1326 | 0.00027484 | 1.1358 | 0.11796 | 0.063548 | 0.36806 | 1.1444 | 12.4375 | 2.3713 | 0.15747 | 1.5763 | 0.031176 | 0.90725 | 0.53943 | 0.91012 | 1.4504 | 0.0018101 | 0.3057 | 0.38306 | 0.33875 | 0.25126 | 0.23107 | 7.6774e-06 | 1.4844 | 1.1433
1f37113 | UGI | 4 | 10m_138032_419x226x576.dat | 0.0990;0.0990;0.2425 | 419;226;576 | (0.4286;75.7905;41.8539) | 80 | 8.502 | 60 | 88.958 | 60 | EZpaque | [5,133,110,73] | [10,10,100,10] | 1 | 10 | 75 | normal | none | 6.3911 | 7.9684 | 50.9263 | 28.4268 | 35.4426 | 1007.517 | 1.6665e-13 | 0.44923 | 0.12854 | 1.1099 | 0.0296 | 0.53557 | 0.14395 | 0.00028281 | 1.1917 | 0.12776 | 0.06527 | 0.39409 | 1.1901 | 13.7423 | 2.475 | 0.17186 | 1.6151 | 0.034679 | 0.93462 | 0.5636 | 0.96156 | 1.4901 | 0.0017436 | 0.3238 | 0.40574 | 0.34902 | 0.25924 | 0.23367 | 0.0001851 | 1.611 | 1.2283
1f37113 | UGI | 5 | 10m_138032_419x226x576.dat | 0.0990;0.0990;0.2425 | 419;226;576 | (-0.3113;71.2860;40.7404) | 110 | 3.9 | 52 | 86.78 | 60 | EZpaque | [110,73] | [100,60] | 1 | 10 | 75 | normal | none | 5.6937 | 7.9631 | 45.3391 | 24.7048 | 34.5518 | 853.5948 | 2.2095e-13 | 0.56528 | 0.048608 | 0.12885 | 0.015857 | 0.22002 | 0.16373 | 0.00043929 | 0.64652 | 0.12028 | 0.027561 | 0.50034 | 1.35 | 13.4862 | 0.19392 | 0.1116 | 1.1807 | 0.02449 | 0.72061 | 0.30345 | 0.63037 | 0.65625 | 0.0017871 | 0.37546 | 0.42733 | 0.29849 | 0.2431 | 0.20024 | 0.0013818 | 1.3001 | 1.0212
1f37113 | UGI | 5 | 10m_138032_419x226x576.dat | 0.0990;0.0990;0.2425 | 419;226;576 | (-0.3113;71.2860;40.7404) | 110 | 7.85 | 62 | 86.78 | 60 | EZpaque | [110,73] | [100,60] | 1 | 10 | 75 | normal | none | 5.6937 | 7.9631 | 45.3391 | 24.7048 | 34.5518 | 853.5948 | 1.7646e-13 | 0.79602 | 0.079393 | 0.21557 | 0.027751 | 0.33203 | 0.26085 | 0.00089911 | 0.99964 | 0.18837 | 0.049676 | 0.74128 | 1.88 | 22.8188 | 0.31038 | 0.1805 | 1.4976 | 0.042392 | 0.95606 | 0.45168 | 0.99556 | 1.0069 | 0.0023436 | 0.5344 | 0.61371 | 0.39416 | 0.31755 | 0.22268 | 0.00074944 | 2.1482 | 1.6379
1f37113 | UGI | 5 | 10m_138032_419x226x576.dat | 0.0990;0.0990;0.2425 | 419;226;576 | (-0.3113;71.2860;40.7404) | 110 | 9.9905 | 69 | 86.78 | 60 | EZpaque | [110,73] | [100,60] | 1 | 10 | 75 | normal | none | 5.6937 | 7.9631 | 45.3391 | 24.7048 | 34.5518 | 853.5948 | 1.7062e-13 | 0.85984 | 0.093281 | 0.26559 | 0.034625 | 0.37502 | 0.30348 | 0.00060613 | 1.1362 | 0.21547 | 0.049171 | 0.8296 | 2.0324 | 27.3419 | 0.36992 | 0.21171 | 1.5838 | 0.051505 | 1.0156 | 0.50819 | 1.1422 | 1.1311 | 0.0033543 | 0.59114 | 0.67403 | 0.42453 | 0.33808 | 0.22804 | 0.001547 | 2.5458 | 1.9154
1f37113 | UGI | 5 | 10m_138032_419x226x576.dat | 0.0990;0.0990;0.2425 | 419;226;576 | (-0.3113;71.2860;40.7404) | 60 | 2.5 | 38 | 86.78 | 60 | EZpaque | [110,73] | [100,60] | 1 | 10 | 75 | normal | none | 5.6937 | 7.9631 | 45.3391 | 24.7048 | 34.5518 | 853.5948 | 2.7606e-13 | 0.37963 | 0.021721 | 0.052865 | 0.00546 | 0.12799 | 0.075538 | 9.236e-05 | 0.34727 | 0.061769 | 0.012138 | 0.29716 | 0.91983 | 5.0521 | 0.091907 | 0.049319 | 0.93045 | 0.0088013 | 0.53318 | 0.17743 | 0.32008 | 0.37314 | 0.00027859 | 0.24304 | 0.2716 | 0.21919 | 0.18329 | 0.18252 | 0 | 0.54124 | 0.47576
1f37113 | UGI | 5 | 10m_138032_419x226x576.dat | 0.0990;0.0990;0.2425 | 419;226;576 | (-0.3113;71.2860;40.7404) | 60 | 5.7448 | 47 | 86.78 | 60 | EZpaque | [110,73] | [100,60] | 1 | 10 | 75 | normal | none | 5.6937 | 7.9631 | 45.3391 | 24.7048 | 34.5518 | 853.5948 | 1.7925e-13 | 0.70623 | 0.055756 | 0.13783 | 0.016225 | 0.26507 | 0.19794 | 0.00022324 | 0.78662 | 0.14626 | 0.017072 | 0.61161 | 1.6976 | 14.4794 | 0.22779 | 0.12827 | 1.4076 | 0.025561 | 0.89998 | 0.37029 | 0.75292 | 0.82361 | 0.0011039 | 0.45129 | 0.53056 | 0.3561 | 0.29366 | 0.21832 | 0.00025817 | 1.4312 | 1.1513
1f37113 | UGI | 5 | 10m_138032_419x226x576.dat | 0.0990;0.0990;0.2425 | 419;226;576 | (-0.3113;71.2860;40.7404) | 60 | 6.3535 | 49 | 86.78 | 60 | EZpaque | [110,73] | [100,60] | 1 | 10 | 75 | normal | none | 5.6937 | 7.9631 | 45.3391 | 24.7048 | 34.5518 | 853.5948 | 1.7115e-13 | 0.75664 | 0.062693 | 0.15776 | 0.018818 | 0.28779 | 0.22516 | 0.00015965 | 0.86322 | 0.16142 | 0.042484 | 0.66246 | 1.8039 | 16.6719 | 0.24793 | 0.14297 | 1.4633 | 0.029529 | 0.94566 | 0.40128 | 0.83365 | 0.88489 | 0.0015655 | 0.48305 | 0.57166 | 0.37458 | 0.30834 | 0.2226 | 0.0008503 | 1.6279 | 1.2912
1f37113 | UGI | 5 | 10m_138032_419x226x576.dat | 0.0990;0.0990;0.2425 | 419;226;576 | (-0.3113;71.2860;40.7404) | 80 | 2.9 | 44 | 86.78 | 60 | EZpaque | [110,73] | [100,60] | 1 | 10 | 75 | normal | none | 5.6937 | 7.9631 | 45.3391 | 24.7048 | 34.5518 | 853.5948 | 2.4716e-13 | 0.46091 | 0.032958 | 0.08227 | 0.0096795 | 0.16463 | 0.11349 | 0.00057181 | 0.47422 | 0.087125 | 0.016767 | 0.38234 | 1.1015 | 8.6458 | 0.12822 | 0.074397 | 1.0313 | 0.015112 | 0.61304 | 0.23108 | 0.45007 | 0.49894 | 0.00067939 | 0.29783 | 0.33938 | 0.25299 | 0.2086 | 0.19047 | 0.00026885 | 0.86349 | 0.7074
1f37113 | UGI | 5 | 10m_138032_419x226x576.dat | 0.0990;0.0990;0.2425 | 419;226;576 | (-0.3113;71.2860;40.7404) | 80 | 7.702 | 57 | 86.78 | 60 | EZpaque | [110,73] | [100,60] | 1 | 10 | 75 | normal | none | 5.6937 | 7.9631 | 45.3391 | 24.7048 | 34.5518 | 853.5948 | 1.652e-13 | 0.83219 | 0.07903 | 0.2009 | 0.026189 | 0.33065 | 0.266 | 0.00093358 | 1.0079 | 0.19204 | 0.04857 | 0.75326 | 1.9425 | 22.7878 | 0.29917 | 0.17904 | 1.5304 | 0.040499 | 0.99351 | 0.45728 | 0.99254 | 1.014 | 0.0021827 | 0.54112 | 0.63787 | 0.40429 | 0.32712 | 0.22677 | 0.0010885 | 2.15 | 1.6453
1f37113 | UGI | 5 | 10m_138032_419x226x576.dat | 0.0990;0.0990;0.2425 | 419;226;576 | (-0.3113;71.2860;40.7404) | 80 | 8.502 | 60 | 86.78 | 60 | EZpaque | [110,73] | [100,60] | 1 | 10 | 75 | normal | none | 5.6937 | 7.9631 | 45.3391 | 24.7048 | 34.5518 | 853.5948 | 1.6111e-13 | 0.86474 | 0.086132 | 0.21999 | 0.02918 | 0.35396 | 0.29289 | 0.0011167 | 1.077 | 0.20652 | 0.050919 | 0.7969 | 2.0193 | 25.2302 | 0.3319 | 0.19669 | 1.5716 | 0.044982 | 1.0234 | 0.48407 | 1.0629 | 1.0825 | 0.0022506 | 0.56895 | 0.67119 | 0.41756 | 0.33764 | 0.22991 | 0.0018077 | 2.3637 | 1.7924
1f37113 | UGI | 6 | 10m_138032_419x226x576.dat | 0.0990;0.0990;0.2425 | 419;226;576 | (0.7727;75.6915;21.1656) | 110 | 3.9 | 52 | 89.156 | 60 | EZpaque | [73,75] | [100,10] | 1 | 10 | 75 | normal | none | 6.5047 | 6.1928 | 40.2825 | 28.9968 | 27.6062 | 800.4937 | 2.3202e-13 | 0.80782 | 0.00097975 | 0.096652 | 1.0467 | 0.0021464 | 1.9993 | 0.0087967 | 0.21219 | 1.1643 | 0.0016358 | 1.7109 | 0.15866 | 0.15967 | 0.0050418 | 0.53159 | 0.005191 | 0.83222 | 0.12125 | 0.2659 | 0.042945 | 0.014768 | 0.047479 | 0.18479 | 0.2046 | 0.59722 | 0.16837 | 0.25539 | 0.01637 | 0.43916 | 0.34571
1f37113 | UGI | 6 | 10m_138032_419x226x576.dat | 0.0990;0.0990;0.2425 | 419;226;576 | (0.7727;75.6915;21.1656) | 110 | 7.85 | 62 | 89.156 | 60 | EZpaque | [73,75] | [100,10] | 1 | 10 | 75 | normal | none | 6.5047 | 6.1928 | 40.2825 | 28.9968 | 27.6062 | 800.4937 | 1.853e-13 | 1.1919 | 0.0017908 | 0.14804 | 1.3251 | 0.0036518 | 2.7337 | 0.013561 | 0.33494 | 1.5965 | 0.0014589 | 2.2696 | 0.24016 | 0.2577 | 0.008413 | 0.83164 | 0.008949 | 1.1828 | 0.20406 | 0.42671 | 0.07358 | 0.024671 | 0.081135 | 0.27382 | 0.30969 | 0.75105 | 0.21625 | 0.28187 | 0.031276 | 0.61802 | 0.47625
1f37113 | UGI | 6 | 10m_138032_419x226x576.dat | 0.0990;0.0990;0.2425 | 419;226;576 | (0.7727;75.6915;21.1656) | 110 | 9.9905 | 69 | 89.156 | 60 | EZpaque | [73,75] | [100,10] | 1 | 10 | 75 | normal | none | 6.5047 | 6.1928 | 40.2825 | 28.9968 | 27.6062 | 800.4937 | 1.7916e-13 | 1.3323 | 0.0023001 | 0.17524 | 1.3923 | 0.0050078 | 2.9195 | 0.016711 | 0.38578 | 1.7167 | 0.00075286 | 2.4063 | 0.26992 | 0.29266 | 0.0095503 | 0.95525 | 0.010894 | 1.3098 | 0.24933 | 0.4994 | 0.088057 | 0.030458 | 0.096793 | 0.31161 | 0.35221 | 0.79321 | 0.2302 | 0.28668 | 0.037891 | 0.6747 | 0.51969
1f37113 | UGI | 6 | 10m_138032_419x226x576.dat | 0.0990;0.0990;0.2425 | 419;226;576 | (0.7727;75.6915;21.1656) | 60 | 2.5 | 38 | 89.156 | 60 | EZpaque | [73,75] | [100,10] | 1 | 10 | 75 | normal | none | 6.5047 | 6.1928 | 40.2825 | 28.9968 | 27.6062 | 800.4937 | 2.8991e-13 | 0.48509 | 0.00024628 | 0.054463 | 0.82482 | 0.00067674 | 1.4022 | 0.003387 | 0.10632 | 0.81613 | 0.0013711 | 1.2684 | 0.089184 | 0.072448 | 0.0015204 | 0.27253 | 0.0018884 | 0.53752 | 0.045291 | 0.12556 | 0.0171 | 0.0043004 | 0.017895 | 0.10853 | 0.11407 | 0.47473 | 0.12982 | 0.23532 | 0.0056646 | 0.29115 | 0.23755
1f37113 | UGI | 6 | 10m_138032_419x226x576.dat | 0.0990;0.0990;0.2425 | 419;226;576 | (0.7727;75.6915;21.1656) | 60 | 5.7448 | 47 | 89.156 | 60 | EZpaque | [73,75] | [100,10] | 1 | 10 | 75 | normal | none | 6.5047 | 6.1928 | 40.2825 | 28.9968 | 27.6062 | 800.4937 | 1.8824e-13 | 0.99102 | 0.00073619 | 0.11438 | 1.2614 | 0.0019824 | 2.5398 | 0.0067111 | 0.25565 | 1.4542 | 0.00094719 | 2.1352 | 0.1958 | 0.18331 | 0.0057591 | 0.63313 | 0.0051612 | 1 | 0.12908 | 0.31152 | 0.047733 | 0.015721 | 0.050769 | 0.21247 | 0.24156 | 0.70505 | 0.19901 | 0.27816 | 0.015305 | 0.54108 | 0.41759
1f37113 | UGI | 6 | 10m_138032_419x226x576.dat | 0.0990;0.0990;0.2425 | 419;226;576 | (0.7727;75.6915;21.1656) | 60 | 6.3535 | 49 | 89.156 | 60 | EZpaque | [73,75] | [100,10] | 1 | 10 | 75 | normal | none | 6.5047 | 6.1928 | 40.2825 | 28.9968 | 27.6062 | 800.4937 | 1.7973e-13 | 1.0609 | 0.00088381 | 0.12508 | 1.3132 | 0.002337 | 2.6959 | 0.009878 | 0.28348 | 1.5408 | 0.001304 | 2.2453 | 0.2141 | 0.20478 | 0.0065536 | 0.69887 | 0.0059705 | 1.0708 | 0.14754 | 0.34702 | 0.053933 | 0.017332 | 0.056979 | 0.23051 | 0.26459 | 0.73502 | 0.20837 | 0.28342 | 0.017572 | 0.57776 | 0.44424
1f37113 | UGI | 6 | 10m_138032_419x226x576.dat | 0.0990;0.0990;0.2425 | 419;226;576 | (0.7727;75.6915;21.1656) | 80 | 2.9 | 44 | 89.156 | 60 | EZpaque | [73,75] | [100,10] | 1 | 10 | 75 | normal | none | 6.5047 | 6.1928 | 40.2825 | 28.9968 | 27.6062 | 800.4937 | 2.5956e-13 | 0.62048 | 0.00050475 | 0.073256 | 0.91683 | 0.00082988 | 1.645 | 0.0040642 | 0.15119 | 0.96522 | 1.5454e-05 | 1.4573 | 0.11896 | 0.11103 | 0.0036159 | 0.38152 | 0.003054 | 0.66036 | 0.074893 | 0.18325 | 0.027428 | 0.008632 | 0.030047 | 0.13956 | 0.15239 | 0.52509 | 0.1459 | 0.24389 | 0.0098083 | 0.35292 | 0.28278
1f37113 | UGI | 6 | 10m_138032_419x226x576.dat | 0.0990;0.0990;0.2425 | 419;226;576 | (0.7727;75.6915;21.1656) | 80 | 7.702 | 57 | 89.156 | 60 | EZpaque | [73,75] | [100,10] | 1 | 10 | 75 | normal | none | 6.5047 | 6.1928 | 40.2825 | 28.9968 | 27.6062 | 800.4937 | 1.7348e-13 | 1.2143 | 0.0015079 | 0.14614 | 1.3666 | 0.003524 | 2.82 | 0.016204 | 0.33757 | 1.6511 | 0.00053613 | 2.3598 | 0.24724 | 0.25719 | 0.0077184 | 0.83416 | 0.0087393 | 1.2015 | 0.19656 | 0.42457 | 0.070411 | 0.025643 | 0.079121 | 0.27124 | 0.31345 | 0.76866 | 0.22128 | 0.2871 | 0.028975 | 0.63219 | 0.48683
1f37113 | UGI | 6 | 10m_138032_419x226x576.dat | 0.0990;0.0990;0.2425 | 419;226;576 | (0.7727;75.6915;21.1656) | 80 | 8.502 | 60 | 89.156 | 60 | EZpaque | [73,75] | [100,10] | 1 | 10 | 75 | normal | none | 6.5047 | 6.1928 | 40.2825 | 28.9968 | 27.6062 | 800.4937 | 1.6918e-13 | 1.2883 | 0.0017089 | 0.1575 | 1.4012 | 0.0029954 | 2.9296 | 0.01924 | 0.3641 | 1.7135 | 0.0021542 | 2.4326 | 0.26282 | 0.2792 | 0.0075758 | 0.89383 | 0.0089684 | 1.2634 | 0.21509 | 0.45816 | 0.078802 | 0.026983 | 0.085955 | 0.28917 | 0.33536 | 0.78986 | 0.22836 | 0.28994 | 0.030961 | 0.66231 | 0.50863
1f37113 | UGI | 7 | 10m_138032_419x226x576.dat | 0.0990;0.0990;0.2425 | 419;226;576 | (0.7727;75.6915;21.1656) | 110 | 3.9 | 52 | 89.156 | 60 | EZpaque | [73,75] | [90,20] | 1 | 10 | 75 | normal | none | 6.5047 | 6.1928 | 40.2825 | 28.9968 | 27.6062 | 800.4937 | 2.3202e-13 | 0.80209 | 0.00097595 | 0.096522 | 1.0154 | 0.0020664 | 1.976 | 0.007742 | 0.21122 | 1.1514 | 0.0016358 | 1.7048 | 0.15812 | 0.15853 | 0.0050685 | 0.4938 | 0.0051487 | 0.71921 | 0.1189 | 0.25831 | 0.042799 | 0.014609 | 0.041426 | 0.18117 | 0.20005 | 0.58814 | 0.1664 | 0.25425 | 0.014537 | 0.43185 | 0.33896
1f37113 | UGI | 7 | 10m_138032_419x226x576.dat | 0.0990;0.0990;0.2425 | 419;226;576 | (0.7727;75.6915;21.1656) | 110 | 7.85 | 62 | 89.156 | 60 | EZpaque | [73,75] | [90,20] | 1 | 10 | 75 | normal | none | 6.5047 | 6.1928 | 40.2825 | 28.9968 | 27.6062 | 800.4937 | 1.853e-13 | 1.1831 | 0.0017849 | 0.14759 | 1.2784 | 0.0037201 | 2.7109 | 0.011491 | 0.33336 | 1.5761 | 0.0014589 | 2.2597 | 0.2391 | 0.25599 | 0.0085172 | 0.7759 | 0.0089106 | 1.0263 | 0.20054 | 0.41569 | 0.07331 | 0.024595 | 0.07134 | 0.26788 | 0.30216 | 0.73609 | 0.21311 | 0.28007 | 0.025492 | 0.60765 | 0.46607
1f37113 | UGI | 7 | 10m_138032_419x226x576.dat | 0.0990;0.0990;0.2425 | 419;226;576 | (0.7727;75.6915;21.1656) | 110 | 9.9905 | 69 | 89.156 | 60 | EZpaque | [73,75] | [90,20] | 1 | 10 | 75 | normal | none | 6.5047 | 6.1928 | 40.2825 | 28.9968 | 27.6062 | 800.4937 | 1.7916e-13 | 1.3224 | 0.0022925 | 0.17399 | 1.3401 | 0.0049621 | 2.8923 | 0.014269 | 0.38399 | 1.6938 | 0.00075286 | 2.395 | 0.26873 | 0.29204 | 0.0092969 | 0.8948 | 0.010882 | 1.1425 | 0.24447 | 0.48618 | 0.087426 | 0.030217 | 0.085238 | 0.30443 | 0.34311 | 0.77789 | 0.22658 | 0.28457 | 0.03369 | 0.66339 | 0.50807
1f37113 | UGI | 7 | 10m_138032_419x226x576.dat | 0.0990;0.0990;0.2425 | 419;226;576 | (0.7727;75.6915;21.1656) | 60 | 2.5 | 38 | 89.156 | 60 | EZpaque | [73,75] | [90,20] | 1 | 10 | 75 | normal | none | 6.5047 | 6.1928 | 40.2825 | 28.9968 | 27.6062 | 800.4937 | 2.8991e-13 | 0.4825 | 0.00024644 | 0.054476 | 0.80747 | 0.00067674 | 1.3902 | 0.002782 | 0.10598 | 0.80933 | 0.0013711 | 1.2654 | 0.089012 | 0.072193 | 0.0015094 | 0.25 | 0.0018774 | 0.46077 | 0.044473 | 0.12221 | 0.017037 | 0.0042742 | 0.015056 | 0.10707 | 0.11229 | 0.47032 | 0.12888 | 0.23486 | 0.0043521 | 0.28721 | 0.23409
1f37113 | UGI | 7 | 10m_138032_419x226x576.dat | 0.0990;0.0990;0.2425 | 419;226;576 | (0.7727;75.6915;21.1656) | 60 | 5.7448 | 47 | 89.156 | 60 | EZpaque | [73,75] | [90,20] | 1 | 10 | 75 | normal | none | 6.5047 | 6.1928 | 40.2825 | 28.9968 | 27.6062 | 800.4937 | 1.8824e-13 | 0.98374 | 0.0007338 | 0.11407 | 1.223 | 0.0019824 | 2.5255 | 0.0050509 | 0.25457 | 1.4377 | 0.00094719 | 2.1279 | 0.19526 | 0.18265 | 0.0057225 | 0.5799 | 0.0050974 | 0.84881 | 0.12669 | 0.30248 | 0.047557 | 0.015731 | 0.043949 | 0.2085 | 0.23658 | 0.69411 | 0.19671 | 0.27689 | 0.013453 | 0.53274 | 0.40953
1f37113 | UGI | 7 | 10m_138032_419x226x576.dat | 0.0990;0.0990;0.2425 | 419;226;576 | (0.7727;75.6915;21.1656) | 60 | 6.3535 | 49 | 89.156 | 60 | EZpaque | [73,75] | [90,20] | 1 | 10 | 75 | normal | none | 6.5047 | 6.1928 | 40.2825 | 28.9968 | 27.6062 | 800.4937 | 1.7973e-13 | 1.0562 | 0.00087975 | 0.1244 | 1.2714 | 0.0023375 | 2.6802 | 0.0082 | 0.2824 | 1.5227 | 0.001304 | 2.2372 | 0.21345 | 0.20349 | 0.0066794 | 0.64112 | 0.0059288 | 0.90974 | 0.14483 | 0.33634 | 0.053676 | 0.01733 | 0.049105 | 0.22598 | 0.25889 | 0.72362 | 0.2058 | 0.28205 | 0.015356 | 0.56891 | 0.43527
1f37113 | UGI | 7 | 10m_138032_419x226x576.dat | 0.0990;0.0990;0.2425 | 419;226;576 | (0.7727;75.6915;21.1656) | 80 | 2.9 | 44 | 89.156 | 60 | EZpaque | [73,75] | [90,20] | 1 | 10 | 75 | normal | none | 6.5047 | 6.1928 | 40.2825 | 28.9968 | 27.6062 | 800.4937 | 2.5956e-13 | 0.61644 | 0.0005039 | 0.072878 | 0.89341 | 0.00083265 | 1.6316 | 0.0031516 | 0.15057 | 0.95559 | 1.5454e-05 | 1.4529 | 0.11864 | 0.11011 | 0.0038075 | 0.35142 | 0.0030214 | 0.56573 | 0.07351 | 0.17724 | 0.0273 | 0.0086166 | 0.025676 | 0.13717 | 0.1494 | 0.51817 | 0.1445 | 0.24316 | 0.0081131 | 0.34763 | 0.27774
1f37113 | UGI | 7 | 10m_138032_419x226x576.dat | 0.0990;0.0990;0.2425 | 419;226;576 | (0.7727;75.6915;21.1656) | 80 | 7.702 | 57 | 89.156 | 60 | EZpaque | [73,75] | [90,20] | 1 | 10 | 75 | normal | none | 6.5047 | 6.1928 | 40.2825 | 28.9968 | 27.6062 | 800.4937 | 1.7348e-13 | 1.2047 | 0.0015056 | 0.14594 | 1.3182 | 0.0035346 | 2.7916 | 0.013762 | 0.33572 | 1.6295 | 0.00053613 | 2.3497 | 0.24623 | 0.25518 | 0.0077657 | 0.77046 | 0.0087151 | 1.0293 | 0.19238 | 0.4112 | 0.070083 | 0.025678 | 0.068636 | 0.26525 | 0.30583 | 0.75387 | 0.21803 | 0.28532 | 0.025826 | 0.62076 | 0.47599
1f37113 | UGI | 7 | 10m_138032_419x226x576.dat | 0.0990;0.0990;0.2425 | 419;226;576 | (0.7727;75.6915;21.1656) | 80 | 8.502 | 60 | 89.156 | 60 | EZpaque | [73,75] | [90,20] | 1 | 10 | 75 | normal | none | 6.5047 | 6.1928 | 40.2825 | 28.9968 | 27.6062 | 800.4937 | 1.6918e-13 | 1.2793 | 0.0017008 | 0.15691 | 1.3485 | 0.0029572 | 2.9034 | 0.015538 | 0.36258 | 1.6904 | 0.0022193 | 2.4214 | 0.26165 | 0.27725 | 0.0075705 | 0.82905 | 0.0089737 | 1.085 | 0.21041 | 0.44508 | 0.078359 | 0.02689 | 0.075197 | 0.28256 | 0.32693 | 0.77358 | 0.22482 | 0.28795 | 0.028576 | 0.65083 | 0.49699
1f37113 | UGI | 8 | 10m_138032_419x226x576.dat | 0.0990;0.0990;0.2425 | 419;226;576 | (0.3854;71.2860;20.1050) | 110 | 3.9 | 52 | 86.78 | 60 | EZpaque | [73,75] | [90,20] | 1 | 10 | 75 | normal | none | 8.3867 | 6.3692 | 53.4163 | 36.3897 | 27.6359 | 1005.6636 | 2.2602e-13 | 1.8526 | 0.00076088 | 0.029231 | 0.36573 | 0.0014888 | 0.71155 | 0.0091189 | 0.12182 | 2.147 | 0.001058 | 0.76265 | 0.10809 | 0.17317 | 0.0022794 | 0.97055 | 0.003646 | 0.46355 | 1.6071 | 0.52412 | 0.027573 | 0.011489 | 0.05781 | 0.2983 | 0.34418 | 0.74904 | 0.14851 | 0.23147 | 0.019818 | 0.53283 | 0.26973
1f37113 | UGI | 8 | 10m_138032_419x226x576.dat | 0.0990;0.0990;0.2425 | 419;226;576 | (0.3854;71.2860;20.1050) | 110 | 7.85 | 62 | 86.78 | 60 | EZpaque | [73,75] | [90,20] | 1 | 10 | 75 | normal | none | 8.3867 | 6.3692 | 53.4163 | 36.3897 | 27.6359 | 1005.6636 | 1.8051e-13 | 2.4282 | 0.0013625 | 0.049468 | 0.54003 | 0.0027346 | 1.063 | 0.017618 | 0.19901 | 2.7513 | 0.00051955 | 1.0817 | 0.16732 | 0.27034 | 0.0044663 | 1.43 | 0.0065033 | 0.72057 | 2.0747 | 0.7691 | 0.047922 | 0.019434 | 0.096914 | 0.42813 | 0.50169 | 0.94755 | 0.19245 | 0.25379 | 0.038505 | 0.72139 | 0.38883
1f37113 | UGI | 8 | 10m_138032_419x226x576.dat | 0.0990;0.0990;0.2425 | 419;226;576 | (0.3854;71.2860;20.1050) | 110 | 9.9905 | 69 | 86.78 | 60 | EZpaque | [73,75] | [90,20] | 1 | 10 | 75 | normal | none | 8.3867 | 6.3692 | 53.4163 | 36.3897 | 27.6359 | 1005.6636 | 1.7454e-13 | 2.5608 | 0.0017461 | 0.059105 | 0.61116 | 0.002769 | 1.1964 | 0.020097 | 0.232 | 2.8723 | 0.0012668 | 1.1843 | 0.19105 | 0.31245 | 0.0044687 | 1.5807 | 0.0075858 | 0.82572 | 2.1615 | 0.85689 | 0.059517 | 0.022824 | 0.11675 | 0.47532 | 0.55481 | 0.99699 | 0.20499 | 0.25799 | 0.045513 | 0.77474 | 0.43147
1f37113 | UGI | 8 | 10m_138032_419x226x576.dat | 0.0990;0.0990;0.2425 | 419;226;576 | (0.3854;71.2860;20.1050) | 60 | 2.5 | 38 | 86.78 | 60 | EZpaque | [73,75] | [90,20] | 1 | 10 | 75 | normal | none | 8.3867 | 6.3692 | 53.4163 | 36.3897 | 27.6359 | 1005.6636 | 2.824e-13 | 1.39 | 0.00020452 | 0.011178 | 0.21483 | 0.00022313 | 0.41881 | 0.0026686 | 0.054463 | 1.6808 | 0.00040684 | 0.50022 | 0.056754 | 0.091071 | 0.00087218 | 0.5907 | 0.0012018 | 0.2439 | 1.2464 | 0.31742 | 0.0098656 | 0.0038758 | 0.021945 | 0.18972 | 0.21176 | 0.59683 | 0.11318 | 0.21414 | 0.0058613 | 0.38099 | 0.16968
1f37113 | UGI | 8 | 10m_138032_419x226x576.dat | 0.0990;0.0990;0.2425 | 419;226;576 | (0.3854;71.2860;20.1050) | 60 | 5.7448 | 47 | 86.78 | 60 | EZpaque | [73,75] | [90,20] | 1 | 10 | 75 | normal | none | 8.3867 | 6.3692 | 53.4163 | 36.3897 | 27.6359 | 1005.6636 | 1.8336e-13 | 2.284 | 0.00061267 | 0.029013 | 0.43596 | 0.0010967 | 0.89402 | 0.0099333 | 0.14145 | 2.6823 | 0 | 0.94496 | 0.13158 | 0.21097 | 0.0019401 | 1.2246 | 0.0036925 | 0.54722 | 2.0121 | 0.65379 | 0.028795 | 0.010529 | 0.063415 | 0.35814 | 0.42647 | 0.90585 | 0.17678 | 0.25189 | 0.018447 | 0.65934 | 0.32895
1f37113 | UGI | 8 | 10m_138032_419x226x576.dat | 0.0990;0.0990;0.2425 | 419;226;576 | (0.3854;71.2860;20.1050) | 60 | 6.3535 | 49 | 86.78 | 60 | EZpaque | [73,75] | [90,20] | 1 | 10 | 75 | normal | none | 8.3867 | 6.3692 | 53.4163 | 36.3897 | 27.6359 | 1005.6636 | 1.7507e-13 | 2.3928 | 0.00071062 | 0.031947 | 0.47048 | 0.0012153 | 0.97674 | 0.011419 | 0.16056 | 2.7984 | 0 | 1.0103 | 0.14565 | 0.23244 | 0.0025738 | 1.3252 | 0.0039879 | 0.60135 | 2.0965 | 0.70817 | 0.033335 | 0.011797 | 0.073718 | 0.38434 | 0.46142 | 0.94198 | 0.18533 | 0.25599 | 0.021889 | 0.69798 | 0.35389
1f37113 | UGI | 8 | 10m_138032_419x226x576.dat | 0.0990;0.0990;0.2425 | 419;226;576 | (0.3854;71.2860;20.1050) | 80 | 2.9 | 44 | 86.78 | 60 | EZpaque | [73,75] | [90,20] | 1 | 10 | 75 | normal | none | 8.3867 | 6.3692 | 53.4163 | 36.3897 | 27.6359 | 1005.6636 | 2.5283e-13 | 1.5837 | 0.00039691 | 0.017607 | 0.27554 | 0.00072468 | 0.55148 | 0.0059692 | 0.083352 | 1.8805 | 0.00023086 | 0.61108 | 0.079041 | 0.12377 | 0.0011536 | 0.75395 | 0.002151 | 0.33431 | 1.3979 | 0.40462 | 0.016846 | 0.0058794 | 0.037314 | 0.23481 | 0.26938 | 0.66093 | 0.12796 | 0.22172 | 0.010805 | 0.44584 | 0.21143
1f37113 | UGI | 8 | 10m_138032_419x226x576.dat | 0.0990;0.0990;0.2425 | 419;226;576 | (0.3854;71.2860;20.1050) | 80 | 7.702 | 57 | 86.78 | 60 | EZpaque | [73,75] | [90,20] | 1 | 10 | 75 | normal | none | 8.3867 | 6.3692 | 53.4163 | 36.3897 | 27.6359 | 1005.6636 | 1.6899e-13 | 2.5238 | 0.0011549 | 0.044936 | 0.54186 | 0.0018875 | 1.094 | 0.014286 | 0.19788 | 2.8791 | 3.5735e-05 | 1.1097 | 0.17169 | 0.27767 | 0.004047 | 1.4747 | 0.006049 | 0.71615 | 2.1622 | 0.78793 | 0.046781 | 0.017322 | 0.094658 | 0.43313 | 0.52006 | 0.97728 | 0.19734 | 0.25878 | 0.032901 | 0.74687 | 0.39615
1f37113 | UGI | 8 | 10m_138032_419x226x576.dat | 0.0990;0.0990;0.2425 | 419;226;576 | (0.3854;71.2860;20.1050) | 80 | 8.502 | 60 | 86.78 | 60 | EZpaque | [73,75] | [90,20] | 1 | 10 | 75 | normal | none | 8.3867 | 6.3692 | 53.4163 | 36.3897 | 27.6359 | 1005.6636 | 1.648e-13 | 2.5969 | 0.0013218 | 0.049542 | 0.57267 | 0.0023272 | 1.157 | 0.018143 | 0.21583 | 2.9464 | 0.0029739 | 1.1616 | 0.18413 | 0.29448 | 0.0043391 | 1.5542 | 0.0064927 | 0.76717 | 2.2089 | 0.83083 | 0.051837 | 0.020889 | 0.10209 | 0.45635 | 0.5491 | 1.0031 | 0.20379 | 0.26111 | 0.036819 | 0.77457 | 0.41696
1f37113 | UGI | 9 | 10m_138032_419x226x576.dat | 0.0990;0.0990;0.2425 | 419;226;576 | (0.1778;72.6534;19.9020) | 110 | 3.9 | 52 | 87.7327 | 60 | EZpaque | [73,75] | [90,20] | 1 | 5 | 75 | normal | none | 8.1668 | 6.1348 | 50.102 | 35.8248 | 26.9113 | 964.0911 | 2.2488e-13 | 1.8062 | 0.00070207 | 0.02542 | 0.3786 | 0.0014278 | 0.57293 | 0.0072462 | 0.10962 | 2.1223 | 0.00017912 | 0.61931 | 0.095443 | 0.16979 | 0.0019359 | 1.0664 | 0.003448 | 0.47079 | 1.9948 | 0.61055 | 0.02505 | 0.0086278 | 0.059784 | 0.29366 | 0.33995 | 0.74764 | 0.14669 | 0.23284 | 0.021299 | 0.52252 | 0.27179
1f37113 | UGI | 9 | 10m_138032_419x226x576.dat | 0.0990;0.0990;0.2425 | 419;226;576 | (0.1778;72.6534;19.9020) | 110 | 7.85 | 62 | 87.7327 | 60 | EZpaque | [73,75] | [90,20] | 1 | 5 | 75 | normal | none | 8.1668 | 6.1348 | 50.102 | 35.8248 | 26.9113 | 964.0911 | 1.796e-13 | 2.3751 | 0.0012766 | 0.041608 | 0.55781 | 0.001975 | 0.88688 | 0.016439 | 0.17839 | 2.7326 | 0.0021859 | 0.90169 | 0.14903 | 0.26344 | 0.0035391 | 1.5465 | 0.0058253 | 0.72886 | 2.5027 | 0.88187 | 0.043698 | 0.016205 | 0.098978 | 0.42184 | 0.4959 | 0.94719 | 0.19012 | 0.25511 | 0.035313 | 0.70822 | 0.39135
1f37113 | UGI | 9 | 10m_138032_419x226x576.dat | 0.0990;0.0990;0.2425 | 419;226;576 | (0.1778;72.6534;19.9020) | 110 | 9.9905 | 69 | 87.7327 | 60 | EZpaque | [73,75] | [90,20] | 1 | 5 | 75 | normal | none | 8.1668 | 6.1348 | 50.102 | 35.8248 | 26.9113 | 964.0911 | 1.7366e-13 | 2.5275 | 0.0016169 | 0.052433 | 0.62911 | 0.002885 | 1.0073 | 0.019736 | 0.2084 | 2.8552 | 0.00050444 | 0.99914 | 0.17108 | 0.2987 | 0.004529 | 1.6972 | 0.0073437 | 0.83699 | 2.5851 | 0.97335 | 0.053424 | 0.020432 | 0.11811 | 0.46864 | 0.54871 | 0.99571 | 0.20265 | 0.25936 | 0.045365 | 0.76167 | 0.43396
1f37113 | UGI | 9 | 10m_138032_419x226x576.dat | 0.0990;0.0990;0.2425 | 419;226;576 | (0.1778;72.6534;19.9020) | 60 | 2.5 | 38 | 87.7327 | 60 | EZpaque | [73,75] | [90,20] | 1 | 5 | 75 | normal | none | 8.1668 | 6.1348 | 50.102 | 35.8248 | 26.9113 | 964.0911 | 2.8097e-13 | 1.3462 | 0.00019768 | 0.0086322 | 0.22546 | 0.00034868 | 0.32126 | 0.0031378 | 0.049272 | 1.6548 | 0 | 0.38402 | 0.048798 | 0.093383 | 0.00079403 | 0.66879 | 0.0011413 | 0.25047 | 1.6108 | 0.38153 | 0.0085137 | 0.0035383 | 0.023496 | 0.18636 | 0.20871 | 0.59229 | 0.1118 | 0.21605 | 0.0076826 | 0.3735 | 0.1716
1f37113 | UGI | 9 | 10m_138032_419x226x576.dat | 0.0990;0.0990;0.2425 | 419;226;576 | (0.1778;72.6534;19.9020) | 60 | 5.7448 | 47 | 87.7327 | 60 | EZpaque | [73,75] | [90,20] | 1 | 5 | 75 | normal | none | 8.1668 | 6.1348 | 50.102 | 35.8248 | 26.9113 | 964.0911 | 1.8244e-13 | 2.2257 | 0.00059391 | 0.024903 | 0.45015 | 0.0011574 | 0.71082 | 0.0086282 | 0.12838 | 2.656 | 0 | 0.76372 | 0.11552 | 0.20647 | 0.0026835 | 1.352 | 0.0031014 | 0.55756 | 2.4767 | 0.76975 | 0.026395 | 0.0091391 | 0.064351 | 0.35238 | 0.42098 | 0.89947 | 0.17456 | 0.25356 | 0.017976 | 0.64637 | 0.33231
1f37113 | UGI | 9 | 10m_138032_419x226x576.dat | 0.0990;0.0990;0.2425 | 419;226;576 | (0.1778;72.6534;19.9020) | 60 | 6.3535 | 49 | 87.7327 | 60 | EZpaque | [73,75] | [90,20] | 1 | 5 | 75 | normal | none | 8.1668 | 6.1348 | 50.102 | 35.8248 | 26.9113 | 964.0911 | 1.7419e-13 | 2.3397 | 0.00067794 | 0.029052 | 0.48552 | 0.0012009 | 0.77967 | 0.0090074 | 0.14402 | 2.7704 | 3.3764e-05 | 0.82192 | 0.12794 | 0.2283 | 0.0026101 | 1.4544 | 0.0036812 | 0.61094 | 2.5668 | 0.8245 | 0.029839 | 0.010595 | 0.073868 | 0.37829 | 0.45564 | 0.93412 | 0.18303 | 0.25795 | 0.018061 | 0.68358 | 0.35675
1f37113 | UGI | 9 | 10m_138032_419x226x576.dat | 0.0990;0.0990;0.2425 | 419;226;576 | (0.1778;72.6534;19.9020) | 80 | 2.9 | 44 | 87.7327 | 60 | EZpaque | [73,75] | [90,20] | 1 | 5 | 75 | normal | none | 8.1668 | 6.1348 | 50.102 | 35.8248 | 26.9113 | 964.0911 | 2.5156e-13 | 1.5391 | 0.00038019 | 0.016446 | 0.28749 | 0.00061545 | 0.42563 | 0.0060634 | 0.074544 | 1.8561 | 0.00059394 | 0.48283 | 0.068903 | 0.12699 | 0.0018046 | 0.83977 | 0.0018055 | 0.3408 | 1.7744 | 0.47858 | 0.015453 | 0.0050609 | 0.036943 | 0.23082 | 0.26571 | 0.65606 | 0.12635 | 0.22316 | 0.014114 | 0.4367 | 0.21374
1f37113 | UGI | 9 | 10m_138032_419x226x576.dat | 0.0990;0.0990;0.2425 | 419;226;576 | (0.1778;72.6534;19.9020) | 80 | 7.702 | 57 | 87.7327 | 60 | EZpaque | [73,75] | [90,20] | 1 | 5 | 75 | normal | none | 8.1668 | 6.1348 | 50.102 | 35.8248 | 26.9113 | 964.0911 | 1.6814e-13 | 2.4723 | 0.0011053 | 0.038523 | 0.55889 | 0.0021471 | 0.89397 | 0.014805 | 0.17774 | 2.8585 | 0.00033432 | 0.91949 | 0.15228 | 0.26409 | 0.0033438 | 1.6006 | 0.005566 | 0.72554 | 2.616 | 0.90872 | 0.041034 | 0.015005 | 0.095493 | 0.42662 | 0.51389 | 0.97909 | 0.19487 | 0.26025 | 0.03648 | 0.73279 | 0.39889
1f37113 | UGI | 9 | 10m_138032_419x226x576.dat | 0.0990;0.0990;0.2425 | 419;226;576 | (0.1778;72.6534;19.9020) | 80 | 8.502 | 60 | 87.7327 | 60 | EZpaque | [73,75] | [90,20] | 1 | 5 | 75 | normal | none | 8.1668 | 6.1348 | 50.102 | 35.8248 | 26.9113 | 964.0911 | 1.6397e-13 | 2.5346 | 0.0012616 | 0.042987 | 0.59097 | 0.002221 | 0.94518 | 0.016843 | 0.19291 | 2.9263 | 0.00050101 | 0.96829 | 0.16387 | 0.28545 | 0.0047771 | 1.6778 | 0.0060762 | 0.77698 | 2.6588 | 0.95195 | 0.046126 | 0.017698 | 0.10415 | 0.44957 | 0.54267 | 1.0043 | 0.20126 | 0.26247 | 0.039562 | 0.75867 | 0.41946
1f37113 | UGI | 1 | 15f_161053_401x236x571.dat | 0.1200;0.1200;0.2828 | 401;236;571 | (-1.5216;78.7800;52.8514) | 110 | 3.9 | 52 | 92.36 | 60 | EZpaque | [5] | [0] | 0 | 5 | 75 | normal | none | 6.0092 | 8.9484 | 53.7728 | 27.7506 | 41.3237 | 1146.755 | 2.1754e-13 | 0.085029 | 0.15496 | 0.40357 | 0.0056229 | 0.65759 | 0.055908 | 0.0067892 | 0.68457 | 0.027246 | 0.18671 | 0.09454 | 0.72709 | 0.60679 | 1.0079 | 0.04641 | 1.0875 | 0.0095064 | 0.12004 | 0.1259 | 0.4569 | 1.1416 | 0.00047573 | 0.17269 | 0.18378 | 0.17938 | 0.1074 | 0.13699 | 0.00055857 | 0.35179 | 0.30431
1f37113 | UGI | 1 | 15f_161053_401x236x571.dat | 0.1200;0.1200;0.2828 | 401;236;571 | (-1.5216;78.7800;52.8514) | 110 | 7.85 | 62 | 92.36 | 60 | EZpaque | [5] | [0] | 0 | 5 | 75 | normal | none | 6.0092 | 8.9484 | 53.7728 | 27.7506 | 41.3237 | 1146.755 | 1.7374e-13 | 0.1396 | 0.24522 | 0.50406 | 0.0096944 | 0.92834 | 0.098325 | 0.011762 | 0.99033 | 0.046058 | 0.26169 | 0.15504 | 0.9806 | 0.88489 | 1.3225 | 0.078007 | 1.3745 | 0.016783 | 0.18322 | 0.19268 | 0.69627 | 1.4612 | 0.00091907 | 0.25702 | 0.27654 | 0.23931 | 0.14093 | 0.15293 | 0.0012187 | 0.49955 | 0.41475
1f37113 | UGI | 1 | 15f_161053_401x236x571.dat | 0.1200;0.1200;0.2828 | 401;236;571 | (-1.5216;78.7800;52.8514) | 110 | 9.9905 | 69 | 92.36 | 60 | EZpaque | [5] | [0] | 0 | 5 | 75 | normal | none | 6.0092 | 8.9484 | 53.7728 | 27.7506 | 41.3237 | 1146.755 | 1.68e-13 | 0.16695 | 0.28366 | 0.53837 | 0.012085 | 1.0235 | 0.11605 | 0.012131 | 1.0909 | 0.055375 | 0.32663 | 0.18287 | 1.0531 | 0.98314 | 1.4284 | 0.092249 | 1.4553 | 0.021013 | 0.20605 | 0.21807 | 0.78416 | 1.5248 | 0.001366 | 0.29165 | 0.31243 | 0.25901 | 0.15153 | 0.15675 | 0.0016405 | 0.55204 | 0.45057
1f37113 | UGI | 1 | 15f_161053_401x236x571.dat | 0.1200;0.1200;0.2828 | 401;236;571 | (-1.5216;78.7800;52.8514) | 60 | 2.5 | 38 | 92.36 | 60 | EZpaque | [5] | [0] | 0 | 5 | 75 | normal | none | 6.0092 | 8.9484 | 53.7728 | 27.7506 | 41.3237 | 1146.755 | 2.7179e-13 | 0.040439 | 0.076765 | 0.32208 | 0.0018165 | 0.43964 | 0.021845 | 0.004743 | 0.42827 | 0.010329 | 0.095298 | 0.041352 | 0.52257 | 0.37945 | 0.74683 | 0.019002 | 0.85791 | 0.0031326 | 0.064782 | 0.069237 | 0.25473 | 0.89474 | 7.2803e-05 | 0.10085 | 0.10436 | 0.13034 | 0.080055 | 0.12447 | 8.5283e-05 | 0.23005 | 0.21423
1f37113 | UGI | 1 | 15f_161053_401x236x571.dat | 0.1200;0.1200;0.2828 | 401;236;571 | (-1.5216;78.7800;52.8514) | 60 | 5.7448 | 47 | 92.36 | 60 | EZpaque | [5] | [0] | 0 | 5 | 75 | normal | none | 6.0092 | 8.9484 | 53.7728 | 27.7506 | 41.3237 | 1146.755 | 1.7648e-13 | 0.099849 | 0.18297 | 0.45158 | 0.0054367 | 0.78282 | 0.061696 | 0.0084521 | 0.8587 | 0.029021 | 0.18352 | 0.10753 | 0.89207 | 0.74984 | 1.1979 | 0.052037 | 1.2786 | 0.0093661 | 0.1498 | 0.15616 | 0.56368 | 1.3913 | 0.00031826 | 0.20173 | 0.22052 | 0.21425 | 0.12682 | 0.14853 | 0.00037144 | 0.4246 | 0.36473
1f37113 | UGI | 1 | 15f_161053_401x236x571.dat | 0.1200;0.1200;0.2828 | 401;236;571 | (-1.5216;78.7800;52.8514) | 60 | 6.3535 | 49 | 92.36 | 60 | EZpaque | [5] | [0] | 0 | 5 | 75 | normal | none | 6.0092 | 8.9484 | 53.7728 | 27.7506 | 41.3237 | 1146.755 | 1.685e-13 | 0.11399 | 0.20269 | 0.47057 | 0.0063301 | 0.82892 | 0.069669 | 0.008872 | 0.92186 | 0.03319 | 0.21339 | 0.12076 | 0.94162 | 0.80708 | 1.2633 | 0.058837 | 1.3322 | 0.011053 | 0.16422 | 0.17187 | 0.61271 | 1.4561 | 0.00039859 | 0.21882 | 0.24096 | 0.22453 | 0.13349 | 0.15161 | 0.0005652 | 0.45362 | 0.3869
1f37113 | UGI | 1 | 15f_161053_401x236x571.dat | 0.1200;0.1200;0.2828 | 401;236;571 | (-1.5216;78.7800;52.8514) | 80 | 2.9 | 44 | 92.36 | 60 | EZpaque | [5] | [0] | 0 | 5 | 75 | normal | none | 6.0092 | 8.9484 | 53.7728 | 27.7506 | 41.3237 | 1146.755 | 2.4334e-13 | 0.0611 | 0.10924 | 0.35414 | 0.0032586 | 0.53313 | 0.036415 | 0.005614 | 0.53761 | 0.017307 | 0.13923 | 0.063303 | 0.6078 | 0.4751 | 0.85708 | 0.030604 | 0.95168 | 0.0056756 | 0.088922 | 0.094063 | 0.34167 | 1.0044 | 0.00032426 | 0.13012 | 0.1381 | 0.14973 | 0.091425 | 0.12982 | 0.00023505 | 0.28189 | 0.25201
1f37113 | UGI | 1 | 15f_161053_401x236x571.dat | 0.1200;0.1200;0.2828 | 401;236;571 | (-1.5216;78.7800;52.8514) | 80 | 7.702 | 57 | 92.36 | 60 | EZpaque | [5] | [0] | 0 | 5 | 75 | normal | none | 6.0092 | 8.9484 | 53.7728 | 27.7506 | 41.3237 | 1146.755 | 1.6264e-13 | 0.14162 | 0.24498 | 0.50439 | 0.0090721 | 0.93383 | 0.09334 | 0.010448 | 1.0186 | 0.044678 | 0.24826 | 0.15311 | 1.009 | 0.89953 | 1.3501 | 0.07658 | 1.4069 | 0.015716 | 0.18985 | 0.19919 | 0.70597 | 1.5146 | 0.00069798 | 0.25564 | 0.2816 | 0.2434 | 0.14367 | 0.15515 | 0.00086792 | 0.50662 | 0.42251
1f37113 | UGI | 1 | 15f_161053_401x236x571.dat | 0.1200;0.1200;0.2828 | 401;236;571 | (-1.5216;78.7800;52.8514) | 80 | 8.502 | 60 | 92.36 | 60 | EZpaque | [5] | [0] | 0 | 5 | 75 | normal | none | 6.0092 | 8.9484 | 53.7728 | 27.7506 | 41.3237 | 1146.755 | 1.5862e-13 | 0.15165 | 0.26392 | 0.52052 | 0.010085 | 0.97391 | 0.10464 | 0.010429 | 1.0702 | 0.049423 | 0.30306 | 0.1667 | 1.0458 | 0.94869 | 1.4064 | 0.084504 | 1.4488 | 0.017559 | 0.20329 | 0.21218 | 0.75174 | 1.5464 | 0.00087764 | 0.2721 | 0.30026 | 0.25309 | 0.14902 | 0.15729 | 0.0011395 | 0.53218 | 0.44019
1f37113 | UGI | 2 | 15f_161053_401x236x571.dat | 0.1200;0.1200;0.2828 | 401;236;571 | (-1.5216;78.7800;62.3838) | 110 | 3.9 | 52 | 92.36 | 60 | EZpaque | [5] | [0] | 0 | 5 | 75 | normal | none | 6.0092 | 3.8888 | 23.3685 | 27.7506 | 17.9583 | 498.354 | 2.0948e-13 | 0.0038345 | 0.32951 | 0.0099161 | 0.00045787 | 1.4389 | 0.0032838 | 0.00068995 | 0.03165 | 0.0017286 | 0.29369 | 0.0053557 | 0.065754 | 0.34458 | 2.1176 | 0.0019957 | 2.3502 | 0.00063654 | 0.005529 | 0.0039157 | 0.23934 | 2.6129 | 5.5457e-05 | 0.13898 | 0.16457 | 0.21606 | 0.11382 | 0.12846 | 7.8572e-05 | 0.45783 | 0.22952
1f37113 | UGI | 2 | 15f_161053_401x236x571.dat | 0.1200;0.1200;0.2828 | 401;236;571 | (-1.5216;78.7800;62.3838) | 110 | 7.85 | 62 | 92.36 | 60 | EZpaque | [5] | [0] | 0 | 5 | 75 | normal | none | 6.0092 | 3.8888 | 23.3685 | 27.7506 | 17.9583 | 498.354 | 1.673e-13 | 0.0060145 | 0.51758 | 0.015298 | 0.00071586 | 2.0231 | 0.0045546 | 0.0019701 | 0.051244 | 0.0029572 | 0.42039 | 0.0094761 | 0.10003 | 0.4593 | 2.8117 | 0.0037344 | 2.968 | 0.0010941 | 0.0090505 | 0.0069948 | 0.34524 | 3.1521 | 0.00014373 | 0.20702 | 0.24829 | 0.2806 | 0.14538 | 0.14186 | 0.00010782 | 0.62746 | 0.29866
1f37113 | UGI | 2 | 15f_161053_401x236x571.dat | 0.1200;0.1200;0.2828 | 401;236;571 | (-1.5216;78.7800;62.3838) | 110 | 9.9905 | 69 | 92.36 | 60 | EZpaque | [5] | [0] | 0 | 5 | 75 | normal | none | 6.0092 | 3.8888 | 23.3685 | 27.7506 | 17.9583 | 498.354 | 1.6175e-13 | 0.0085713 | 0.59536 | 0.017708 | 0.00092383 | 2.2254 | 0.007022 | 0.0023572 | 0.060314 | 0.0037344 | 0.44728 | 0.011975 | 0.11251 | 0.49178 | 3.0099 | 0.0046817 | 3.1405 | 0.0014492 | 0.010958 | 0.0086912 | 0.37891 | 3.2338 | 0.00017581 | 0.23425 | 0.28081 | 0.29833 | 0.15458 | 0.14502 | 0.00017307 | 0.68221 | 0.31807
1f37113 | UGI | 2 | 15f_161053_401x236x571.dat | 0.1200;0.1200;0.2828 | 401;236;571 | (-1.5216;78.7800;62.3838) | 60 | 2.5 | 38 | 92.36 | 60 | EZpaque | [5] | [0] | 0 | 5 | 75 | normal | none | 6.0092 | 3.8888 | 23.3685 | 27.7506 | 17.9583 | 498.354 | 2.6173e-13 | 0.0011371 | 0.16736 | 0.005168 | 0.00017529 | 0.9733 | 0.00087114 | 0.0005947 | 0.01432 | 0.00047156 | 0.17077 | 0.00161 | 0.036376 | 0.24596 | 1.5745 | 0.00057067 | 1.8621 | 0.00018915 | 0.0019754 | 0.0012273 | 0.15351 | 2.2038 | 1.5729e-05 | 0.081242 | 0.09303 | 0.16553 | 0.08847 | 0.11776 | 1.569e-05 | 0.32246 | 0.1741
1f37113 | UGI | 2 | 15f_161053_401x236x571.dat | 0.1200;0.1200;0.2828 | 401;236;571 | (-1.5216;78.7800;62.3838) | 60 | 5.7448 | 47 | 92.36 | 60 | EZpaque | [5] | [0] | 0 | 5 | 75 | normal | none | 6.0092 | 3.8888 | 23.3685 | 27.7506 | 17.9583 | 498.354 | 1.6994e-13 | 0.004312 | 0.39356 | 0.010924 | 0.00039761 | 1.7239 | 0.0025128 | 0.0012325 | 0.035997 | 0.001496 | 0.32541 | 0.0050461 | 0.080304 | 0.41849 | 2.5529 | 0.0018287 | 2.7659 | 0.00054836 | 0.0056101 | 0.0039563 | 0.30452 | 3.1506 | 7.2507e-05 | 0.16424 | 0.19763 | 0.25883 | 0.13376 | 0.13896 | 5.4287e-05 | 0.55095 | 0.27532
1f37113 | UGI | 2 | 15f_161053_401x236x571.dat | 0.1200;0.1200;0.2828 | 401;236;571 | (-1.5216;78.7800;62.3838) | 60 | 6.3535 | 49 | 92.36 | 60 | EZpaque | [5] | [0] | 0 | 5 | 75 | normal | none | 6.0092 | 3.8888 | 23.3685 | 27.7506 | 17.9583 | 498.354 | 1.6226e-13 | 0.0051364 | 0.43498 | 0.011978 | 0.00043607 | 1.8281 | 0.0025128 | 0.0018159 | 0.040663 | 0.0017695 | 0.33492 | 0.0058442 | 0.088079 | 0.44234 | 2.6715 | 0.0021107 | 2.8814 | 0.00059856 | 0.0063958 | 0.0046705 | 0.32711 | 3.2394 | 9.691e-05 | 0.17809 | 0.21592 | 0.27081 | 0.13982 | 0.14126 | 0.00010558 | 0.58154 | 0.28816
1f37113 | UGI | 2 | 15f_161053_401x236x571.dat | 0.1200;0.1200;0.2828 | 401;236;571 | (-1.5216;78.7800;62.3838) | 80 | 2.9 | 44 | 92.36 | 60 | EZpaque | [5] | [0] | 0 | 5 | 75 | normal | none | 6.0092 | 3.8888 | 23.3685 | 27.7506 | 17.9583 | 498.354 | 2.3434e-13 | 0.0026261 | 0.23518 | 0.0071243 | 0.00028115 | 1.1664 | 0.0014756 | 0.0010159 | 0.021712 | 0.00095353 | 0.21121 | 0.0030379 | 0.04904 | 0.28608 | 1.8007 | 0.0011541 | 2.0625 | 0.00034967 | 0.003421 | 0.0025358 | 0.19137 | 2.381 | 6.0493e-05 | 0.10494 | 0.12335 | 0.18713 | 0.098904 | 0.12223 | 3.2154e-05 | 0.37884 | 0.19745
1f37113 | UGI | 2 | 15f_161053_401x236x571.dat | 0.1200;0.1200;0.2828 | 401;236;571 | (-1.5216;78.7800;62.3838) | 80 | 7.702 | 57 | 92.36 | 60 | EZpaque | [5] | [0] | 0 | 5 | 75 | normal | none | 6.0092 | 3.8888 | 23.3685 | 27.7506 | 17.9583 | 498.354 | 1.5663e-13 | 0.0068832 | 0.51985 | 0.014967 | 0.00063313 | 2.0332 | 0.0043469 | 0.0017739 | 0.051363 | 0.0026749 | 0.42286 | 0.0087565 | 0.10248 | 0.47687 | 2.8664 | 0.0033395 | 3.0326 | 0.00099325 | 0.0089244 | 0.0065844 | 0.36017 | 3.2811 | 0.00014833 | 0.20711 | 0.25256 | 0.28684 | 0.14839 | 0.14403 | 8.9595e-05 | 0.63644 | 0.30649
1f37113 | UGI | 2 | 15f_161053_401x236x571.dat | 0.1200;0.1200;0.2828 | 401;236;571 | (-1.5216;78.7800;62.3838) | 80 | 8.502 | 60 | 92.36 | 60 | EZpaque | [5] | [0] | 0 | 5 | 75 | normal | none | 6.0092 | 3.8888 | 23.3685 | 27.7506 | 17.9583 | 498.354 | 1.5275e-13 | 0.0074783 | 0.55809 | 0.016104 | 0.00077173 | 2.132 | 0.0049419 | 0.0018052 | 0.056052 | 0.0029582 | 0.45692 | 0.0098495 | 0.10916 | 0.49402 | 2.9563 | 0.0035999 | 3.117 | 0.0010949 | 0.009754 | 0.007384 | 0.38003 | 3.3287 | 0.00018052 | 0.22022 | 0.26936 | 0.29703 | 0.15305 | 0.14577 | 0.00014654 | 0.66305 | 0.31636
1f37113 | UGI | 3 | 15f_161053_401x236x571.dat | 0.1200;0.1200;0.2828 | 401;236;571 | (-1.5216;78.7800;62.3838) | 110 | 3.9 | 52 | 92.36 | 60 | EZpaque | [5,133,110] | [30,30,100] | 0 | 10 | 75 | normal | none | 6.0092 | 3.8888 | 23.3685 | 27.7506 | 17.9583 | 498.354 | 2.0948e-13 | 0.0030073 | 0.3236 | 0.0089637 | 0.00040996 | 1.3892 | 0.0024393 | 0.00047059 | 0.027772 | 0.0014935 | 0.27733 | 0.0045328 | 0.058971 | 3.0029 | 11.0222 | 0.0017061 | 2.2303 | 0.00055476 | 0.0051251 | 0.0035884 | 0.21271 | 2.5513 | 5.0612e-05 | 0.13424 | 0.15883 | 0.20117 | 0.10952 | 0.1267 | 7.8572e-05 | 1.3356 | 0.4358
1f37113 | UGI | 3 | 15f_161053_401x236x571.dat | 0.1200;0.1200;0.2828 | 401;236;571 | (-1.5216;78.7800;62.3838) | 110 | 7.85 | 62 | 92.36 | 60 | EZpaque | [5,133,110] | [30,30,100] | 0 | 10 | 75 | normal | none | 6.0092 | 3.8888 | 23.3685 | 27.7506 | 17.9583 | 498.354 | 1.673e-13 | 0.0051651 | 0.5071 | 0.013736 | 0.00065364 | 1.9551 | 0.0038782 | 0.0012801 | 0.044448 | 0.0026338 | 0.39626 | 0.0079823 | 0.089327 | 4.8297 | 16.4954 | 0.0032517 | 2.8043 | 0.00096399 | 0.0082692 | 0.0062793 | 0.30345 | 3.0676 | 0.00013477 | 0.1993 | 0.23879 | 0.261 | 0.13924 | 0.13916 | 0.00010499 | 1.9999 | 0.63031
1f37113 | UGI | 3 | 15f_161053_401x236x571.dat | 0.1200;0.1200;0.2828 | 401;236;571 | (-1.5216;78.7800;62.3838) | 110 | 9.9905 | 69 | 92.36 | 60 | EZpaque | [5,133,110] | [30,30,100] | 0 | 10 | 75 | normal | none | 6.0092 | 3.8888 | 23.3685 | 27.7506 | 17.9583 | 498.354 | 1.6175e-13 | 0.0072099 | 0.58261 | 0.015719 | 0.00082492 | 2.1523 | 0.0062356 | 0.0023326 | 0.052395 | 0.0032665 | 0.4238 | 0.010075 | 0.10025 | 5.7148 | 18.3067 | 0.0040212 | 2.9651 | 0.001276 | 0.010087 | 0.0078677 | 0.33232 | 3.1394 | 0.00013298 | 0.22518 | 0.26961 | 0.27753 | 0.14784 | 0.14199 | 0.00016703 | 2.2429 | 0.70548
1f37113 | UGI | 3 | 15f_161053_401x236x571.dat | 0.1200;0.1200;0.2828 | 401;236;571 | (-1.5216;78.7800;62.3838) | 60 | 2.5 | 38 | 92.36 | 60 | EZpaque | [5,133,110] | [30,30,100] | 0 | 10 | 75 | normal | none | 6.0092 | 3.8888 | 23.3685 | 27.7506 | 17.9583 | 498.354 | 2.6173e-13 | 0.0010108 | 0.16555 | 0.0048088 | 0.00017235 | 0.94067 | 0.00068438 | 0.00053988 | 0.013016 | 0.0004293 | 0.16768 | 0.001367 | 0.033158 | 1.3631 | 6.263 | 0.00051936 | 1.7835 | 0.00017236 | 0.0019103 | 0.0011363 | 0.14053 | 2.1646 | 1.5729e-05 | 0.079147 | 0.09064 | 0.15458 | 0.085717 | 0.11678 | 1.569e-05 | 0.76185 | 0.26841
1f37113 | UGI | 3 | 15f_161053_401x236x571.dat | 0.1200;0.1200;0.2828 | 401;236;571 | (-1.5216;78.7800;62.3838) | 60 | 5.7448 | 47 | 92.36 | 60 | EZpaque | [5,133,110] | [30,30,100] | 0 | 10 | 75 | normal | none | 6.0092 | 3.8888 | 23.3685 | 27.7506 | 17.9583 | 498.354 | 1.6994e-13 | 0.0037559 | 0.38762 | 0.0099257 | 0.00037215 | 1.6657 | 0.0021799 | 0.00075855 | 0.032245 | 0.0013262 | 0.32197 | 0.0042791 | 0.072454 | 3.2218 | 14.1024 | 0.0016617 | 2.6164 | 0.00048745 | 0.0053384 | 0.0036327 | 0.27203 | 3.0779 | 6.5169e-05 | 0.15891 | 0.19117 | 0.24015 | 0.12842 | 0.13684 | 5.344e-05 | 1.6413 | 0.51194
1f37113 | UGI | 3 | 15f_161053_401x236x571.dat | 0.1200;0.1200;0.2828 | 401;236;571 | (-1.5216;78.7800;62.3838) | 60 | 6.3535 | 49 | 92.36 | 60 | EZpaque | [5,133,110] | [30,30,100] | 0 | 10 | 75 | normal | none | 6.0092 | 3.8888 | 23.3685 | 27.7506 | 17.9583 | 498.354 | 1.6226e-13 | 0.0044532 | 0.42794 | 0.010945 | 0.00040327 | 1.7703 | 0.0021888 | 0.0013375 | 0.036075 | 0.0015972 | 0.32614 | 0.0049152 | 0.079272 | 3.6168 | 15.5457 | 0.0018814 | 2.7206 | 0.00052627 | 0.0060342 | 0.0042395 | 0.29225 | 3.159 | 9.5443e-05 | 0.17205 | 0.20854 | 0.2515 | 0.13405 | 0.13893 | 9.304e-05 | 1.8021 | 0.55458
1f37113 | UGI | 3 | 15f_161053_401x236x571.dat | 0.1200;0.1200;0.2828 | 401;236;571 | (-1.5216;78.7800;62.3838) | 80 | 2.9 | 44 | 92.36 | 60 | EZpaque | [5,133,110] | [30,30,100] | 0 | 10 | 75 | normal | none | 6.0092 | 3.8888 | 23.3685 | 27.7506 | 17.9583 | 498.354 | 2.3434e-13 | 0.0020797 | 0.23164 | 0.0065188 | 0.00026672 | 1.1276 | 0.0012723 | 0.00097828 | 0.019296 | 0.00084582 | 0.20614 | 0.0025505 | 0.04432 | 2.0442 | 8.4544 | 0.0010254 | 1.9665 | 0.00031021 | 0.0031915 | 0.0022963 | 0.17283 | 2.3312 | 6.0493e-05 | 0.1017 | 0.11949 | 0.17426 | 0.095459 | 0.12091 | 3.2154e-05 | 1.017 | 0.34024
1f37113 | UGI | 3 | 15f_161053_401x236x571.dat | 0.1200;0.1200;0.2828 | 401;236;571 | (-1.5216;78.7800;62.3838) | 80 | 7.702 | 57 | 92.36 | 60 | EZpaque | [5,133,110] | [30,30,100] | 0 | 10 | 75 | normal | none | 6.0092 | 3.8888 | 23.3685 | 27.7506 | 17.9583 | 498.354 | 1.5663e-13 | 0.0057458 | 0.50949 | 0.013441 | 0.0005708 | 1.9619 | 0.0034773 | 0.0013514 | 0.044634 | 0.0023477 | 0.40219 | 0.0073372 | 0.091408 | 4.7776 | 17.7083 | 0.0028464 | 2.8558 | 0.00087769 | 0.0082655 | 0.0059186 | 0.31732 | 3.1925 | 0.00014316 | 0.19926 | 0.24281 | 0.26589 | 0.14187 | 0.14127 | 8.9595e-05 | 2.0918 | 0.64499
1f37113 | UGI | 3 | 15f_161053_401x236x571.dat | 0.1200;0.1200;0.2828 | 401;236;571 | (-1.5216;78.7800;62.3838) | 80 | 8.502 | 60 | 92.36 | 60 | EZpaque | [5,133,110] | [30,30,100] | 0 | 10 | 75 | normal | none | 6.0092 | 3.8888 | 23.3685 | 27.7506 | 17.9583 | 498.354 | 1.5275e-13 | 0.0064903 | 0.54645 | 0.014353 | 0.00069376 | 2.0603 | 0.0041194 | 0.0015584 | 0.048552 | 0.0025601 | 0.42829 | 0.0082227 | 0.09718 | 5.2401 | 18.7767 | 0.003058 | 2.9329 | 0.00097258 | 0.0090325 | 0.0066763 | 0.33321 | 3.2338 | 0.00014695 | 0.21164 | 0.25864 | 0.2749 | 0.14618 | 0.14273 | 0.00011322 | 2.2274 | 0.68518
1f37113 | UGI | 4 | 15f_161053_401x236x571.dat | 0.1200;0.1200;0.2828 | 401;236;571 | (-1.5216;78.7800;49.9217) | 110 | 3.9 | 52 | 92.36 | 60 | EZpaque | [5,133,110,73] | [10,10,100,10] | 1 | 10 | 75 | normal | none | 6.0092 | 9.1751 | 55.1351 | 27.7506 | 42.3706 | 1175.8072 | 2.1569e-13 | 0.16853 | 0.062093 | 0.44474 | 0.0075589 | 0.36197 | 0.11418 | 0.0063173 | 0.71898 | 0.047785 | 0.039677 | 0.16169 | 0.77142 | 6.1355 | 2.7981 | 0.07187 | 0.98292 | 0.01382 | 0.30255 | 0.31706 | 0.42313 | 0.99525 | 0.00060781 | 0.17119 | 0.17501 | 0.17944 | 0.10423 | 0.13953 | 0.00085844 | 0.88358 | 0.61729
1f37113 | UGI | 4 | 15f_161053_401x236x571.dat | 0.1200;0.1200;0.2828 | 401;236;571 | (-1.5216;78.7800;49.9217) | 110 | 7.85 | 62 | 92.36 | 60 | EZpaque | [5,133,110,73] | [10,10,100,10] | 1 | 10 | 75 | normal | none | 6.0092 | 9.1751 | 55.1351 | 27.7506 | 42.3706 | 1175.8072 | 1.7228e-13 | 0.25678 | 0.10158 | 0.55754 | 0.012889 | 0.50317 | 0.18332 | 0.010443 | 1.0423 | 0.078398 | 0.061866 | 0.25718 | 1.0328 | 10.2917 | 4.0605 | 0.11785 | 1.2308 | 0.023942 | 0.42552 | 0.44838 | 0.64165 | 1.2769 | 0.0011379 | 0.25307 | 0.26184 | 0.23813 | 0.13681 | 0.15539 | 0.0016122 | 1.3889 | 0.93463
1f37113 | UGI | 4 | 15f_161053_401x236x571.dat | 0.1200;0.1200;0.2828 | 401;236;571 | (-1.5216;78.7800;49.9217) | 110 | 9.9905 | 69 | 92.36 | 60 | EZpaque | [5,133,110,73] | [10,10,100,10] | 1 | 10 | 75 | normal | none | 6.0092 | 9.1751 | 55.1351 | 27.7506 | 42.3706 | 1175.8072 | 1.6659e-13 | 0.29654 | 0.11954 | 0.5958 | 0.016107 | 0.55831 | 0.21729 | 0.011451 | 1.1466 | 0.092853 | 0.073212 | 0.29884 | 1.1069 | 12.4015 | 4.4362 | 0.1393 | 1.3005 | 0.029385 | 0.45911 | 0.48999 | 0.72281 | 1.3309 | 0.001716 | 0.28645 | 0.29493 | 0.25816 | 0.14691 | 0.15928 | 0.001969 | 1.6136 | 1.074
1f37113 | UGI | 4 | 15f_161053_401x236x571.dat | 0.1200;0.1200;0.2828 | 401;236;571 | (-1.5216;78.7800;49.9217) | 60 | 2.5 | 38 | 92.36 | 60 | EZpaque | [5,133,110,73] | [10,10,100,10] | 1 | 10 | 75 | normal | none | 6.0092 | 9.1751 | 55.1351 | 27.7506 | 42.3706 | 1175.8072 | 2.6949e-13 | 0.087362 | 0.027604 | 0.35343 | 0.0024528 | 0.24432 | 0.052332 | 0.0033669 | 0.45119 | 0.020913 | 0.019242 | 0.078549 | 0.56043 | 2.4124 | 1.731 | 0.031652 | 0.78062 | 0.0047824 | 0.20067 | 0.20817 | 0.23636 | 0.77124 | 0.00014169 | 0.10167 | 0.10094 | 0.12994 | 0.077854 | 0.12719 | 0.00015279 | 0.43999 | 0.34106
1f37113 | UGI | 4 | 15f_161053_401x236x571.dat | 0.1200;0.1200;0.2828 | 401;236;571 | (-1.5216;78.7800;49.9217) | 60 | 5.7448 | 47 | 92.36 | 60 | EZpaque | [5,133,110,73] | [10,10,100,10] | 1 | 10 | 75 | normal | none | 6.0092 | 9.1751 | 55.1351 | 27.7506 | 42.3706 | 1175.8072 | 1.7498e-13 | 0.20176 | 0.070569 | 0.50114 | 0.0071369 | 0.43645 | 0.12962 | 0.0084891 | 0.90589 | 0.054295 | 0.039956 | 0.18925 | 0.94653 | 6.33 | 3.591 | 0.081657 | 1.1463 | 0.013839 | 0.38725 | 0.39781 | 0.52077 | 1.2142 | 0.00041028 | 0.19997 | 0.21069 | 0.21256 | 0.12342 | 0.15166 | 0.00064614 | 1.0019 | 0.69236
1f37113 | UGI | 4 | 15f_161053_401x236x571.dat | 0.1200;0.1200;0.2828 | 401;236;571 | (-1.5216;78.7800;49.9217) | 60 | 6.3535 | 49 | 92.36 | 60 | EZpaque | [5,133,110,73] | [10,10,100,10] | 1 | 10 | 75 | normal | none | 6.0092 | 9.1751 | 55.1351 | 27.7506 | 42.3706 | 1175.8072 | 1.6707e-13 | 0.22373 | 0.07917 | 0.52168 | 0.0082911 | 0.46585 | 0.14624 | 0.0083779 | 0.9739 | 0.06095 | 0.052007 | 0.20982 | 0.99784 | 7.2149 | 3.9213 | 0.091686 | 1.1933 | 0.01597 | 0.41446 | 0.42405 | 0.56826 | 1.2659 | 0.00057675 | 0.2163 | 0.22965 | 0.2245 | 0.12968 | 0.15477 | 0.00077488 | 1.1144 | 0.7588
1f37113 | UGI | 4 | 15f_161053_401x236x571.dat | 0.1200;0.1200;0.2828 | 401;236;571 | (-1.5216;78.7800;49.9217) | 80 | 2.9 | 44 | 92.36 | 60 | EZpaque | [5,133,110,73] | [10,10,100,10] | 1 | 10 | 75 | normal | none | 6.0092 | 9.1751 | 55.1351 | 27.7506 | 42.3706 | 1175.8072 | 2.4128e-13 | 0.11956 | 0.041785 | 0.38987 | 0.0043853 | 0.291 | 0.076699 | 0.00506 | 0.56631 | 0.032001 | 0.023819 | 0.11283 | 0.6487 | 3.9294 | 2.2432 | 0.048396 | 0.86281 | 0.0083475 | 0.24559 | 0.25495 | 0.31721 | 0.86513 | 0.00022063 | 0.12993 | 0.13245 | 0.15073 | 0.088807 | 0.13247 | 0.00034055 | 0.62728 | 0.45502
1f37113 | UGI | 4 | 15f_161053_401x236x571.dat | 0.1200;0.1200;0.2828 | 401;236;571 | (-1.5216;78.7800;49.9217) | 80 | 7.702 | 57 | 92.36 | 60 | EZpaque | [5,133,110,73] | [10,10,100,10] | 1 | 10 | 75 | normal | none | 6.0092 | 9.1751 | 55.1351 | 27.7506 | 42.3706 | 1175.8072 | 1.6127e-13 | 0.261 | 0.099876 | 0.55962 | 0.011917 | 0.51577 | 0.18002 | 0.010541 | 1.0734 | 0.077851 | 0.060371 | 0.25518 | 1.064 | 9.9541 | 4.3767 | 0.11523 | 1.2542 | 0.022314 | 0.44743 | 0.46343 | 0.6522 | 1.3229 | 0.00093477 | 0.25156 | 0.26691 | 0.24286 | 0.13941 | 0.15794 | 0.0011848 | 1.3927 | 0.92915
1f37113 | UGI | 4 | 15f_161053_401x236x571.dat | 0.1200;0.1200;0.2828 | 401;236;571 | (-1.5216;78.7800;49.9217) | 80 | 8.502 | 60 | 92.36 | 60 | EZpaque | [5,133,110,73] | [10,10,100,10] | 1 | 10 | 75 | normal | none | 6.0092 | 9.1751 | 55.1351 | 27.7506 | 42.3706 | 1175.8072 | 1.5728e-13 | 0.27732 | 0.10874 | 0.57781 | 0.013447 | 0.54078 | 0.19713 | 0.010927 | 1.1284 | 0.084672 | 0.07027 | 0.27536 | 1.1014 | 11.0206 | 4.6095 | 0.12645 | 1.2884 | 0.02477 | 0.46645 | 0.48403 | 0.69151 | 1.3502 | 0.0012142 | 0.26737 | 0.28418 | 0.25206 | 0.14445 | 0.16009 | 0.0013592 | 1.5088 | 0.99953
1f37113 | UGI | 5 | 15f_161053_401x236x571.dat | 0.1200;0.1200;0.2828 | 401;236;571 | (0.5102;74.2800;49.0116) | 110 | 3.9 | 52 | 87.56 | 60 | EZpaque | [110,73] | [100,60] | 1 | 10 | 75 | normal | none | 6.7163 | 9.1895 | 61.7195 | 29.4039 | 40.2317 | 1182.9706 | 2.2481e-13 | 0.20761 | 0.030104 | 0.099023 | 0.0056555 | 0.17455 | 0.10568 | 0.0048811 | 0.36191 | 0.057658 | 0.021915 | 0.22236 | 0.75265 | 7.3236 | 0.28631 | 0.064091 | 0.68352 | 0.016091 | 0.28335 | 0.17694 | 0.35028 | 0.43152 | 0.00065736 | 0.23241 | 0.23301 | 0.098127 | 0.10774 | 0.14709 | 0.00080167 | 0.71638 | 0.56842
1f37113 | UGI | 5 | 15f_161053_401x236x571.dat | 0.1200;0.1200;0.2828 | 401;236;571 | (0.5102;74.2800;49.0116) | 110 | 7.85 | 62 | 87.56 | 60 | EZpaque | [110,73] | [100,60] | 1 | 10 | 75 | normal | none | 6.7163 | 9.1895 | 61.7195 | 29.4039 | 40.2317 | 1182.9706 | 1.7954e-13 | 0.31982 | 0.050427 | 0.16627 | 0.010139 | 0.27343 | 0.17337 | 0.008246 | 0.56845 | 0.093733 | 0.024273 | 0.34794 | 1.0868 | 12.6282 | 0.45139 | 0.10571 | 0.89606 | 0.027653 | 0.4042 | 0.26947 | 0.54891 | 0.66714 | 0.0011515 | 0.34084 | 0.34471 | 0.14848 | 0.14352 | 0.1624 | 0.0015884 | 1.21 | 0.931
1f37113 | UGI | 5 | 15f_161053_401x236x571.dat | 0.1200;0.1200;0.2828 | 401;236;571 | (0.5102;74.2800;49.0116) | 110 | 9.9905 | 69 | 87.56 | 60 | EZpaque | [110,73] | [100,60] | 1 | 10 | 75 | normal | none | 6.7163 | 9.1895 | 61.7195 | 29.4039 | 40.2317 | 1182.9706 | 1.736e-13 | 0.36008 | 0.060194 | 0.20051 | 0.01292 | 0.31298 | 0.20816 | 0.0088247 | 0.65609 | 0.10966 | 0.029492 | 0.40059 | 1.197 | 15.3752 | 0.52095 | 0.12574 | 0.96397 | 0.033311 | 0.44153 | 0.30472 | 0.64094 | 0.7592 | 0.0017915 | 0.38247 | 0.38437 | 0.16871 | 0.15443 | 0.16559 | 0.0020573 | 1.4575 | 1.1045
1f37113 | UGI | 5 | 15f_161053_401x236x571.dat | 0.1200;0.1200;0.2828 | 401;236;571 | (0.5102;74.2800;49.0116) | 60 | 2.5 | 38 | 87.56 | 60 | EZpaque | [110,73] | [100,60] | 1 | 10 | 75 | normal | none | 6.7163 | 9.1895 | 61.7195 | 29.4039 | 40.2317 | 1182.9706 | 2.8089e-13 | 0.1096 | 0.012162 | 0.039272 | 0.0015867 | 0.09056 | 0.042163 | 0.0021052 | 0.18206 | 0.025805 | 0.0048244 | 0.11453 | 0.47567 | 2.5246 | 0.14597 | 0.026506 | 0.50807 | 0.0059309 | 0.18145 | 0.097862 | 0.17286 | 0.23147 | 0.00015682 | 0.14116 | 0.13858 | 0.0549 | 0.078624 | 0.13526 | 0.00024956 | 0.27265 | 0.24632
1f37113 | UGI | 5 | 15f_161053_401x236x571.dat | 0.1200;0.1200;0.2828 | 401;236;571 | (0.5102;74.2800;49.0116) | 60 | 5.7448 | 47 | 87.56 | 60 | EZpaque | [110,73] | [100,60] | 1 | 10 | 75 | normal | none | 6.7163 | 9.1895 | 61.7195 | 29.4039 | 40.2317 | 1182.9706 | 1.8237e-13 | 0.25254 | 0.033049 | 0.10486 | 0.0051136 | 0.20614 | 0.11991 | 0.0055709 | 0.43293 | 0.065958 | 0.016796 | 0.26314 | 0.93955 | 7.4753 | 0.3418 | 0.071019 | 0.81453 | 0.016691 | 0.35267 | 0.21217 | 0.40794 | 0.52385 | 0.00046108 | 0.27696 | 0.28626 | 0.11601 | 0.12928 | 0.15968 | 0.0005645 | 0.75581 | 0.61922
1f37113 | UGI | 5 | 15f_161053_401x236x571.dat | 0.1200;0.1200;0.2828 | 401;236;571 | (0.5102;74.2800;49.0116) | 60 | 6.3535 | 49 | 87.56 | 60 | EZpaque | [110,73] | [100,60] | 1 | 10 | 75 | normal | none | 6.7163 | 9.1895 | 61.7195 | 29.4039 | 40.2317 | 1182.9706 | 1.7413e-13 | 0.27861 | 0.037586 | 0.11877 | 0.0058497 | 0.22687 | 0.13648 | 0.0056306 | 0.47746 | 0.074261 | 0.016109 | 0.29045 | 1.0082 | 8.6677 | 0.37897 | 0.080762 | 0.85362 | 0.019203 | 0.37852 | 0.23136 | 0.45073 | 0.58009 | 0.00056323 | 0.29874 | 0.31094 | 0.12652 | 0.13638 | 0.1626 | 0.00077552 | 0.86634 | 0.69916
1f37113 | UGI | 5 | 15f_161053_401x236x571.dat | 0.1200;0.1200;0.2828 | 401;236;571 | (0.5102;74.2800;49.0116) | 80 | 2.9 | 44 | 87.56 | 60 | EZpaque | [110,73] | [100,60] | 1 | 10 | 75 | normal | none | 6.7163 | 9.1895 | 61.7195 | 29.4039 | 40.2317 | 1182.9706 | 2.5148e-13 | 0.15223 | 0.019531 | 0.062543 | 0.0030892 | 0.12307 | 0.069028 | 0.0031354 | 0.25852 | 0.038827 | 0.0083085 | 0.15909 | 0.59262 | 4.5197 | 0.203 | 0.042171 | 0.58145 | 0.010052 | 0.22439 | 0.13113 | 0.24627 | 0.3165 | 0.00040501 | 0.17865 | 0.17928 | 0.072632 | 0.090776 | 0.14045 | 0.00037332 | 0.4569 | 0.38028
1f37113 | UGI | 5 | 15f_161053_401x236x571.dat | 0.1200;0.1200;0.2828 | 401;236;571 | (0.5102;74.2800;49.0116) | 80 | 7.702 | 57 | 87.56 | 60 | EZpaque | [110,73] | [100,60] | 1 | 10 | 75 | normal | none | 6.7163 | 9.1895 | 61.7195 | 29.4039 | 40.2317 | 1182.9706 | 1.6807e-13 | 0.32594 | 0.049245 | 0.15575 | 0.0091751 | 0.26995 | 0.16952 | 0.0086408 | 0.57143 | 0.093679 | 0.02341 | 0.34729 | 1.1136 | 12.3082 | 0.44723 | 0.10531 | 0.91513 | 0.026241 | 0.41738 | 0.27056 | 0.54691 | 0.66982 | 0.00096035 | 0.34228 | 0.35532 | 0.14913 | 0.14692 | 0.16527 | 0.0011958 | 1.185 | 0.91776
1f37113 | UGI | 5 | 15f_161053_401x236x571.dat | 0.1200;0.1200;0.2828 | 401;236;571 | (0.5102;74.2800;49.0116) | 80 | 8.502 | 60 | 87.56 | 60 | EZpaque | [110,73] | [100,60] | 1 | 10 | 75 | normal | none | 6.7163 | 9.1895 | 61.7195 | 29.4039 | 40.2317 | 1182.9706 | 1.6391e-13 | 0.35458 | 0.054181 | 0.17083 | 0.010358 | 0.28952 | 0.18561 | 0.0080487 | 0.61264 | 0.10156 | 0.02515 | 0.3729 | 1.1688 | 13.7419 | 0.47783 | 0.11526 | 0.94708 | 0.029198 | 0.43677 | 0.28766 | 0.58532 | 0.72129 | 0.0011804 | 0.36237 | 0.37657 | 0.15812 | 0.15241 | 0.16722 | 0.001351 | 1.3127 | 1.0071
1f37113 | UGI | 6 | 15f_161053_401x236x571.dat | 0.1200;0.1200;0.2828 | 401;236;571 | (-0.2291;78.0600;26.5786) | 110 | 3.9 | 52 | 92 | 60 | EZpaque | [73,75] | [100,10] | 1 | 10 | 75 | normal | none | 8.8451 | 6.0324 | 53.3575 | 40.6875 | 27.7491 | 1129.0442 | 2.1871e-13 | 0.4758 | 0.00052385 | 0.10594 | 0.5431 | 0.0012207 | 0.64035 | 0.018466 | 0.085489 | 0.81493 | 0.0017167 | 1.0949 | 0.094661 | 0.099256 | 0.0030661 | 0.27432 | 0.0025026 | 0.44078 | 0.062591 | 0.13359 | 0.019485 | 0.010953 | 0.010991 | 0.10398 | 0.086365 | 0.29522 | 0.058014 | 0.1448 | 0.016083 | 0.21419 | 0.19592
1f37113 | UGI | 6 | 15f_161053_401x236x571.dat | 0.1200;0.1200;0.2828 | 401;236;571 | (-0.2291;78.0600;26.5786) | 110 | 7.85 | 62 | 92 | 60 | EZpaque | [73,75] | [100,10] | 1 | 10 | 75 | normal | none | 8.8451 | 6.0324 | 53.3575 | 40.6875 | 27.7491 | 1129.0442 | 1.7467e-13 | 0.72324 | 0.00092528 | 0.14677 | 0.69868 | 0.0024155 | 0.99347 | 0.031003 | 0.14054 | 1.1005 | 0.0015126 | 1.5009 | 0.14523 | 0.16005 | 0.0049289 | 0.44406 | 0.0045571 | 0.63634 | 0.10838 | 0.22103 | 0.033396 | 0.018018 | 0.020377 | 0.1602 | 0.13426 | 0.36723 | 0.075992 | 0.15913 | 0.028231 | 0.31357 | 0.2757
1f37113 | UGI | 6 | 15f_161053_401x236x571.dat | 0.1200;0.1200;0.2828 | 401;236;571 | (-0.2291;78.0600;26.5786) | 110 | 9.9905 | 69 | 92 | 60 | EZpaque | [73,75] | [100,10] | 1 | 10 | 75 | normal | none | 8.8451 | 6.0324 | 53.3575 | 40.6875 | 27.7491 | 1129.0442 | 1.689e-13 | 0.81434 | 0.0012119 | 0.16255 | 0.73713 | 0.0034069 | 1.1077 | 0.041561 | 0.16792 | 1.1815 | 0.00089539 | 1.6138 | 0.16469 | 0.19086 | 0.0064199 | 0.52351 | 0.0054389 | 0.70848 | 0.13523 | 0.2617 | 0.039675 | 0.022386 | 0.025981 | 0.18651 | 0.15569 | 0.3861 | 0.081564 | 0.16159 | 0.035849 | 0.3494 | 0.30412
1f37113 | UGI | 6 | 15f_161053_401x236x571.dat | 0.1200;0.1200;0.2828 | 401;236;571 | (-0.2291;78.0600;26.5786) | 60 | 2.5 | 38 | 92 | 60 | EZpaque | [73,75] | [100,10] | 1 | 10 | 75 | normal | none | 8.8451 | 6.0324 | 53.3575 | 40.6875 | 27.7491 | 1129.0442 | 2.7325e-13 | 0.26587 | 0.00013735 | 0.072549 | 0.42053 | 0.00032652 | 0.34504 | 0.0052809 | 0.036097 | 0.58566 | 0.0010233 | 0.7678 | 0.051312 | 0.044754 | 0.0012888 | 0.12838 | 0.00090661 | 0.27662 | 0.021154 | 0.05738 | 0.0070042 | 0.0042997 | 0.0030763 | 0.055101 | 0.044543 | 0.23937 | 0.043362 | 0.13376 | 0.0041987 | 0.1309 | 0.12955
1f37113 | UGI | 6 | 15f_161053_401x236x571.dat | 0.1200;0.1200;0.2828 | 401;236;571 | (-0.2291;78.0600;26.5786) | 60 | 5.7448 | 47 | 92 | 60 | EZpaque | [73,75] | [100,10] | 1 | 10 | 75 | normal | none | 8.8451 | 6.0324 | 53.3575 | 40.6875 | 27.7491 | 1129.0442 | 1.7742e-13 | 0.55814 | 0.00041306 | 0.1215 | 0.65816 | 0.0011389 | 0.79495 | 0.016507 | 0.096326 | 1.0011 | 0.0016683 | 1.3725 | 0.11559 | 0.11503 | 0.0028316 | 0.30791 | 0.0021762 | 0.52537 | 0.062214 | 0.15135 | 0.019993 | 0.011486 | 0.0090334 | 0.11486 | 0.0976 | 0.34732 | 0.068545 | 0.1579 | 0.013818 | 0.25602 | 0.23432
1f37113 | UGI | 6 | 15f_161053_401x236x571.dat | 0.1200;0.1200;0.2828 | 401;236;571 | (-0.2291;78.0600;26.5786) | 60 | 6.3535 | 49 | 92 | 60 | EZpaque | [73,75] | [100,10] | 1 | 10 | 75 | normal | none | 8.8451 | 6.0324 | 53.3575 | 40.6875 | 27.7491 | 1129.0442 | 1.694e-13 | 0.6121 | 0.00046946 | 0.12924 | 0.68666 | 0.0011217 | 0.87131 | 0.018992 | 0.10924 | 1.0568 | 0.0024806 | 1.455 | 0.12708 | 0.12597 | 0.0033979 | 0.34238 | 0.0028418 | 0.56445 | 0.072125 | 0.16962 | 0.022768 | 0.013043 | 0.010904 | 0.12597 | 0.10776 | 0.36076 | 0.072056 | 0.16042 | 0.016675 | 0.27659 | 0.25025
1f37113 | UGI | 6 | 15f_161053_401x236x571.dat | 0.1200;0.1200;0.2828 | 401;236;571 | (-0.2291;78.0600;26.5786) | 80 | 2.9 | 44 | 92 | 60 | EZpaque | [73,75] | [100,10] | 1 | 10 | 75 | normal | none | 8.8451 | 6.0324 | 53.3575 | 40.6875 | 27.7491 | 1129.0442 | 2.4464e-13 | 0.34738 | 0.00027321 | 0.086268 | 0.47117 | 0.0008821 | 0.47179 | 0.010845 | 0.056404 | 0.68287 | 0.00085385 | 0.9076 | 0.069996 | 0.06704 | 0.0016905 | 0.18646 | 0.0015051 | 0.34402 | 0.037296 | 0.088336 | 0.01207 | 0.0064992 | 0.0060296 | 0.074427 | 0.061711 | 0.2625 | 0.049419 | 0.13857 | 0.008626 | 0.16523 | 0.15703
1f37113 | UGI | 6 | 15f_161053_401x236x571.dat | 0.1200;0.1200;0.2828 | 401;236;571 | (-0.2291;78.0600;26.5786) | 80 | 7.702 | 57 | 92 | 60 | EZpaque | [73,75] | [100,10] | 1 | 10 | 75 | normal | none | 8.8451 | 6.0324 | 53.3575 | 40.6875 | 27.7491 | 1129.0442 | 1.6351e-13 | 0.71945 | 0.00077449 | 0.14618 | 0.72024 | 0.0018396 | 0.99423 | 0.030437 | 0.13961 | 1.1325 | 0.0010795 | 1.5564 | 0.14851 | 0.15905 | 0.0048691 | 0.43369 | 0.004241 | 0.6408 | 0.10071 | 0.21525 | 0.031456 | 0.018113 | 0.017318 | 0.15506 | 0.13288 | 0.37546 | 0.077401 | 0.16198 | 0.025449 | 0.31514 | 0.27952
1f37113 | UGI | 6 | 15f_161053_401x236x571.dat | 0.1200;0.1200;0.2828 | 401;236;571 | (-0.2291;78.0600;26.5786) | 80 | 8.502 | 60 | 92 | 60 | EZpaque | [73,75] | [100,10] | 1 | 10 | 75 | normal | none | 8.8451 | 6.0324 | 53.3575 | 40.6875 | 27.7491 | 1129.0442 | 1.5946e-13 | 0.77052 | 0.00089324 | 0.15398 | 0.74004 | 0.0019855 | 1.069 | 0.032819 | 0.15206 | 1.1742 | 0.0025308 | 1.6152 | 0.15874 | 0.17282 | 0.0048998 | 0.47054 | 0.0047137 | 0.67652 | 0.11197 | 0.23524 | 0.035073 | 0.021096 | 0.019704 | 0.16724 | 0.14355 | 0.38519 | 0.080208 | 0.1635 | 0.027867 | 0.33433 | 0.29365
1f37113 | UGI | 7 | 15f_161053_401x236x571.dat | 0.1200;0.1200;0.2828 | 401;236;571 | (-0.2291;78.0600;26.5786) | 110 | 3.9 | 52 | 92 | 60 | EZpaque | [73,75] | [90,20] | 1 | 10 | 75 | normal | none | 8.8451 | 6.0324 | 53.3575 | 40.6875 | 27.7491 | 1129.0442 | 2.1871e-13 | 0.44299 | 0.00052225 | 0.1057 | 0.52696 | 0.0012894 | 0.61918 | 0.01356 | 0.084606 | 0.78539 | 0.0017167 | 1.0864 | 0.093925 | 0.097377 | 0.0030545 | 0.24176 | 0.0024773 | 0.37455 | 0.058535 | 0.12768 | 0.019362 | 0.010691 | 0.0083523 | 0.097468 | 0.081146 | 0.28859 | 0.057015 | 0.14415 | 0.012722 | 0.2042 | 0.19019
1f37113 | UGI | 7 | 15f_161053_401x236x571.dat | 0.1200;0.1200;0.2828 | 401;236;571 | (-0.2291;78.0600;26.5786) | 110 | 7.85 | 62 | 92 | 60 | EZpaque | [73,75] | [90,20] | 1 | 10 | 75 | normal | none | 8.8451 | 6.0324 | 53.3575 | 40.6875 | 27.7491 | 1129.0442 | 1.7467e-13 | 0.6747 | 0.00091647 | 0.14635 | 0.67264 | 0.0024188 | 0.96204 | 0.024073 | 0.13907 | 1.0576 | 0.0015126 | 1.4877 | 0.14384 | 0.15766 | 0.004921 | 0.3932 | 0.0045275 | 0.54147 | 0.1013 | 0.21139 | 0.03339 | 0.017986 | 0.015156 | 0.14963 | 0.12571 | 0.35634 | 0.074353 | 0.15799 | 0.022692 | 0.29852 | 0.26664
1f37113 | UGI | 7 | 15f_161053_401x236x571.dat | 0.1200;0.1200;0.2828 | 401;236;571 | (-0.2291;78.0600;26.5786) | 110 | 9.9905 | 69 | 92 | 60 | EZpaque | [73,75] | [90,20] | 1 | 10 | 75 | normal | none | 8.8451 | 6.0324 | 53.3575 | 40.6875 | 27.7491 | 1129.0442 | 1.689e-13 | 0.76271 | 0.0011979 | 0.16203 | 0.70658 | 0.00342 | 1.0823 | 0.032562 | 0.16604 | 1.136 | 0.00089539 | 1.5987 | 0.16288 | 0.18768 | 0.0064074 | 0.46743 | 0.0054049 | 0.60569 | 0.12634 | 0.25101 | 0.039295 | 0.022127 | 0.019925 | 0.17411 | 0.14565 | 0.37331 | 0.079651 | 0.16024 | 0.028282 | 0.33353 | 0.29369
1f37113 | UGI | 7 | 15f_161053_401x236x571.dat | 0.1200;0.1200;0.2828 | 401;236;571 | (-0.2291;78.0600;26.5786) | 60 | 2.5 | 38 | 92 | 60 | EZpaque | [73,75] | [90,20] | 1 | 10 | 75 | normal | none | 8.8451 | 6.0324 | 53.3575 | 40.6875 | 27.7491 | 1129.0442 | 2.7325e-13 | 0.24557 | 0.00013665 | 0.072465 | 0.41237 | 0.00032521 | 0.33458 | 0.0043038 | 0.035868 | 0.56674 | 0.0010233 | 0.7637 | 0.051104 | 0.044099 | 0.0012586 | 0.11035 | 0.00090899 | 0.23523 | 0.019936 | 0.054961 | 0.0070064 | 0.0042613 | 0.0023205 | 0.052322 | 0.042397 | 0.23586 | 0.042922 | 0.13344 | 0.0032623 | 0.12524 | 0.1269
1f37113 | UGI | 7 | 15f_161053_401x236x571.dat | 0.1200;0.1200;0.2828 | 401;236;571 | (-0.2291;78.0600;26.5786) | 60 | 5.7448 | 47 | 92 | 60 | EZpaque | [73,75] | [90,20] | 1 | 10 | 75 | normal | none | 8.8451 | 6.0324 | 53.3575 | 40.6875 | 27.7491 | 1129.0442 | 1.7742e-13 | 0.51952 | 0.00041003 | 0.12128 | 0.63967 | 0.0011389 | 0.77207 | 0.011212 | 0.095683 | 0.96117 | 0.0016683 | 1.3626 | 0.11487 | 0.11287 | 0.0028012 | 0.2659 | 0.0021681 | 0.44312 | 0.058297 | 0.14528 | 0.019842 | 0.011484 | 0.006824 | 0.10768 | 0.091846 | 0.33954 | 0.067434 | 0.15717 | 0.010931 | 0.24385 | 0.22788
1f37113 | UGI | 7 | 15f_161053_401x236x571.dat | 0.1200;0.1200;0.2828 | 401;236;571 | (-0.2291;78.0600;26.5786) | 60 | 6.3535 | 49 | 92 | 60 | EZpaque | [73,75] | [90,20] | 1 | 10 | 75 | normal | none | 8.8451 | 6.0324 | 53.3575 | 40.6875 | 27.7491 | 1129.0442 | 1.694e-13 | 0.57025 | 0.00046856 | 0.12903 | 0.66612 | 0.0011207 | 0.84652 | 0.012566 | 0.10835 | 1.0131 | 0.0024806 | 1.444 | 0.12624 | 0.12382 | 0.0034108 | 0.2966 | 0.0028037 | 0.47438 | 0.06755 | 0.16254 | 0.022658 | 0.012903 | 0.0080024 | 0.11785 | 0.10121 | 0.35225 | 0.07081 | 0.1597 | 0.013504 | 0.26335 | 0.24301
1f37113 | UGI | 7 | 15f_161053_401x236x571.dat | 0.1200;0.1200;0.2828 | 401;236;571 | (-0.2291;78.0600;26.5786) | 80 | 2.9 | 44 | 92 | 60 | EZpaque | [73,75] | [90,20] | 1 | 10 | 75 | normal | none | 8.8451 | 6.0324 | 53.3575 | 40.6875 | 27.7491 | 1129.0442 | 2.4464e-13 | 0.32062 | 0.00027231 | 0.086162 | 0.45928 | 0.00086988 | 0.45642 | 0.0074091 | 0.055893 | 0.65851 | 0.00085385 | 0.90164 | 0.069546 | 0.065965 | 0.001687 | 0.16167 | 0.0014829 | 0.29158 | 0.034788 | 0.084502 | 0.012036 | 0.0064146 | 0.0046165 | 0.070028 | 0.05821 | 0.25755 | 0.04874 | 0.13815 | 0.0066317 | 0.1575 | 0.15296
1f37113 | UGI | 7 | 15f_161053_401x236x571.dat | 0.1200;0.1200;0.2828 | 401;236;571 | (-0.2291;78.0600;26.5786) | 80 | 7.702 | 57 | 92 | 60 | EZpaque | [73,75] | [90,20] | 1 | 10 | 75 | normal | none | 8.8451 | 6.0324 | 53.3575 | 40.6875 | 27.7491 | 1129.0442 | 1.6351e-13 | 0.66857 | 0.00077174 | 0.14582 | 0.69389 | 0.0017851 | 0.96567 | 0.02163 | 0.13818 | 1.0855 | 0.0010795 | 1.5427 | 0.1473 | 0.1567 | 0.0047941 | 0.38002 | 0.0041894 | 0.54011 | 0.093399 | 0.20541 | 0.031162 | 0.017995 | 0.012544 | 0.14434 | 0.12413 | 0.3653 | 0.07579 | 0.1609 | 0.019612 | 0.2996 | 0.27019
1f37113 | UGI | 7 | 15f_161053_401x236x571.dat | 0.1200;0.1200;0.2828 | 401;236;571 | (-0.2291;78.0600;26.5786) | 80 | 8.502 | 60 | 92 | 60 | EZpaque | [73,75] | [90,20] | 1 | 10 | 75 | normal | none | 8.8451 | 6.0324 | 53.3575 | 40.6875 | 27.7491 | 1129.0442 | 1.5946e-13 | 0.71213 | 0.00089029 | 0.15354 | 0.71088 | 0.001917 | 1.038 | 0.022508 | 0.15044 | 1.1245 | 0.0025308 | 1.6005 | 0.15727 | 0.17014 | 0.0047858 | 0.41399 | 0.0046711 | 0.56958 | 0.1038 | 0.22501 | 0.034889 | 0.0209 | 0.014818 | 0.15545 | 0.13391 | 0.37475 | 0.078443 | 0.16232 | 0.021377 | 0.31749 | 0.28343
1f37113 | UGI | 8 | 15f_161053_401x236x571.dat | 0.1200;0.1200;0.2828 | 401;236;571 | (0.1992;74.2800;25.4594) | 110 | 3.9 | 52 | 87.56 | 60 | EZpaque | [73,75] | [90,20] | 1 | 10 | 75 | normal | none | 10.6577 | 5.9064 | 62.949 | 46.6594 | 25.8584 | 1206.5355 | 2.0121e-13 | 1.2215 | 0.000376 | 0.021523 | 0.12093 | 0.0006122 | 0.3505 | 0.021745 | 0.064912 | 1.7684 | 3.8723e-05 | 0.37584 | 0.077128 | 0.13751 | 0.0015333 | 0.79345 | 0.0018391 | 0.29871 | 1.0846 | 0.30317 | 0.012729 | 0.0069022 | 0.012754 | 0.21082 | 0.17334 | 0.19644 | 0.048325 | 0.13881 | 0.022733 | 0.35533 | 0.15687
1f37113 | UGI | 8 | 15f_161053_401x236x571.dat | 0.1200;0.1200;0.2828 | 401;236;571 | (0.1992;74.2800;25.4594) | 110 | 7.85 | 62 | 87.56 | 60 | EZpaque | [73,75] | [90,20] | 1 | 10 | 75 | normal | none | 10.6577 | 5.9064 | 62.949 | 46.6594 | 25.8584 | 1206.5355 | 1.6072e-13 | 1.6802 | 0.00067648 | 0.036463 | 0.19161 | 0.0017996 | 0.55613 | 0.043935 | 0.10708 | 2.2541 | 0.00016165 | 0.56563 | 0.11775 | 0.21226 | 0.0031528 | 1.1636 | 0.0030289 | 0.45762 | 1.4314 | 0.45935 | 0.020827 | 0.013554 | 0.022993 | 0.31039 | 0.25795 | 0.27245 | 0.064238 | 0.15152 | 0.039042 | 0.49052 | 0.23295
1f37113 | UGI | 8 | 15f_161053_401x236x571.dat | 0.1200;0.1200;0.2828 | 401;236;571 | (0.1992;74.2800;25.4594) | 110 | 9.9905 | 69 | 87.56 | 60 | EZpaque | [73,75] | [90,20] | 1 | 10 | 75 | normal | none | 10.6577 | 5.9064 | 62.949 | 46.6594 | 25.8584 | 1206.5355 | 1.5541e-13 | 1.8158 | 0.00088148 | 0.044801 | 0.22556 | 0.0018637 | 0.67216 | 0.051572 | 0.12732 | 2.3453 | 0.0002757 | 0.64006 | 0.13318 | 0.24429 | 0.0039443 | 1.2864 | 0.0041506 | 0.52457 | 1.5099 | 0.51572 | 0.026412 | 0.016127 | 0.029836 | 0.34868 | 0.28854 | 0.29871 | 0.069274 | 0.15343 | 0.049355 | 0.53405 | 0.26205
1f37113 | UGI | 8 | 15f_161053_401x236x571.dat | 0.1200;0.1200;0.2828 | 401;236;571 | (0.1992;74.2800;25.4594) | 60 | 2.5 | 38 | 87.56 | 60 | EZpaque | [73,75] | [90,20] | 1 | 10 | 75 | normal | none | 10.6577 | 5.9064 | 62.949 | 46.6594 | 25.8584 | 1206.5355 | 2.5137e-13 | 0.85906 | 0.00010572 | 0.0078105 | 0.059184 | 0.00025386 | 0.16311 | 0.0069695 | 0.027729 | 1.3951 | 0 | 0.21469 | 0.042555 | 0.072503 | 0.0006574 | 0.48363 | 0.00056352 | 0.16354 | 0.81168 | 0.17174 | 0.0042488 | 0.0025589 | 0.0036988 | 0.12676 | 0.10155 | 0.13347 | 0.03536 | 0.1291 | 0.0070176 | 0.2448 | 0.09295
1f37113 | UGI | 8 | 15f_161053_401x236x571.dat | 0.1200;0.1200;0.2828 | 401;236;571 | (0.1992;74.2800;25.4594) | 60 | 5.7448 | 47 | 87.56 | 60 | EZpaque | [73,75] | [90,20] | 1 | 10 | 75 | normal | none | 10.6577 | 5.9064 | 62.949 | 46.6594 | 25.8584 | 1206.5355 | 1.6321e-13 | 1.5237 | 0.00032636 | 0.02148 | 0.13183 | 0.00092008 | 0.39399 | 0.021284 | 0.073817 | 2.2046 | 8.3197e-05 | 0.45108 | 0.093779 | 0.16554 | 0.0017367 | 1.001 | 0.0015302 | 0.35007 | 1.3616 | 0.373 | 0.012091 | 0.0062635 | 0.011306 | 0.2518 | 0.2125 | 0.23606 | 0.05731 | 0.15109 | 0.020887 | 0.4379 | 0.1879
1f37113 | UGI | 8 | 15f_161053_401x236x571.dat | 0.1200;0.1200;0.2828 | 401;236;571 | (0.1992;74.2800;25.4594) | 60 | 6.3535 | 49 | 87.56 | 60 | EZpaque | [73,75] | [90,20] | 1 | 10 | 75 | normal | none | 10.6577 | 5.9064 | 62.949 | 46.6594 | 25.8584 | 1206.5355 | 1.5583e-13 | 1.6155 | 0.00038805 | 0.024641 | 0.14509 | 0.00066354 | 0.44183 | 0.024208 | 0.083347 | 2.2974 | 0.0011475 | 0.49032 | 0.10284 | 0.18419 | 0.0021998 | 1.0786 | 0.0018035 | 0.382 | 1.4275 | 0.40665 | 0.014212 | 0.007358 | 0.014035 | 0.27217 | 0.23134 | 0.25019 | 0.060404 | 0.1534 | 0.024938 | 0.4657 | 0.20369
1f37113 | UGI | 8 | 15f_161053_401x236x571.dat | 0.1200;0.1200;0.2828 | 401;236;571 | (0.1992;74.2800;25.4594) | 80 | 2.9 | 44 | 87.56 | 60 | EZpaque | [73,75] | [90,20] | 1 | 10 | 75 | normal | none | 10.6577 | 5.9064 | 62.949 | 46.6594 | 25.8584 | 1206.5355 | 2.2506e-13 | 1.0179 | 0.00020901 | 0.013016 | 0.083346 | 0.00042097 | 0.23871 | 0.01221 | 0.043201 | 1.5566 | 0 | 0.28138 | 0.057313 | 0.09983 | 0.00084532 | 0.61619 | 0.00098902 | 0.21895 | 0.9281 | 0.2266 | 0.0074824 | 0.003833 | 0.0070714 | 0.16149 | 0.13249 | 0.15909 | 0.040729 | 0.13324 | 0.012353 | 0.29183 | 0.11936
1f37113 | UGI | 8 | 15f_161053_401x236x571.dat | 0.1200;0.1200;0.2828 | 401;236;571 | (0.1992;74.2800;25.4594) | 80 | 7.702 | 57 | 87.56 | 60 | EZpaque | [73,75] | [90,20] | 1 | 10 | 75 | normal | none | 10.6577 | 5.9064 | 62.949 | 46.6594 | 25.8584 | 1206.5355 | 1.5043e-13 | 1.7329 | 0.000591 | 0.033877 | 0.18229 | 0.0014931 | 0.55425 | 0.038707 | 0.10659 | 2.3587 | 0.00046234 | 0.56796 | 0.11993 | 0.21613 | 0.002473 | 1.1981 | 0.0028915 | 0.45225 | 1.4897 | 0.46401 | 0.020537 | 0.011498 | 0.020555 | 0.31213 | 0.26544 | 0.27774 | 0.065449 | 0.15471 | 0.036418 | 0.50556 | 0.23411
1f37113 | UGI | 8 | 15f_161053_401x236x571.dat | 0.1200;0.1200;0.2828 | 401;236;571 | (0.1992;74.2800;25.4594) | 80 | 8.502 | 60 | 87.56 | 60 | EZpaque | [73,75] | [90,20] | 1 | 10 | 75 | normal | none | 10.6577 | 5.9064 | 62.949 | 46.6594 | 25.8584 | 1206.5355 | 1.4671e-13 | 1.8154 | 0.00065956 | 0.037208 | 0.19715 | 0.0013721 | 0.58925 | 0.041591 | 0.11607 | 2.4106 | 0.00029439 | 0.60363 | 0.1281 | 0.23078 | 0.0032116 | 1.2616 | 0.0031286 | 0.48335 | 1.5274 | 0.49246 | 0.022807 | 0.013286 | 0.023022 | 0.33068 | 0.2817 | 0.28938 | 0.067951 | 0.15599 | 0.041364 | 0.52701 | 0.24808
1f37113 | UGI | 9 | 15f_161053_401x236x571.dat | 0.1200;0.1200;0.2828 | 401;236;571 | (-0.0834;75.7102;25.2438) | 110 | 3.9 | 52 | 88.7546 | 60 | EZpaque | [73,75] | [90,20] | 1 | 5 | 75 | normal | none | 10.2741 | 5.6929 | 58.4893 | 45.5938 | 25.2634 | 1151.8574 | 2.0058e-13 | 1.2329 | 0.00036695 | 0.019127 | 0.13128 | 0.00078379 | 0.3123 | 0.024728 | 0.063257 | 1.7657 | 0.00022419 | 0.29932 | 0.068796 | 0.13747 | 0.001511 | 0.89876 | 0.0015253 | 0.29778 | 1.4215 | 0.36971 | 0.010826 | 0.0073418 | 0.013298 | 0.21042 | 0.17273 | 0.20574 | 0.047801 | 0.14176 | 0.022928 | 0.3616 | 0.16275
1f37113 | UGI | 9 | 15f_161053_401x236x571.dat | 0.1200;0.1200;0.2828 | 401;236;571 | (-0.0834;75.7102;25.2438) | 110 | 7.85 | 62 | 88.7546 | 60 | EZpaque | [73,75] | [90,20] | 1 | 5 | 75 | normal | none | 10.2741 | 5.6929 | 58.4893 | 45.5938 | 25.2634 | 1151.8574 | 1.6021e-13 | 1.6759 | 0.00065958 | 0.032322 | 0.20558 | 0.0014836 | 0.508 | 0.040228 | 0.10375 | 2.2597 | 0.0016328 | 0.46174 | 0.10599 | 0.21008 | 0.0028697 | 1.2995 | 0.0029397 | 0.45776 | 1.8288 | 0.54795 | 0.019571 | 0.010636 | 0.024923 | 0.31009 | 0.25724 | 0.28333 | 0.063568 | 0.15466 | 0.04107 | 0.49772 | 0.23963
1f37113 | UGI | 9 | 15f_161053_401x236x571.dat | 0.1200;0.1200;0.2828 | 401;236;571 | (-0.0834;75.7102;25.2438) | 110 | 9.9905 | 69 | 88.7546 | 60 | EZpaque | [73,75] | [90,20] | 1 | 5 | 75 | normal | none | 10.2741 | 5.6929 | 58.4893 | 45.5938 | 25.2634 | 1151.8574 | 1.5492e-13 | 1.7998 | 0.00084088 | 0.039638 | 0.23934 | 0.0016341 | 0.61442 | 0.05079 | 0.12297 | 2.3546 | 9.5262e-05 | 0.52952 | 0.12055 | 0.23657 | 0.0038272 | 1.4252 | 0.0036527 | 0.52515 | 1.9052 | 0.61384 | 0.023509 | 0.013942 | 0.03101 | 0.34866 | 0.28801 | 0.31074 | 0.068652 | 0.15634 | 0.05057 | 0.53955 | 0.26918
1f37113 | UGI | 9 | 15f_161053_401x236x571.dat | 0.1200;0.1200;0.2828 | 401;236;571 | (-0.0834;75.7102;25.2438) | 60 | 2.5 | 38 | 88.7546 | 60 | EZpaque | [73,75] | [90,20] | 1 | 5 | 75 | normal | none | 10.2741 | 5.6929 | 58.4893 | 45.5938 | 25.2634 | 1151.8574 | 2.5059e-13 | 0.84937 | 0.00010482 | 0.0070311 | 0.066931 | 0.00014264 | 0.13249 | 0.0073887 | 0.026868 | 1.3877 | 6.4732e-05 | 0.16016 | 0.03672 | 0.077339 | 0.0004602 | 0.56703 | 0.00043171 | 0.16158 | 1.1054 | 0.21853 | 0.0036726 | 0.0022664 | 0.0036338 | 0.12613 | 0.10089 | 0.14157 | 0.034811 | 0.13208 | 0.006919 | 0.24834 | 0.097105
1f37113 | UGI | 9 | 15f_161053_401x236x571.dat | 0.1200;0.1200;0.2828 | 401;236;571 | (-0.0834;75.7102;25.2438) | 60 | 5.7448 | 47 | 88.7546 | 60 | EZpaque | [73,75] | [90,20] | 1 | 5 | 75 | normal | none | 10.2741 | 5.6929 | 58.4893 | 45.5938 | 25.2634 | 1151.8574 | 1.627e-13 | 1.5328 | 0.00030605 | 0.019285 | 0.14497 | 0.00056398 | 0.35108 | 0.023944 | 0.071801 | 2.2065 | 2.7243e-05 | 0.35374 | 0.083411 | 0.16695 | 0.0013718 | 1.139 | 0.001525 | 0.34819 | 1.7739 | 0.45973 | 0.011243 | 0.0061813 | 0.011736 | 0.25136 | 0.21175 | 0.24742 | 0.056657 | 0.15423 | 0.022964 | 0.44685 | 0.19581
1f37113 | UGI | 9 | 15f_161053_401x236x571.dat | 0.1200;0.1200;0.2828 | 401;236;571 | (-0.0834;75.7102;25.2438) | 60 | 6.3535 | 49 | 88.7546 | 60 | EZpaque | [73,75] | [90,20] | 1 | 5 | 75 | normal | none | 10.2741 | 5.6929 | 58.4893 | 45.5938 | 25.2634 | 1151.8574 | 1.5535e-13 | 1.6267 | 0.0003681 | 0.021939 | 0.15866 | 0.0008537 | 0.38765 | 0.026136 | 0.081186 | 2.2992 | 0 | 0.38741 | 0.091749 | 0.18563 | 0.0015228 | 1.2235 | 0.00165 | 0.38118 | 1.8508 | 0.49828 | 0.012358 | 0.0073429 | 0.013532 | 0.27168 | 0.23052 | 0.26329 | 0.059765 | 0.15661 | 0.026188 | 0.47452 | 0.21176
1f37113 | UGI | 9 | 15f_161053_401x236x571.dat | 0.1200;0.1200;0.2828 | 401;236;571 | (-0.0834;75.7102;25.2438) | 80 | 2.9 | 44 | 88.7546 | 60 | EZpaque | [73,75] | [90,20] | 1 | 5 | 75 | normal | none | 10.2741 | 5.6929 | 58.4893 | 45.5938 | 25.2634 | 1151.8574 | 2.2435e-13 | 1.0151 | 0.00019803 | 0.011692 | 0.091597 | 0.00036735 | 0.20958 | 0.01198 | 0.04218 | 1.5504 | 0.00068874 | 0.21731 | 0.05042 | 0.10357 | 0.0009765 | 0.70812 | 0.000983 | 0.21677 | 1.239 | 0.28193 | 0.006447 | 0.0040905 | 0.0075813 | 0.16098 | 0.13186 | 0.16886 | 0.040201 | 0.13634 | 0.013111 | 0.29687 | 0.12417
1f37113 | UGI | 9 | 15f_161053_401x236x571.dat | 0.1200;0.1200;0.2828 | 401;236;571 | (-0.0834;75.7102;25.2438) | 80 | 7.702 | 57 | 88.7546 | 60 | EZpaque | [73,75] | [90,20] | 1 | 5 | 75 | normal | none | 10.2741 | 5.6929 | 58.4893 | 45.5938 | 25.2634 | 1151.8574 | 1.4995e-13 | 1.7317 | 0.00058531 | 0.03008 | 0.19606 | 0.0012046 | 0.49393 | 0.038262 | 0.10314 | 2.3644 | 0.0028021 | 0.4597 | 0.10821 | 0.21607 | 0.0024179 | 1.3429 | 0.0026958 | 0.45296 | 1.9048 | 0.56093 | 0.018488 | 0.010676 | 0.022158 | 0.31172 | 0.26462 | 0.28807 | 0.06474 | 0.15784 | 0.037634 | 0.51277 | 0.24204
1f37113 | UGI | 9 | 15f_161053_401x236x571.dat | 0.1200;0.1200;0.2828 | 401;236;571 | (-0.0834;75.7102;25.2438) | 80 | 8.502 | 60 | 88.7546 | 60 | EZpaque | [73,75] | [90,20] | 1 | 5 | 75 | normal | none | 10.2741 | 5.6929 | 58.4893 | 45.5938 | 25.2634 | 1151.8574 | 1.4625e-13 | 1.796 | 0.00066768 | 0.033545 | 0.21079 | 0.001017 | 0.53283 | 0.043458 | 0.11286 | 2.4169 | 0.00025774 | 0.49185 | 0.11568 | 0.23047 | 0.0029685 | 1.4078 | 0.0029301 | 0.484 | 1.9477 | 0.59093 | 0.019992 | 0.013637 | 0.024487 | 0.33046 | 0.281 | 0.29984 | 0.067259 | 0.15894 | 0.042713 | 0.53321 | 0.25608
1f37113 | UGI | 1 | 15m_167056_407x225x586.dat | 0.1250;0.1250;0.2832 | 407;225;586 | (-2.0819;83.3125;54.0960) | 110 | 3.9 | 52 | 97 | 60 | EZpaque | [5] | [0] | 0 | 5 | 75 | normal | none | 5.9223 | 8.9604 | 53.0664 | 28.7232 | 43.458 | 1248.254 | 2.1616e-13 | 0.080789 | 0.12343 | 0.61285 | 0.0057375 | 0.62057 | 0.040344 | 0.00020022 | 0.52855 | 0.024648 | 0.155 | 0.057195 | 0.55132 | 0.4311 | 0.93808 | 0.038571 | 0.908 | 0.0073345 | 0.093109 | 0.10707 | 0.33861 | 0.57944 | 0.0004698 | 0.13763 | 0.13797 | 0.16622 | 0.10282 | 0.13782 | 0.00024658 | 0.30239 | 0.26186
1f37113 | UGI | 1 | 15m_167056_407x225x586.dat | 0.1250;0.1250;0.2832 | 407;225;586 | (-2.0819;83.3125;54.0960) | 110 | 7.85 | 62 | 97 | 60 | EZpaque | [5] | [0] | 0 | 5 | 75 | normal | none | 5.9223 | 8.9604 | 53.0664 | 28.7232 | 43.458 | 1248.254 | 1.7264e-13 | 0.13103 | 0.19914 | 0.72332 | 0.010101 | 0.84716 | 0.071434 | 0.00031863 | 0.78559 | 0.041946 | 0.22037 | 0.095815 | 0.76647 | 0.6567 | 1.1853 | 0.064674 | 1.1764 | 0.013009 | 0.14535 | 0.16378 | 0.52851 | 0.80974 | 0.0010955 | 0.20836 | 0.21099 | 0.21929 | 0.13612 | 0.15332 | 0.00029946 | 0.42425 | 0.35551
1f37113 | UGI | 1 | 15m_167056_407x225x586.dat | 0.1250;0.1250;0.2832 | 407;225;586 | (-2.0819;83.3125;54.0960) | 110 | 9.9905 | 69 | 97 | 60 | EZpaque | [5] | [0] | 0 | 5 | 75 | normal | none | 5.9223 | 8.9604 | 53.0664 | 28.7232 | 43.458 | 1248.254 | 1.6693e-13 | 0.15411 | 0.23333 | 0.77128 | 0.012278 | 0.9356 | 0.083735 | 0.00037925 | 0.87491 | 0.050591 | 0.26781 | 0.11437 | 0.83298 | 0.73641 | 1.2662 | 0.076133 | 1.2523 | 0.016202 | 0.16384 | 0.18412 | 0.60612 | 0.87353 | 0.0011202 | 0.23867 | 0.24084 | 0.23723 | 0.1468 | 0.15716 | 0.00072305 | 0.46955 | 0.38895
1f37113 | UGI | 1 | 15m_167056_407x225x586.dat | 0.1250;0.1250;0.2832 | 407;225;586 | (-2.0819;83.3125;54.0960) | 60 | 2.5 | 38 | 97 | 60 | EZpaque | [5] | [0] | 0 | 5 | 75 | normal | none | 5.9223 | 8.9604 | 53.0664 | 28.7232 | 43.458 | 1248.254 | 2.7006e-13 | 0.037588 | 0.057261 | 0.51603 | 0.0020738 | 0.42761 | 0.014886 | 9.6404e-05 | 0.31326 | 0.009175 | 0.088273 | 0.023233 | 0.37525 | 0.24648 | 0.72176 | 0.016313 | 0.69229 | 0.0024206 | 0.048474 | 0.059042 | 0.17666 | 0.39243 | 0.00015435 | 0.076929 | 0.074998 | 0.12264 | 0.075628 | 0.12561 | 9.753e-06 | 0.1992 | 0.18342
1f37113 | UGI | 1 | 15m_167056_407x225x586.dat | 0.1250;0.1250;0.2832 | 407;225;586 | (-2.0819;83.3125;54.0960) | 60 | 5.7448 | 47 | 97 | 60 | EZpaque | [5] | [0] | 0 | 5 | 75 | normal | none | 5.9223 | 8.9604 | 53.0664 | 28.7232 | 43.458 | 1248.254 | 1.7535e-13 | 0.091339 | 0.14164 | 0.66286 | 0.0059522 | 0.71367 | 0.042878 | 0.00022173 | 0.66092 | 0.026011 | 0.16306 | 0.062984 | 0.68242 | 0.52833 | 1.0748 | 0.04325 | 1.0744 | 0.0071971 | 0.11616 | 0.13367 | 0.41105 | 0.71156 | 0.0003775 | 0.15868 | 0.16278 | 0.19608 | 0.12171 | 0.1494 | 0.00025181 | 0.35569 | 0.30734
1f37113 | UGI | 1 | 15m_167056_407x225x586.dat | 0.1250;0.1250;0.2832 | 407;225;586 | (-2.0819;83.3125;54.0960) | 60 | 6.3535 | 49 | 97 | 60 | EZpaque | [5] | [0] | 0 | 5 | 75 | normal | none | 5.9223 | 8.9604 | 53.0664 | 28.7232 | 43.458 | 1248.254 | 1.6742e-13 | 0.1027 | 0.15804 | 0.6824 | 0.0067822 | 0.75604 | 0.049523 | 0.0002001 | 0.71555 | 0.030009 | 0.1804 | 0.071274 | 0.72546 | 0.57305 | 1.1341 | 0.049159 | 1.1259 | 0.0084104 | 0.12863 | 0.14587 | 0.45109 | 0.761 | 0.00045704 | 0.173 | 0.17871 | 0.20657 | 0.12827 | 0.15218 | 0.00012149 | 0.38094 | 0.32613
1f37113 | UGI | 1 | 15m_167056_407x225x586.dat | 0.1250;0.1250;0.2832 | 407;225;586 | (-2.0819;83.3125;54.0960) | 80 | 2.9 | 44 | 97 | 60 | EZpaque | [5] | [0] | 0 | 5 | 75 | normal | none | 5.9223 | 8.9604 | 53.0664 | 28.7232 | 43.458 | 1248.254 | 2.4179e-13 | 0.057045 | 0.084573 | 0.55217 | 0.003527 | 0.4994 | 0.024961 | 8.2265e-05 | 0.40526 | 0.015595 | 0.10493 | 0.037115 | 0.44939 | 0.3238 | 0.80834 | 0.025394 | 0.78303 | 0.0044075 | 0.068224 | 0.079875 | 0.2435 | 0.46945 | 0.00020715 | 0.10156 | 0.10152 | 0.14079 | 0.086918 | 0.13068 | 0.00014944 | 0.24081 | 0.21551
1f37113 | UGI | 1 | 15m_167056_407x225x586.dat | 0.1250;0.1250;0.2832 | 407;225;586 | (-2.0819;83.3125;54.0960) | 80 | 7.702 | 57 | 97 | 60 | EZpaque | [5] | [0] | 0 | 5 | 75 | normal | none | 5.9223 | 8.9604 | 53.0664 | 28.7232 | 43.458 | 1248.254 | 1.6161e-13 | 0.13118 | 0.19639 | 0.72434 | 0.0095094 | 0.85478 | 0.067744 | 0.00026763 | 0.80299 | 0.040544 | 0.22527 | 0.092996 | 0.78777 | 0.66123 | 1.2108 | 0.063258 | 1.1983 | 0.012206 | 0.14963 | 0.1682 | 0.53104 | 0.8335 | 0.00073412 | 0.20574 | 0.21285 | 0.22311 | 0.13867 | 0.15551 | 0.00016645 | 0.42925 | 0.36017
1f37113 | UGI | 1 | 15m_167056_407x225x586.dat | 0.1250;0.1250;0.2832 | 407;225;586 | (-2.0819;83.3125;54.0960) | 80 | 8.502 | 60 | 97 | 60 | EZpaque | [5] | [0] | 0 | 5 | 75 | normal | none | 5.9223 | 8.9604 | 53.0664 | 28.7232 | 43.458 | 1248.254 | 1.5761e-13 | 0.13894 | 0.21295 | 0.74315 | 0.010469 | 0.89187 | 0.074442 | 0.00028196 | 0.84746 | 0.044935 | 0.23684 | 0.10205 | 0.82132 | 0.70071 | 1.2448 | 0.069487 | 1.2385 | 0.013526 | 0.16083 | 0.17953 | 0.57143 | 0.86085 | 0.0009689 | 0.22011 | 0.22811 | 0.2318 | 0.14395 | 0.15747 | 0.00031125 | 0.45015 | 0.37594
1f37113 | UGI | 2 | 15m_167056_407x225x586.dat | 0.1250;0.1250;0.2832 | 407;225;586 | (-2.0819;83.3125;64.5918) | 110 | 3.9 | 52 | 97 | 60 | EZpaque | [5] | [0] | 0 | 5 | 75 | normal | none | 5.9223 | 3.6878 | 21.8402 | 28.7232 | 17.8858 | 513.7373 | 2.0584e-13 | 0.0035239 | 0.27545 | 0.0065618 | 0.00030673 | 1.4275 | 0.0015493 | 5.6189e-05 | 0.023973 | 0.0010819 | 0.21954 | 0.0028255 | 0.054965 | 0.2849 | 2.1337 | 0.0012901 | 2.0852 | 0.0003973 | 0.0033015 | 0.0027006 | 0.1567 | 1.5302 | 3.9769e-05 | 0.14259 | 0.16355 | 0.21161 | 0.077689 | 0.11533 | 7.1686e-05 | 0.44239 | 0.17706
1f37113 | UGI | 2 | 15m_167056_407x225x586.dat | 0.1250;0.1250;0.2832 | 407;225;586 | (-2.0819;83.3125;64.5918) | 110 | 7.85 | 62 | 97 | 60 | EZpaque | [5] | [0] | 0 | 5 | 75 | normal | none | 5.9223 | 3.6878 | 21.8402 | 28.7232 | 17.8858 | 513.7373 | 1.6439e-13 | 0.0056309 | 0.44185 | 0.0093869 | 0.00059082 | 1.9711 | 0.0033274 | 5.6046e-05 | 0.040576 | 0.002018 | 0.31395 | 0.0050857 | 0.084635 | 0.39526 | 2.7217 | 0.0021834 | 2.6931 | 0.00072225 | 0.0055891 | 0.0049419 | 0.2387 | 1.9509 | 8.5298e-05 | 0.21462 | 0.24903 | 0.27765 | 0.10126 | 0.12742 | 4.4984e-05 | 0.59466 | 0.23823
1f37113 | UGI | 2 | 15m_167056_407x225x586.dat | 0.1250;0.1250;0.2832 | 407;225;586 | (-2.0819;83.3125;64.5918) | 110 | 9.9905 | 69 | 97 | 60 | EZpaque | [5] | [0] | 0 | 5 | 75 | normal | none | 5.9223 | 3.6878 | 21.8402 | 28.7232 | 17.8858 | 513.7373 | 1.5894e-13 | 0.0073567 | 0.51559 | 0.011101 | 0.00070251 | 2.1693 | 0.0042381 | 1.5635e-05 | 0.048045 | 0.0025849 | 0.33232 | 0.0065595 | 0.096336 | 0.42842 | 2.885 | 0.0029371 | 2.8677 | 0.00086357 | 0.0070094 | 0.0062075 | 0.26851 | 2.0355 | 0.00013178 | 0.24465 | 0.28372 | 0.29712 | 0.10867 | 0.13067 | 0.00020416 | 0.64551 | 0.25734
1f37113 | UGI | 2 | 15m_167056_407x225x586.dat | 0.1250;0.1250;0.2832 | 407;225;586 | (-2.0819;83.3125;64.5918) | 60 | 2.5 | 38 | 97 | 60 | EZpaque | [5] | [0] | 0 | 5 | 75 | normal | none | 5.9223 | 3.6878 | 21.8402 | 28.7232 | 17.8858 | 513.7373 | 2.5719e-13 | 0.00068409 | 0.13066 | 0.00344 | 0.000142 | 0.99658 | 0.00026333 | 8.9902e-07 | 0.010075 | 0.00030467 | 0.11465 | 0.00071962 | 0.029449 | 0.1939 | 1.6651 | 0.00037597 | 1.5986 | 0.00010777 | 0.0011361 | 0.0008727 | 0.088335 | 1.1981 | 1.5455e-05 | 0.081113 | 0.090128 | 0.15798 | 0.058468 | 0.10561 | 3.9578e-05 | 0.32067 | 0.12724
1f37113 | UGI | 2 | 15m_167056_407x225x586.dat | 0.1250;0.1250;0.2832 | 407;225;586 | (-2.0819;83.3125;64.5918) | 60 | 5.7448 | 47 | 97 | 60 | EZpaque | [5] | [0] | 0 | 5 | 75 | normal | none | 5.9223 | 3.6878 | 21.8402 | 28.7232 | 17.8858 | 513.7373 | 1.6699e-13 | 0.0026549 | 0.32001 | 0.0070777 | 0.00029468 | 1.6704 | 0.001022 | 4.4467e-06 | 0.026904 | 0.00090299 | 0.22204 | 0.0024051 | 0.066573 | 0.35201 | 2.4503 | 0.0010577 | 2.4642 | 0.00031764 | 0.0034557 | 0.0026216 | 0.19561 | 1.89 | 5.2304e-05 | 0.16626 | 0.1935 | 0.25155 | 0.091181 | 0.12369 | 1.6888e-07 | 0.51646 | 0.21191
1f37113 | UGI | 2 | 15m_167056_407x225x586.dat | 0.1250;0.1250;0.2832 | 407;225;586 | (-2.0819;83.3125;64.5918) | 60 | 6.3535 | 49 | 97 | 60 | EZpaque | [5] | [0] | 0 | 5 | 75 | normal | none | 5.9223 | 3.6878 | 21.8402 | 28.7232 | 17.8858 | 513.7373 | 1.5944e-13 | 0.0031715 | 0.35664 | 0.0074854 | 0.00033367 | 1.7717 | 0.0010862 | 9.5494e-05 | 0.030552 | 0.0010754 | 0.25166 | 0.0028487 | 0.073022 | 0.37362 | 2.5647 | 0.0013136 | 2.5821 | 0.00037321 | 0.0038946 | 0.0029232 | 0.21405 | 1.9656 | 6.2701e-05 | 0.18082 | 0.21194 | 0.26418 | 0.095776 | 0.12607 | 0 | 0.5456 | 0.22368
1f37113 | UGI | 2 | 15m_167056_407x225x586.dat | 0.1250;0.1250;0.2832 | 407;225;586 | (-2.0819;83.3125;64.5918) | 80 | 2.9 | 44 | 97 | 60 | EZpaque | [5] | [0] | 0 | 5 | 75 | normal | none | 5.9223 | 3.6878 | 21.8402 | 28.7232 | 17.8858 | 513.7373 | 2.3026e-13 | 0.0017053 | 0.19054 | 0.0044879 | 0.00020964 | 1.173 | 0.0008668 | 1.9022e-05 | 0.015907 | 0.00058347 | 0.15001 | 0.0015243 | 0.040219 | 0.23232 | 1.8466 | 0.00068922 | 1.7978 | 0.00021992 | 0.0020009 | 0.0016469 | 0.11788 | 1.3431 | 9.4745e-06 | 0.10624 | 0.12102 | 0.18097 | 0.066419 | 0.1095 | 0 | 0.37 | 0.148
1f37113 | UGI | 2 | 15m_167056_407x225x586.dat | 0.1250;0.1250;0.2832 | 407;225;586 | (-2.0819;83.3125;64.5918) | 80 | 7.702 | 57 | 97 | 60 | EZpaque | [5] | [0] | 0 | 5 | 75 | normal | none | 5.9223 | 3.6878 | 21.8402 | 28.7232 | 17.8858 | 513.7373 | 1.5391e-13 | 0.0046374 | 0.4379 | 0.0096538 | 0.00048965 | 1.9657 | 0.0022416 | 2.1418e-05 | 0.03988 | 0.001816 | 0.31555 | 0.0045635 | 0.086012 | 0.40694 | 2.7476 | 0.0021836 | 2.746 | 0.00057616 | 0.0053639 | 0.0043813 | 0.24619 | 2.03 | 8.0847e-05 | 0.2132 | 0.25132 | 0.28269 | 0.10303 | 0.12892 | 0.00019096 | 0.5976 | 0.24267
1f37113 | UGI | 2 | 15m_167056_407x225x586.dat | 0.1250;0.1250;0.2832 | 407;225;586 | (-2.0819;83.3125;64.5918) | 80 | 8.502 | 60 | 97 | 60 | EZpaque | [5] | [0] | 0 | 5 | 75 | normal | none | 5.9223 | 3.6878 | 21.8402 | 28.7232 | 17.8858 | 513.7373 | 1.501e-13 | 0.0054952 | 0.47417 | 0.010087 | 0.00057813 | 2.0708 | 0.0024874 | 1.0528e-05 | 0.043978 | 0.0019902 | 0.33224 | 0.0051965 | 0.092274 | 0.42122 | 2.8487 | 0.0023625 | 2.8328 | 0.0006755 | 0.0059891 | 0.004998 | 0.2638 | 2.0762 | 9.1994e-05 | 0.22752 | 0.26891 | 0.29177 | 0.10674 | 0.13071 | 1.1157e-05 | 0.6254 | 0.25248
1f37113 | UGI | 3 | 15m_167056_407x225x586.dat | 0.1250;0.1250;0.2832 | 407;225;586 | (-2.0819;83.3125;64.5918) | 110 | 3.9 | 52 | 97 | 60 | EZpaque | [5,133,110] | [30,30,100] | 0 | 10 | 75 | normal | none | 5.9223 | 3.6878 | 21.8402 | 28.7232 | 17.8858 | 513.7373 | 2.0584e-13 | 0.0031989 | 0.27109 | 0.0061523 | 0.00028182 | 1.3936 | 0.001344 | 5.6189e-05 | 0.020973 | 0.00097439 | 0.21096 | 0.0024277 | 0.049708 | 2.5093 | 9.2867 | 0.0011672 | 1.9532 | 0.00036075 | 0.0030729 | 0.0024215 | 0.13685 | 1.4829 | 3.9769e-05 | 0.13815 | 0.15828 | 0.19923 | 0.074892 | 0.11388 | 7.1686e-05 | 1.1555 | 0.34703
1f37113 | UGI | 3 | 15m_167056_407x225x586.dat | 0.1250;0.1250;0.2832 | 407;225;586 | (-2.0819;83.3125;64.5918) | 110 | 7.85 | 62 | 97 | 60 | EZpaque | [5,133,110] | [30,30,100] | 0 | 10 | 75 | normal | none | 5.9223 | 3.6878 | 21.8402 | 28.7232 | 17.8858 | 513.7373 | 1.6439e-13 | 0.0049723 | 0.43409 | 0.0085225 | 0.00054401 | 1.9231 | 0.0026811 | 5.6046e-05 | 0.035451 | 0.0018205 | 0.30237 | 0.0043558 | 0.076161 | 4.0905 | 13.8245 | 0.0020172 | 2.5051 | 0.00064524 | 0.0052468 | 0.004551 | 0.20685 | 1.8811 | 7.6009e-05 | 0.20727 | 0.24022 | 0.26181 | 0.097157 | 0.12511 | 4.4984e-05 | 1.7211 | 0.51427
1f37113 | UGI | 3 | 15m_167056_407x225x586.dat | 0.1250;0.1250;0.2832 | 407;225;586 | (-2.0819;83.3125;64.5918) | 110 | 9.9905 | 69 | 97 | 60 | EZpaque | [5,133,110] | [30,30,100] | 0 | 10 | 75 | normal | none | 5.9223 | 3.6878 | 21.8402 | 28.7232 | 17.8858 | 513.7373 | 1.5894e-13 | 0.0059283 | 0.50582 | 0.0099771 | 0.00063047 | 2.1134 | 0.0040071 | 1.5635e-05 | 0.041564 | 0.0023046 | 0.32209 | 0.0055879 | 0.086288 | 4.8618 | 15.362 | 0.0026728 | 2.6684 | 0.00077738 | 0.0065583 | 0.0056474 | 0.23316 | 1.959 | 0.00012979 | 0.23597 | 0.27328 | 0.27986 | 0.10414 | 0.12804 | 0.00020416 | 1.9326 | 0.58136
1f37113 | UGI | 3 | 15m_167056_407x225x586.dat | 0.1250;0.1250;0.2832 | 407;225;586 | (-2.0819;83.3125;64.5918) | 60 | 2.5 | 38 | 97 | 60 | EZpaque | [5,133,110] | [30,30,100] | 0 | 10 | 75 | normal | none | 5.9223 | 3.6878 | 21.8402 | 28.7232 | 17.8858 | 513.7373 | 2.5719e-13 | 0.00064967 | 0.12948 | 0.0032027 | 0.0001367 | 0.97379 | 0.00021199 | 8.9902e-07 | 0.0090365 | 0.00027539 | 0.11333 | 0.00062755 | 0.027061 | 1.0925 | 5.3921 | 0.0003569 | 1.5124 | 0.00010359 | 0.0010869 | 0.00082021 | 0.079396 | 1.1707 | 1.5455e-05 | 0.079254 | 0.088025 | 0.14911 | 0.056793 | 0.10482 | 3.9578e-05 | 0.67139 | 0.20272
1f37113 | UGI | 3 | 15m_167056_407x225x586.dat | 0.1250;0.1250;0.2832 | 407;225;586 | (-2.0819;83.3125;64.5918) | 60 | 5.7448 | 47 | 97 | 60 | EZpaque | [5,133,110] | [30,30,100] | 0 | 10 | 75 | normal | none | 5.9223 | 3.6878 | 21.8402 | 28.7232 | 17.8858 | 513.7373 | 1.6699e-13 | 0.0024331 | 0.316 | 0.0064854 | 0.00028966 | 1.6337 | 0.00080831 | 4.4467e-06 | 0.0239 | 0.00081196 | 0.21664 | 0.0020587 | 0.060375 | 2.6707 | 11.6839 | 0.0009809 | 2.2928 | 0.0002928 | 0.0032782 | 0.0024191 | 0.17299 | 1.8291 | 5.2304e-05 | 0.16133 | 0.18762 | 0.23599 | 0.087813 | 0.12197 | 1.6888e-07 | 1.396 | 0.40448
1f37113 | UGI | 3 | 15m_167056_407x225x586.dat | 0.1250;0.1250;0.2832 | 407;225;586 | (-2.0819;83.3125;64.5918) | 60 | 6.3535 | 49 | 97 | 60 | EZpaque | [5,133,110] | [30,30,100] | 0 | 10 | 75 | normal | none | 5.9223 | 3.6878 | 21.8402 | 28.7232 | 17.8858 | 513.7373 | 1.5944e-13 | 0.0027231 | 0.35178 | 0.0069686 | 0.00032002 | 1.7328 | 0.00094215 | 9.5494e-05 | 0.026951 | 0.00097294 | 0.24594 | 0.0024312 | 0.066061 | 3.0093 | 12.8891 | 0.0011967 | 2.3991 | 0.00034825 | 0.0036824 | 0.0027108 | 0.18825 | 1.9003 | 6.2701e-05 | 0.17521 | 0.2052 | 0.24821 | 0.092075 | 0.12416 | 0 | 1.5327 | 0.44137
1f37113 | UGI | 3 | 15m_167056_407x225x586.dat | 0.1250;0.1250;0.2832 | 407;225;586 | (-2.0819;83.3125;64.5918) | 80 | 2.9 | 44 | 97 | 60 | EZpaque | [5,133,110] | [30,30,100] | 0 | 10 | 75 | normal | none | 5.9223 | 3.6878 | 21.8402 | 28.7232 | 17.8858 | 513.7373 | 2.3026e-13 | 0.0014329 | 0.18803 | 0.0040791 | 0.00019729 | 1.1468 | 0.00071384 | 1.9022e-05 | 0.014132 | 0.00053222 | 0.15024 | 0.0013095 | 0.036568 | 1.6794 | 7.1645 | 0.00063259 | 1.6909 | 0.00019946 | 0.0018836 | 0.0015239 | 0.10429 | 1.3053 | 9.4745e-06 | 0.10325 | 0.11751 | 0.17033 | 0.064241 | 0.10843 | 0 | 0.88414 | 0.26406
1f37113 | UGI | 3 | 15m_167056_407x225x586.dat | 0.1250;0.1250;0.2832 | 407;225;586 | (-2.0819;83.3125;64.5918) | 80 | 7.702 | 57 | 97 | 60 | EZpaque | [5,133,110] | [30,30,100] | 0 | 10 | 75 | normal | none | 5.9223 | 3.6878 | 21.8402 | 28.7232 | 17.8858 | 513.7373 | 1.5391e-13 | 0.0042514 | 0.43035 | 0.0087812 | 0.00046347 | 1.918 | 0.001747 | 2.1418e-05 | 0.03512 | 0.0016498 | 0.30368 | 0.0038653 | 0.077209 | 4.0212 | 14.7302 | 0.0019953 | 2.545 | 0.00052214 | 0.0050196 | 0.0039885 | 0.21345 | 1.9581 | 8.0847e-05 | 0.20577 | 0.24229 | 0.26485 | 0.098756 | 0.12656 | 0.00019096 | 1.7853 | 0.52256
1f37113 | UGI | 3 | 15m_167056_407x225x586.dat | 0.1250;0.1250;0.2832 | 407;225;586 | (-2.0819;83.3125;64.5918) | 80 | 8.502 | 60 | 97 | 60 | EZpaque | [5,133,110] | [30,30,100] | 0 | 10 | 75 | normal | none | 5.9223 | 3.6878 | 21.8402 | 28.7232 | 17.8858 | 513.7373 | 1.501e-13 | 0.0050632 | 0.46559 | 0.0089882 | 0.00055545 | 2.0209 | 0.0021479 | 1.0528e-05 | 0.038405 | 0.0017986 | 0.32129 | 0.0043989 | 0.08274 | 4.4136 | 15.6499 | 0.0021453 | 2.6204 | 0.00061022 | 0.0055569 | 0.0045339 | 0.22775 | 1.9962 | 9.0901e-05 | 0.21935 | 0.25896 | 0.27444 | 0.1022 | 0.12819 | 1.1157e-05 | 1.9046 | 0.55779
1f37113 | UGI | 4 | 15m_167056_407x225x586.dat | 0.1250;0.1250;0.2832 | 407;225;586 | (-2.0819;83.3125;51.3590) | 110 | 3.9 | 52 | 97 | 60 | EZpaque | [5,133,110,73] | [10,10,100,10] | 1 | 10 | 75 | normal | none | 5.9223 | 9.0277 | 53.4648 | 28.7232 | 43.7842 | 1257.6247 | 2.1559e-13 | 0.14002 | 0.051101 | 0.63486 | 0.0059608 | 0.26961 | 0.070012 | 0.00021615 | 0.55151 | 0.040695 | 0.035862 | 0.098766 | 0.5926 | 4.3955 | 2.3085 | 0.0576 | 0.79985 | 0.0094521 | 0.18948 | 0.22395 | 0.32952 | 0.48768 | 0.00064752 | 0.13288 | 0.12588 | 0.16981 | 0.10614 | 0.14269 | 0.00022761 | 0.6699 | 0.48173
1f37113 | UGI | 4 | 15m_167056_407x225x586.dat | 0.1250;0.1250;0.2832 | 407;225;586 | (-2.0819;83.3125;51.3590) | 110 | 7.85 | 62 | 97 | 60 | EZpaque | [5,133,110,73] | [10,10,100,10] | 1 | 10 | 75 | normal | none | 5.9223 | 9.0277 | 53.4648 | 28.7232 | 43.7842 | 1257.6247 | 1.7219e-13 | 0.21299 | 0.084105 | 0.76027 | 0.010158 | 0.38778 | 0.11606 | 0.00031306 | 0.82038 | 0.067304 | 0.044573 | 0.1597 | 0.81899 | 7.4877 | 3.293 | 0.094611 | 1.0301 | 0.016307 | 0.27916 | 0.32534 | 0.51039 | 0.68965 | 0.0011937 | 0.19957 | 0.19124 | 0.22388 | 0.14 | 0.15836 | 0.00040843 | 1.0571 | 0.72876
1f37113 | UGI | 4 | 15m_167056_407x225x586.dat | 0.1250;0.1250;0.2832 | 407;225;586 | (-2.0819;83.3125;51.3590) | 110 | 9.9905 | 69 | 97 | 60 | EZpaque | [5,133,110,73] | [10,10,100,10] | 1 | 10 | 75 | normal | none | 5.9223 | 9.0277 | 53.4648 | 28.7232 | 43.7842 | 1257.6247 | 1.665e-13 | 0.25253 | 0.099832 | 0.80619 | 0.012988 | 0.42275 | 0.13891 | 0.0004092 | 0.91129 | 0.079904 | 0.055023 | 0.18775 | 0.88703 | 9.1243 | 3.6066 | 0.11069 | 1.1046 | 0.020366 | 0.30691 | 0.3598 | 0.58438 | 0.75333 | 0.0013444 | 0.22795 | 0.21755 | 0.24093 | 0.15053 | 0.16213 | 0.00052086 | 1.2343 | 0.84193
1f37113 | UGI | 4 | 15m_167056_407x225x586.dat | 0.1250;0.1250;0.2832 | 407;225;586 | (-2.0819;83.3125;51.3590) | 60 | 2.5 | 38 | 97 | 60 | EZpaque | [5,133,110,73] | [10,10,100,10] | 1 | 10 | 75 | normal | none | 5.9223 | 9.0277 | 53.4648 | 28.7232 | 43.7842 | 1257.6247 | 2.6936e-13 | 0.071491 | 0.021943 | 0.53226 | 0.0019506 | 0.17541 | 0.028772 | 3.8836e-05 | 0.32738 | 0.01696 | 0.017985 | 0.045259 | 0.40926 | 1.6068 | 1.469 | 0.026413 | 0.60978 | 0.0030971 | 0.11429 | 0.14065 | 0.17296 | 0.32946 | 0.0001304 | 0.075743 | 0.069617 | 0.12532 | 0.07861 | 0.13028 | 8.5202e-06 | 0.32881 | 0.26623
1f37113 | UGI | 4 | 15m_167056_407x225x586.dat | 0.1250;0.1250;0.2832 | 407;225;586 | (-2.0819;83.3125;51.3590) | 60 | 5.7448 | 47 | 97 | 60 | EZpaque | [5,133,110,73] | [10,10,100,10] | 1 | 10 | 75 | normal | none | 5.9223 | 9.0277 | 53.4648 | 28.7232 | 43.7842 | 1257.6247 | 1.7489e-13 | 0.16771 | 0.056676 | 0.69436 | 0.005551 | 0.31604 | 0.080609 | 0.00020174 | 0.69105 | 0.045481 | 0.031952 | 0.11296 | 0.7349 | 4.4166 | 2.8923 | 0.067144 | 0.93411 | 0.0090924 | 0.24324 | 0.28158 | 0.39977 | 0.60276 | 0.00041022 | 0.15329 | 0.14915 | 0.20012 | 0.12588 | 0.15498 | 6.9968e-05 | 0.7476 | 0.53235
1f37113 | UGI | 4 | 15m_167056_407x225x586.dat | 0.1250;0.1250;0.2832 | 407;225;586 | (-2.0819;83.3125;51.3590) | 60 | 6.3535 | 49 | 97 | 60 | EZpaque | [5,133,110,73] | [10,10,100,10] | 1 | 10 | 75 | normal | none | 5.9223 | 9.0277 | 53.4648 | 28.7232 | 43.7842 | 1257.6247 | 1.6699e-13 | 0.18436 | 0.063752 | 0.71584 | 0.006244 | 0.33857 | 0.085645 | 0.00018123 | 0.74842 | 0.05142 | 0.033294 | 0.12613 | 0.77998 | 5.0643 | 3.1709 | 0.07498 | 0.97687 | 0.010439 | 0.26339 | 0.30316 | 0.44336 | 0.64907 | 0.00053682 | 0.16676 | 0.16345 | 0.2104 | 0.13256 | 0.15779 | 2.028e-05 | 0.83411 | 0.58396
1f37113 | UGI | 4 | 15m_167056_407x225x586.dat | 0.1250;0.1250;0.2832 | 407;225;586 | (-2.0819;83.3125;51.3590) | 80 | 2.9 | 44 | 97 | 60 | EZpaque | [5,133,110,73] | [10,10,100,10] | 1 | 10 | 75 | normal | none | 5.9223 | 9.0277 | 53.4648 | 28.7232 | 43.7842 | 1257.6247 | 2.4116e-13 | 0.095595 | 0.033782 | 0.57077 | 0.003369 | 0.21525 | 0.047034 | 4.0349e-05 | 0.42353 | 0.026962 | 0.021848 | 0.067232 | 0.48635 | 2.7296 | 1.8463 | 0.039268 | 0.6865 | 0.0055274 | 0.14783 | 0.17674 | 0.23922 | 0.39214 | 0.00029497 | 0.098807 | 0.093299 | 0.14336 | 0.090014 | 0.1354 | 9.6665e-06 | 0.47011 | 0.3538
1f37113 | UGI | 4 | 15m_167056_407x225x586.dat | 0.1250;0.1250;0.2832 | 407;225;586 | (-2.0819;83.3125;51.3590) | 80 | 7.702 | 57 | 97 | 60 | EZpaque | [5,133,110,73] | [10,10,100,10] | 1 | 10 | 75 | normal | none | 5.9223 | 9.0277 | 53.4648 | 28.7232 | 43.7842 | 1257.6247 | 1.6119e-13 | 0.21952 | 0.082039 | 0.7596 | 0.0093516 | 0.38303 | 0.11215 | 0.00038617 | 0.83919 | 0.066542 | 0.041674 | 0.15706 | 0.84235 | 7.1698 | 3.5126 | 0.0941 | 1.0458 | 0.015176 | 0.29201 | 0.33621 | 0.51691 | 0.70382 | 0.00076667 | 0.19709 | 0.19333 | 0.22809 | 0.14277 | 0.16079 | 0.00018754 | 1.0514 | 0.71962
1f37113 | UGI | 4 | 15m_167056_407x225x586.dat | 0.1250;0.1250;0.2832 | 407;225;586 | (-2.0819;83.3125;51.3590) | 80 | 8.502 | 60 | 97 | 60 | EZpaque | [5,133,110,73] | [10,10,100,10] | 1 | 10 | 75 | normal | none | 5.9223 | 9.0277 | 53.4648 | 28.7232 | 43.7842 | 1257.6247 | 1.572e-13 | 0.23466 | 0.089591 | 0.77804 | 0.010574 | 0.4056 | 0.12292 | 0.00039278 | 0.88516 | 0.072919 | 0.045716 | 0.17051 | 0.87696 | 7.9757 | 3.7143 | 0.10362 | 1.0803 | 0.017048 | 0.3072 | 0.35317 | 0.55322 | 0.74185 | 0.0010452 | 0.21042 | 0.2068 | 0.2365 | 0.14801 | 0.16272 | 9.3593e-05 | 1.1429 | 0.77564
1f37113 | UGI | 5 | 15m_167056_407x225x586.dat | 0.1250;0.1250;0.2832 | 407;225;586 | (0.3350;74.1875;50.6054) | 110 | 3.9 | 52 | 87.375 | 60 | EZpaque | [110,73] | [100,60] | 1 | 10 | 75 | normal | none | 7.2097 | 9.6725 | 69.736 | 31.4974 | 42.2568 | 1330.979 | 2.2717e-13 | 0.17458 | 0.026467 | 0.077525 | 0.0040317 | 0.1362 | 0.072502 | 0.00025486 | 0.33696 | 0.047983 | 0.015027 | 0.14021 | 0.72058 | 6.3122 | 0.24696 | 0.041276 | 0.60287 | 0.010216 | 0.16485 | 0.15441 | 0.34662 | 0.38116 | 0.00056083 | 0.22822 | 0.20574 | 0.10069 | 0.15972 | 0.13599 | 0.0002361 | 0.62401 | 0.50015
1f37113 | UGI | 5 | 15m_167056_407x225x586.dat | 0.1250;0.1250;0.2832 | 407;225;586 | (0.3350;74.1875;50.6054) | 110 | 7.85 | 62 | 87.375 | 60 | EZpaque | [110,73] | [100,60] | 1 | 10 | 75 | normal | none | 7.2097 | 9.6725 | 69.736 | 31.4974 | 42.2568 | 1330.979 | 1.8143e-13 | 0.26623 | 0.044405 | 0.13467 | 0.007397 | 0.21035 | 0.12434 | 0.00040305 | 0.53575 | 0.078627 | 0.021663 | 0.22533 | 1.0448 | 10.9737 | 0.39286 | 0.06999 | 0.80755 | 0.017815 | 0.24066 | 0.23419 | 0.55632 | 0.5997 | 0.0011718 | 0.33487 | 0.30494 | 0.15353 | 0.20636 | 0.15087 | 0.00017857 | 1.0599 | 0.82301
1f37113 | UGI | 5 | 15m_167056_407x225x586.dat | 0.1250;0.1250;0.2832 | 407;225;586 | (0.3350;74.1875;50.6054) | 110 | 9.9905 | 69 | 87.375 | 60 | EZpaque | [110,73] | [100,60] | 1 | 10 | 75 | normal | none | 7.2097 | 9.6725 | 69.736 | 31.4974 | 42.2568 | 1330.979 | 1.7542e-13 | 0.30611 | 0.053325 | 0.16121 | 0.0090012 | 0.24333 | 0.15275 | 0.00054542 | 0.62176 | 0.092748 | 0.02474 | 0.26317 | 1.1508 | 13.4699 | 0.44564 | 0.084055 | 0.86592 | 0.021953 | 0.26806 | 0.26442 | 0.64873 | 0.69296 | 0.0014087 | 0.37645 | 0.34088 | 0.17549 | 0.21956 | 0.15438 | 0.00058841 | 1.2849 | 0.9809
1f37113 | UGI | 5 | 15m_167056_407x225x586.dat | 0.1250;0.1250;0.2832 | 407;225;586 | (0.3350;74.1875;50.6054) | 60 | 2.5 | 38 | 87.375 | 60 | EZpaque | [110,73] | [100,60] | 1 | 10 | 75 | normal | none | 7.2097 | 9.6725 | 69.736 | 31.4974 | 42.2568 | 1330.979 | 2.8383e-13 | 0.089134 | 0.010432 | 0.031701 | 0.0011509 | 0.073353 | 0.02766 | 8.2742e-05 | 0.16488 | 0.020159 | 0.0046556 | 0.066222 | 0.45256 | 2.0666 | 0.12769 | 0.016002 | 0.43832 | 0.0034214 | 0.10059 | 0.087379 | 0.16206 | 0.19077 | 0.00014982 | 0.13812 | 0.12153 | 0.055522 | 0.12218 | 0.12402 | 8.127e-07 | 0.23066 | 0.21289
1f37113 | UGI | 5 | 15m_167056_407x225x586.dat | 0.1250;0.1250;0.2832 | 407;225;586 | (0.3350;74.1875;50.6054) | 60 | 5.7448 | 47 | 87.375 | 60 | EZpaque | [110,73] | [100,60] | 1 | 10 | 75 | normal | none | 7.2097 | 9.6725 | 69.736 | 31.4974 | 42.2568 | 1330.979 | 1.8428e-13 | 0.20919 | 0.02842 | 0.082492 | 0.0035624 | 0.16103 | 0.07839 | 8.1993e-05 | 0.39912 | 0.053383 | 0.014275 | 0.16308 | 0.90279 | 6.2702 | 0.29524 | 0.04473 | 0.72692 | 0.010201 | 0.20539 | 0.18762 | 0.40413 | 0.46635 | 0.00045176 | 0.27069 | 0.25146 | 0.12036 | 0.19048 | 0.14733 | 5.4291e-05 | 0.64518 | 0.53863
1f37113 | UGI | 5 | 15m_167056_407x225x586.dat | 0.1250;0.1250;0.2832 | 407;225;586 | (0.3350;74.1875;50.6054) | 60 | 6.3535 | 49 | 87.375 | 60 | EZpaque | [110,73] | [100,60] | 1 | 10 | 75 | normal | none | 7.2097 | 9.6725 | 69.736 | 31.4974 | 42.2568 | 1330.979 | 1.7595e-13 | 0.23155 | 0.032324 | 0.093378 | 0.0041206 | 0.17505 | 0.090457 | 0.00011615 | 0.44291 | 0.060665 | 0.013204 | 0.1816 | 0.96953 | 7.3037 | 0.32017 | 0.050351 | 0.76482 | 0.011995 | 0.2222 | 0.20481 | 0.44906 | 0.50916 | 0.0004789 | 0.29226 | 0.27348 | 0.13185 | 0.19965 | 0.15034 | 0.00026703 | 0.74083 | 0.60861
1f37113 | UGI | 5 | 15m_167056_407x225x586.dat | 0.1250;0.1250;0.2832 | 407;225;586 | (0.3350;74.1875;50.6054) | 80 | 2.9 | 44 | 87.375 | 60 | EZpaque | [110,73] | [100,60] | 1 | 10 | 75 | normal | none | 7.2097 | 9.6725 | 69.736 | 31.4974 | 42.2568 | 1330.979 | 2.5412e-13 | 0.12686 | 0.01697 | 0.05013 | 0.0022906 | 0.096794 | 0.044613 | 9.8407e-05 | 0.23658 | 0.031681 | 0.0074249 | 0.096892 | 0.56596 | 3.8148 | 0.17793 | 0.02628 | 0.5061 | 0.0061715 | 0.12848 | 0.11546 | 0.23702 | 0.27224 | 0.00034533 | 0.17512 | 0.15776 | 0.074623 | 0.13793 | 0.12923 | 1.4702e-05 | 0.39245 | 0.33165
1f37113 | UGI | 5 | 15m_167056_407x225x586.dat | 0.1250;0.1250;0.2832 | 407;225;586 | (0.3350;74.1875;50.6054) | 80 | 7.702 | 57 | 87.375 | 60 | EZpaque | [110,73] | [100,60] | 1 | 10 | 75 | normal | none | 7.2097 | 9.6725 | 69.736 | 31.4974 | 42.2568 | 1330.979 | 1.6984e-13 | 0.27126 | 0.043024 | 0.12567 | 0.0064392 | 0.2091 | 0.12308 | 0.0002818 | 0.53571 | 0.077781 | 0.020541 | 0.22323 | 1.072 | 10.5885 | 0.38565 | 0.067701 | 0.81991 | 0.01677 | 0.25003 | 0.23695 | 0.55181 | 0.59846 | 0.00098943 | 0.33595 | 0.31379 | 0.15337 | 0.21205 | 0.15357 | 0.00034133 | 1.0297 | 0.80657
1f37113 | UGI | 5 | 15m_167056_407x225x586.dat | 0.1250;0.1250;0.2832 | 407;225;586 | (0.3350;74.1875;50.6054) | 80 | 8.502 | 60 | 87.375 | 60 | EZpaque | [110,73] | [100,60] | 1 | 10 | 75 | normal | none | 7.2097 | 9.6725 | 69.736 | 31.4974 | 42.2568 | 1330.979 | 1.6562e-13 | 0.29804 | 0.047376 | 0.14136 | 0.0073534 | 0.22302 | 0.13709 | 0.00026909 | 0.57697 | 0.085405 | 0.021841 | 0.24175 | 1.1251 | 11.8558 | 0.41733 | 0.074458 | 0.85006 | 0.018747 | 0.26352 | 0.2519 | 0.59515 | 0.63802 | 0.0009774 | 0.35595 | 0.33292 | 0.16442 | 0.21884 | 0.15581 | 0.00032114 | 1.1438 | 0.88641
1f37113 | UGI | 6 | 15m_167056_407x225x586.dat | 0.1250;0.1250;0.2832 | 407;225;586 | (2.2188;81.1875;27.5029) | 110 | 3.9 | 52 | 95.25 | 60 | EZpaque | [73,75] | [100,10] | 1 | 10 | 75 | normal | none | 7.1417 | 5.4284 | 38.7682 | 34.0125 | 25.8527 | 879.3164 | 2.238e-13 | 0.61214 | 0.00036723 | 0.066906 | 0.43331 | 0.00091499 | 0.68064 | 0.0024667 | 0.075342 | 0.78948 | 0.0025678 | 1.3149 | 0.11222 | 0.096195 | 0.0017992 | 0.24655 | 0.0018436 | 0.34751 | 0.070874 | 0.17145 | 0.019546 | 0.0090628 | 0.0091705 | 0.10294 | 0.077786 | 0.36876 | 0.073047 | 0.16603 | 0.0023275 | 0.22828 | 0.19364
1f37113 | UGI | 6 | 15m_167056_407x225x586.dat | 0.1250;0.1250;0.2832 | 407;225;586 | (2.2188;81.1875;27.5029) | 110 | 7.85 | 62 | 95.25 | 60 | EZpaque | [73,75] | [100,10] | 1 | 10 | 75 | normal | none | 7.1417 | 5.4284 | 38.7682 | 34.0125 | 25.8527 | 879.3164 | 1.7874e-13 | 0.91294 | 0.0006929 | 0.10266 | 0.56557 | 0.0015667 | 1.0557 | 0.0038854 | 0.12632 | 1.1147 | 0.0037319 | 1.8102 | 0.17257 | 0.15659 | 0.0043183 | 0.40092 | 0.0032683 | 0.51668 | 0.12334 | 0.2826 | 0.034348 | 0.016752 | 0.016712 | 0.15899 | 0.12124 | 0.47655 | 0.097939 | 0.18281 | 0.0053592 | 0.33761 | 0.2778
1f37113 | UGI | 6 | 15m_167056_407x225x586.dat | 0.1250;0.1250;0.2832 | 407;225;586 | (2.2188;81.1875;27.5029) | 110 | 9.9905 | 69 | 95.25 | 60 | EZpaque | [73,75] | [100,10] | 1 | 10 | 75 | normal | none | 7.1417 | 5.4284 | 38.7682 | 34.0125 | 25.8527 | 879.3164 | 1.7282e-13 | 1.0168 | 0.00086162 | 0.12062 | 0.60252 | 0.0024836 | 1.204 | 0.005439 | 0.15192 | 1.2159 | 0.0027816 | 1.9493 | 0.19546 | 0.18671 | 0.0056234 | 0.47647 | 0.0039774 | 0.58256 | 0.15213 | 0.33412 | 0.042294 | 0.020295 | 0.021551 | 0.1848 | 0.14039 | 0.50807 | 0.10623 | 0.18599 | 0.0071194 | 0.37892 | 0.30883
1f37113 | UGI | 6 | 15m_167056_407x225x586.dat | 0.1250;0.1250;0.2832 | 407;225;586 | (2.2188;81.1875;27.5029) | 60 | 2.5 | 38 | 95.25 | 60 | EZpaque | [73,75] | [100,10] | 1 | 10 | 75 | normal | none | 7.1417 | 5.4284 | 38.7682 | 34.0125 | 25.8527 | 879.3164 | 2.7964e-13 | 0.35283 | 9.076e-05 | 0.03501 | 0.32783 | 0.00030435 | 0.35803 | 0.00049389 | 0.029575 | 0.524 | 0.00076774 | 0.91461 | 0.060482 | 0.041074 | 0.00062194 | 0.10937 | 0.00060961 | 0.20531 | 0.023865 | 0.074174 | 0.0067562 | 0.0031117 | 0.0023053 | 0.05448 | 0.040026 | 0.28229 | 0.052632 | 0.15337 | 0.00049399 | 0.13525 | 0.12289
1f37113 | UGI | 6 | 15m_167056_407x225x586.dat | 0.1250;0.1250;0.2832 | 407;225;586 | (2.2188;81.1875;27.5029) | 60 | 5.7448 | 47 | 95.25 | 60 | EZpaque | [73,75] | [100,10] | 1 | 10 | 75 | normal | none | 7.1417 | 5.4284 | 38.7682 | 34.0125 | 25.8527 | 879.3164 | 1.8157e-13 | 0.74994 | 0.00028248 | 0.077246 | 0.52265 | 0.00096886 | 0.84224 | 0.0013928 | 0.082853 | 0.97982 | 0.00032258 | 1.6492 | 0.13719 | 0.10935 | 0.002263 | 0.27161 | 0.0016589 | 0.41144 | 0.071194 | 0.19358 | 0.020619 | 0.0091075 | 0.0074305 | 0.11511 | 0.088884 | 0.43648 | 0.086401 | 0.18111 | 0.0020925 | 0.27582 | 0.23243
1f37113 | UGI | 6 | 15m_167056_407x225x586.dat | 0.1250;0.1250;0.2832 | 407;225;586 | (2.2188;81.1875;27.5029) | 60 | 6.3535 | 49 | 95.25 | 60 | EZpaque | [73,75] | [100,10] | 1 | 10 | 75 | normal | none | 7.1417 | 5.4284 | 38.7682 | 34.0125 | 25.8527 | 879.3164 | 1.7337e-13 | 0.81353 | 0.00032082 | 0.085449 | 0.54731 | 0.0011596 | 0.92226 | 0.0017241 | 0.094233 | 1.046 | 0.0018621 | 1.7502 | 0.15092 | 0.12302 | 0.0027278 | 0.30456 | 0.001762 | 0.44617 | 0.082593 | 0.21874 | 0.023308 | 0.0099505 | 0.0086446 | 0.12632 | 0.098211 | 0.4552 | 0.091289 | 0.18412 | 0.0028188 | 0.29856 | 0.24993
1f37113 | UGI | 6 | 15m_167056_407x225x586.dat | 0.1250;0.1250;0.2832 | 407;225;586 | (2.2188;81.1875;27.5029) | 80 | 2.9 | 44 | 95.25 | 60 | EZpaque | [73,75] | [100,10] | 1 | 10 | 75 | normal | none | 7.1417 | 5.4284 | 38.7682 | 34.0125 | 25.8527 | 879.3164 | 2.5036e-13 | 0.45726 | 0.00018592 | 0.046549 | 0.3721 | 0.00048965 | 0.49237 | 0.0010372 | 0.048702 | 0.63604 | 0.0009821 | 1.0857 | 0.082593 | 0.063872 | 0.0015212 | 0.16464 | 0.0010839 | 0.26343 | 0.042487 | 0.11317 | 0.011779 | 0.0056422 | 0.0049045 | 0.073808 | 0.055638 | 0.31906 | 0.06108 | 0.15873 | 0.00091871 | 0.17371 | 0.15207
1f37113 | UGI | 6 | 15m_167056_407x225x586.dat | 0.1250;0.1250;0.2832 | 407;225;586 | (2.2188;81.1875;27.5029) | 80 | 7.702 | 57 | 95.25 | 60 | EZpaque | [73,75] | [100,10] | 1 | 10 | 75 | normal | none | 7.1417 | 5.4284 | 38.7682 | 34.0125 | 25.8527 | 879.3164 | 1.6734e-13 | 0.92481 | 0.00055974 | 0.10208 | 0.57922 | 0.0013233 | 1.0743 | 0.0032074 | 0.12315 | 1.1451 | 0.00078653 | 1.8764 | 0.17666 | 0.15383 | 0.0034754 | 0.38738 | 0.0029532 | 0.51722 | 0.11516 | 0.27558 | 0.031563 | 0.014044 | 0.014866 | 0.15451 | 0.12039 | 0.4884 | 0.099472 | 0.18616 | 0.0041097 | 0.3414 | 0.28126
1f37113 | UGI | 6 | 15m_167056_407x225x586.dat | 0.1250;0.1250;0.2832 | 407;225;586 | (2.2188;81.1875;27.5029) | 80 | 8.502 | 60 | 95.25 | 60 | EZpaque | [73,75] | [100,10] | 1 | 10 | 75 | normal | none | 7.1417 | 5.4284 | 38.7682 | 34.0125 | 25.8527 | 879.3164 | 1.6319e-13 | 0.97203 | 0.0006268 | 0.11011 | 0.59711 | 0.0013791 | 1.1367 | 0.0034437 | 0.13578 | 1.1967 | 0.0040371 | 1.9491 | 0.18839 | 0.16674 | 0.0039428 | 0.42329 | 0.0032603 | 0.54948 | 0.12739 | 0.30106 | 0.035782 | 0.015995 | 0.0163 | 0.16642 | 0.1299 | 0.50275 | 0.10354 | 0.18803 | 0.0046308 | 0.36036 | 0.29624
1f37113 | UGI | 7 | 15m_167056_407x225x586.dat | 0.1250;0.1250;0.2832 | 407;225;586 | (2.2188;81.1875;27.5029) | 110 | 3.9 | 52 | 95.25 | 60 | EZpaque | [73,75] | [90,20] | 1 | 10 | 75 | normal | none | 7.1417 | 5.4284 | 38.7682 | 34.0125 | 25.8527 | 879.3164 | 2.238e-13 | 0.5969 | 0.00036494 | 0.066737 | 0.4201 | 0.00089582 | 0.66951 | 0.0016681 | 0.074869 | 0.76795 | 0.0025678 | 1.3085 | 0.11169 | 0.095382 | 0.0018141 | 0.21995 | 0.0018407 | 0.29472 | 0.068426 | 0.16593 | 0.019437 | 0.009007 | 0.0069087 | 0.099754 | 0.075425 | 0.36037 | 0.071921 | 0.16554 | 0.001976 | 0.22168 | 0.18966
1f37113 | UGI | 7 | 15m_167056_407x225x586.dat | 0.1250;0.1250;0.2832 | 407;225;586 | (2.2188;81.1875;27.5029) | 110 | 7.85 | 62 | 95.25 | 60 | EZpaque | [73,75] | [90,20] | 1 | 10 | 75 | normal | none | 7.1417 | 5.4284 | 38.7682 | 34.0125 | 25.8527 | 879.3164 | 1.7874e-13 | 0.8881 | 0.00068882 | 0.10256 | 0.54409 | 0.0015727 | 1.0352 | 0.003173 | 0.12539 | 1.0818 | 0.0022363 | 1.7996 | 0.17156 | 0.15507 | 0.0043574 | 0.35985 | 0.0032413 | 0.43869 | 0.11884 | 0.27352 | 0.034275 | 0.016511 | 0.012609 | 0.15355 | 0.11717 | 0.4625 | 0.096086 | 0.182 | 0.0039582 | 0.3269 | 0.2713
1f37113 | UGI | 7 | 15m_167056_407x225x586.dat | 0.1250;0.1250;0.2832 | 407;225;586 | (2.2188;81.1875;27.5029) | 110 | 9.9905 | 69 | 95.25 | 60 | EZpaque | [73,75] | [90,20] | 1 | 10 | 75 | normal | none | 7.1417 | 5.4284 | 38.7682 | 34.0125 | 25.8527 | 879.3164 | 1.7282e-13 | 0.98944 | 0.0008563 | 0.12031 | 0.57794 | 0.0024804 | 1.1808 | 0.0044411 | 0.15069 | 1.1788 | 0.0027816 | 1.9372 | 0.19417 | 0.18483 | 0.0055613 | 0.42974 | 0.0039204 | 0.4969 | 0.14662 | 0.32332 | 0.042243 | 0.020131 | 0.016442 | 0.17814 | 0.1354 | 0.49253 | 0.10401 | 0.18497 | 0.00616 | 0.36691 | 0.30125
1f37113 | UGI | 7 | 15m_167056_407x225x586.dat | 0.1250;0.1250;0.2832 | 407;225;586 | (2.2188;81.1875;27.5029) | 60 | 2.5 | 38 | 95.25 | 60 | EZpaque | [73,75] | [90,20] | 1 | 10 | 75 | normal | none | 7.1417 | 5.4284 | 38.7682 | 34.0125 | 25.8527 | 879.3164 | 2.7964e-13 | 0.34337 | 9.1139e-05 | 0.034946 | 0.32174 | 0.00031756 | 0.35161 | 0.00034241 | 0.029448 | 0.51227 | 0.00076774 | 0.9115 | 0.060306 | 0.040724 | 0.00062194 | 0.096138 | 0.0006124 | 0.17435 | 0.023106 | 0.071678 | 0.0067355 | 0.0031095 | 0.0017647 | 0.053338 | 0.039221 | 0.27785 | 0.052168 | 0.15321 | 0.000497 | 0.1317 | 0.12109
1f37113 | UGI | 7 | 15m_167056_407x225x586.dat | 0.1250;0.1250;0.2832 | 407;225;586 | (2.2188;81.1875;27.5029) | 60 | 5.7448 | 47 | 95.25 | 60 | EZpaque | [73,75] | [90,20] | 1 | 10 | 75 | normal | none | 7.1417 | 5.4284 | 38.7682 | 34.0125 | 25.8527 | 879.3164 | 1.8157e-13 | 0.72918 | 0.0002824 | 0.077081 | 0.50804 | 0.00096886 | 0.82396 | 0.0010785 | 0.08239 | 0.95217 | 0.00032258 | 1.6415 | 0.1367 | 0.10835 | 0.002263 | 0.23976 | 0.0016402 | 0.34725 | 0.068798 | 0.18705 | 0.020452 | 0.0090282 | 0.0055949 | 0.1119 | 0.086551 | 0.42608 | 0.085198 | 0.18064 | 0.001815 | 0.2672 | 0.22791
1f37113 | UGI | 7 | 15m_167056_407x225x586.dat | 0.1250;0.1250;0.2832 | 407;225;586 | (2.2188;81.1875;27.5029) | 60 | 6.3535 | 49 | 95.25 | 60 | EZpaque | [73,75] | [90,20] | 1 | 10 | 75 | normal | none | 7.1417 | 5.4284 | 38.7682 | 34.0125 | 25.8527 | 879.3164 | 1.7337e-13 | 0.79415 | 0.00031919 | 0.085102 | 0.53107 | 0.0011565 | 0.90288 | 0.0014264 | 0.093657 | 1.0149 | 0.0018621 | 1.7415 | 0.15032 | 0.12206 | 0.0027671 | 0.26959 | 0.0017574 | 0.37544 | 0.079877 | 0.21099 | 0.023197 | 0.0099402 | 0.0066806 | 0.12265 | 0.095521 | 0.44407 | 0.089937 | 0.18357 | 0.0020352 | 0.28935 | 0.24487
1f37113 | UGI | 7 | 15m_167056_407x225x586.dat | 0.1250;0.1250;0.2832 | 407;225;586 | (2.2188;81.1875;27.5029) | 80 | 2.9 | 44 | 95.25 | 60 | EZpaque | [73,75] | [90,20] | 1 | 10 | 75 | normal | none | 7.1417 | 5.4284 | 38.7682 | 34.0125 | 25.8527 | 879.3164 | 2.5036e-13 | 0.44492 | 0.00018574 | 0.046333 | 0.36289 | 0.00048965 | 0.48222 | 0.00066372 | 0.048378 | 0.61951 | 0.0009821 | 1.081 | 0.082269 | 0.063329 | 0.0014542 | 0.14468 | 0.0010826 | 0.22317 | 0.040993 | 0.10937 | 0.011721 | 0.0056083 | 0.0035759 | 0.071848 | 0.054206 | 0.31287 | 0.060339 | 0.15844 | 0.00099069 | 0.16857 | 0.14929
1f37113 | UGI | 7 | 15m_167056_407x225x586.dat | 0.1250;0.1250;0.2832 | 407;225;586 | (2.2188;81.1875;27.5029) | 80 | 7.702 | 57 | 95.25 | 60 | EZpaque | [73,75] | [90,20] | 1 | 10 | 75 | normal | none | 7.1417 | 5.4284 | 38.7682 | 34.0125 | 25.8527 | 879.3164 | 1.6734e-13 | 0.89887 | 0.0005573 | 0.1019 | 0.5582 | 0.0013006 | 1.0487 | 0.0022384 | 0.12228 | 1.109 | 0.00078653 | 1.8656 | 0.1757 | 0.15234 | 0.0034605 | 0.34485 | 0.0029346 | 0.43574 | 0.11112 | 0.26639 | 0.031481 | 0.01392 | 0.011203 | 0.14926 | 0.11647 | 0.47443 | 0.097658 | 0.18539 | 0.0029379 | 0.3299 | 0.27472
1f37113 | UGI | 7 | 15m_167056_407x225x586.dat | 0.1250;0.1250;0.2832 | 407;225;586 | (2.2188;81.1875;27.5029) | 80 | 8.502 | 60 | 95.25 | 60 | EZpaque | [73,75] | [90,20] | 1 | 10 | 75 | normal | none | 7.1417 | 5.4284 | 38.7682 | 34.0125 | 25.8527 | 879.3164 | 1.6319e-13 | 0.94782 | 0.00062582 | 0.10975 | 0.57438 | 0.0013759 | 1.1128 | 0.0027532 | 0.13483 | 1.1585 | 0.0040371 | 1.9375 | 0.18732 | 0.16549 | 0.0039278 | 0.37695 | 0.0032423 | 0.46161 | 0.12284 | 0.29012 | 0.035628 | 0.015701 | 0.012251 | 0.16056 | 0.1255 | 0.48834 | 0.10154 | 0.18719 | 0.0036117 | 0.34863 | 0.28911
1f37113 | UGI | 8 | 15m_167056_407x225x586.dat | 0.1250;0.1250;0.2832 | 407;225;586 | (0.1462;74.1875;26.2591) | 110 | 3.9 | 52 | 87.375 | 60 | EZpaque | [73,75] | [90,20] | 1 | 10 | 75 | normal | none | 11.3116 | 6.2559 | 70.7643 | 49.4174 | 27.3306 | 1350.6051 | 2.0203e-13 | 0.96005 | 0.00029192 | 0.027971 | 0.10793 | 0.00063084 | 0.28065 | 0.0029633 | 0.071202 | 1.4772 | 5.2551e-05 | 0.29579 | 0.098638 | 0.10904 | 0.0011906 | 0.64762 | 0.0013002 | 0.24504 | 1.1128 | 0.35546 | 0.013275 | 0.0060109 | 0.012712 | 0.20644 | 0.15418 | 0.38221 | 0.08286 | 0.13546 | 0.0038353 | 0.31003 | 0.15287
1f37113 | UGI | 8 | 15m_167056_407x225x586.dat | 0.1250;0.1250;0.2832 | 407;225;586 | (0.1462;74.1875;26.2591) | 110 | 7.85 | 62 | 87.375 | 60 | EZpaque | [73,75] | [90,20] | 1 | 10 | 75 | normal | none | 11.3116 | 6.2559 | 70.7643 | 49.4174 | 27.3306 | 1350.6051 | 1.6137e-13 | 1.3701 | 0.00052112 | 0.047884 | 0.1732 | 0.001106 | 0.46173 | 0.0043391 | 0.11738 | 1.9394 | 0.0020507 | 0.4592 | 0.14815 | 0.17742 | 0.0025118 | 0.97223 | 0.0023989 | 0.38157 | 1.4604 | 0.53264 | 0.023926 | 0.011738 | 0.021609 | 0.30297 | 0.2288 | 0.50684 | 0.10816 | 0.14838 | 0.0059641 | 0.43753 | 0.22803
1f37113 | UGI | 8 | 15m_167056_407x225x586.dat | 0.1250;0.1250;0.2832 | 407;225;586 | (0.1462;74.1875;26.2591) | 110 | 9.9905 | 69 | 87.375 | 60 | EZpaque | [73,75] | [90,20] | 1 | 10 | 75 | normal | none | 11.3116 | 6.2559 | 70.7643 | 49.4174 | 27.3306 | 1350.6051 | 1.5605e-13 | 1.4882 | 0.00068228 | 0.058467 | 0.20542 | 0.0013896 | 0.54498 | 0.0060795 | 0.13953 | 2.0441 | 0.00072676 | 0.52674 | 0.16609 | 0.20557 | 0.0037853 | 1.0865 | 0.0030347 | 0.4408 | 1.5323 | 0.59818 | 0.02824 | 0.015042 | 0.02804 | 0.33981 | 0.25552 | 0.54291 | 0.11551 | 0.15065 | 0.0083711 | 0.47773 | 0.25709
1f37113 | UGI | 8 | 15m_167056_407x225x586.dat | 0.1250;0.1250;0.2832 | 407;225;586 | (0.1462;74.1875;26.2591) | 60 | 2.5 | 38 | 87.375 | 60 | EZpaque | [73,75] | [90,20] | 1 | 10 | 75 | normal | none | 11.3116 | 6.2559 | 70.7643 | 49.4174 | 27.3306 | 1350.6051 | 2.524e-13 | 0.63706 | 8.0826e-05 | 0.010763 | 0.051435 | 0.00012686 | 0.12577 | 0.0007039 | 0.030619 | 1.1135 | 2.8098e-05 | 0.15513 | 0.056574 | 0.052675 | 0.0007039 | 0.37431 | 0.00038883 | 0.12761 | 0.84296 | 0.20275 | 0.0042901 | 0.002219 | 0.0038126 | 0.12487 | 0.090801 | 0.28223 | 0.062448 | 0.12552 | 0.0010953 | 0.20654 | 0.089129
1f37113 | UGI | 8 | 15m_167056_407x225x586.dat | 0.1250;0.1250;0.2832 | 407;225;586 | (0.1462;74.1875;26.2591) | 60 | 5.7448 | 47 | 87.375 | 60 | EZpaque | [73,75] | [90,20] | 1 | 10 | 75 | normal | none | 11.3116 | 6.2559 | 70.7643 | 49.4174 | 27.3306 | 1350.6051 | 1.6388e-13 | 1.204 | 0.00024346 | 0.029582 | 0.11842 | 0.00073189 | 0.32446 | 0.0020526 | 0.081684 | 1.8547 | 9.0581e-05 | 0.35205 | 0.12069 | 0.12908 | 0.001122 | 0.8122 | 0.0011234 | 0.28627 | 1.3965 | 0.43615 | 0.013529 | 0.0066294 | 0.011379 | 0.24671 | 0.18924 | 0.46198 | 0.098973 | 0.14742 | 0.0022552 | 0.38349 | 0.18372
1f37113 | UGI | 8 | 15m_167056_407x225x586.dat | 0.1250;0.1250;0.2832 | 407;225;586 | (0.1462;74.1875;26.2591) | 60 | 6.3535 | 49 | 87.375 | 60 | EZpaque | [73,75] | [90,20] | 1 | 10 | 75 | normal | none | 11.3116 | 6.2559 | 70.7643 | 49.4174 | 27.3306 | 1350.6051 | 1.5647e-13 | 1.2899 | 0.00027988 | 0.033353 | 0.13064 | 0.00053154 | 0.35979 | 0.0026287 | 0.09223 | 1.9444 | 0.0018894 | 0.38669 | 0.13171 | 0.14721 | 0.0015741 | 0.88466 | 0.0012533 | 0.31458 | 1.4637 | 0.47593 | 0.015039 | 0.0076061 | 0.012942 | 0.26642 | 0.20587 | 0.48726 | 0.10396 | 0.14995 | 0.0039201 | 0.41007 | 0.19974
1f37113 | UGI | 8 | 15m_167056_407x225x586.dat | 0.1250;0.1250;0.2832 | 407;225;586 | (0.1462;74.1875;26.2591) | 80 | 2.9 | 44 | 87.375 | 60 | EZpaque | [73,75] | [90,20] | 1 | 10 | 75 | normal | none | 11.3116 | 6.2559 | 70.7643 | 49.4174 | 27.3306 | 1350.6051 | 2.2597e-13 | 0.77797 | 0.0001577 | 0.017812 | 0.07393 | 0.00047108 | 0.18562 | 0.0013381 | 0.047789 | 1.2698 | 0.0013268 | 0.21358 | 0.074394 | 0.076452 | 0.0010201 | 0.49134 | 0.00073009 | 0.17534 | 0.95879 | 0.26809 | 0.0076775 | 0.0039909 | 0.0069208 | 0.15851 | 0.11809 | 0.32434 | 0.071007 | 0.12987 | 0.0017516 | 0.25044 | 0.11581
1f37113 | UGI | 8 | 15m_167056_407x225x586.dat | 0.1250;0.1250;0.2832 | 407;225;586 | (0.1462;74.1875;26.2591) | 80 | 7.702 | 57 | 87.375 | 60 | EZpaque | [73,75] | [90,20] | 1 | 10 | 75 | normal | none | 11.3116 | 6.2559 | 70.7643 | 49.4174 | 27.3306 | 1350.6051 | 1.5104e-13 | 1.4116 | 0.00044579 | 0.045426 | 0.16389 | 0.00064742 | 0.45176 | 0.0037265 | 0.11613 | 2.0279 | 0.00075768 | 0.45898 | 0.15157 | 0.17725 | 0.0027133 | 0.99842 | 0.0020905 | 0.37611 | 1.5211 | 0.5412 | 0.023244 | 0.010421 | 0.020831 | 0.305 | 0.23575 | 0.52061 | 0.11098 | 0.15135 | 0.0062939 | 0.44986 | 0.22973
1f37113 | UGI | 8 | 15m_167056_407x225x586.dat | 0.1250;0.1250;0.2832 | 407;225;586 | (0.1462;74.1875;26.2591) | 80 | 8.502 | 60 | 87.375 | 60 | EZpaque | [73,75] | [90,20] | 1 | 10 | 75 | normal | none | 11.3116 | 6.2559 | 70.7643 | 49.4174 | 27.3306 | 1350.6051 | 1.473e-13 | 1.4628 | 0.00049501 | 0.050083 | 0.17863 | 0.00087452 | 0.49225 | 0.0041561 | 0.12738 | 2.0857 | 0.0016547 | 0.49188 | 0.16106 | 0.19226 | 0.002752 | 1.0554 | 0.0023228 | 0.40399 | 1.561 | 0.57381 | 0.024978 | 0.012014 | 0.023632 | 0.32299 | 0.25009 | 0.53965 | 0.11474 | 0.15266 | 0.0067864 | 0.46973 | 0.24394
1f37113 | UGI | 9 | 15m_167056_407x225x586.dat | 0.1250;0.1250;0.2832 | 407;225;586 | (0.1574;76.2744;26.1825) | 110 | 3.9 | 52 | 89.1991 | 60 | EZpaque | [73,75] | [90,20] | 1 | 5 | 75 | normal | none | 10.6928 | 5.9856 | 64.0035 | 47.6896 | 26.6957 | 1273.1055 | 2.0237e-13 | 0.97222 | 0.00028989 | 0.026446 | 0.12061 | 0.00058471 | 0.25791 | 0.0023269 | 0.073266 | 1.4739 | 0.0012128 | 0.24478 | 0.092424 | 0.12099 | 0.0013765 | 0.74526 | 0.0012539 | 0.2459 | 1.4383 | 0.43013 | 0.013086 | 0.006529 | 0.012639 | 0.20642 | 0.15405 | 0.38688 | 0.082987 | 0.13943 | 0.0035954 | 0.31789 | 0.16181
1f37113 | UGI | 9 | 15m_167056_407x225x586.dat | 0.1250;0.1250;0.2832 | 407;225;586 | (0.1574;76.2744;26.1825) | 110 | 7.85 | 62 | 89.1991 | 60 | EZpaque | [73,75] | [90,20] | 1 | 5 | 75 | normal | none | 10.6928 | 5.9856 | 64.0035 | 47.6896 | 26.6957 | 1273.1055 | 1.6164e-13 | 1.3709 | 0.0005096 | 0.04594 | 0.18836 | 0.00092013 | 0.42216 | 0.004824 | 0.12024 | 1.9469 | 0.00018052 | 0.38806 | 0.13948 | 0.18814 | 0.0027126 | 1.0983 | 0.0023449 | 0.38342 | 1.8433 | 0.63678 | 0.022298 | 0.011276 | 0.022163 | 0.30329 | 0.22884 | 0.51218 | 0.10849 | 0.15241 | 0.0069419 | 0.44624 | 0.23982
1f37113 | UGI | 9 | 15m_167056_407x225x586.dat | 0.1250;0.1250;0.2832 | 407;225;586 | (0.1574;76.2744;26.1825) | 110 | 9.9905 | 69 | 89.1991 | 60 | EZpaque | [73,75] | [90,20] | 1 | 5 | 75 | normal | none | 10.6928 | 5.9856 | 64.0035 | 47.6896 | 26.6957 | 1273.1055 | 1.5631e-13 | 1.492 | 0.0006578 | 0.054991 | 0.22107 | 0.0016839 | 0.50214 | 0.0059777 | 0.14123 | 2.0542 | 0.00098292 | 0.45093 | 0.15718 | 0.21646 | 0.0030704 | 1.2173 | 0.0030108 | 0.44312 | 1.9174 | 0.71045 | 0.02795 | 0.01365 | 0.029143 | 0.34044 | 0.25576 | 0.54974 | 0.1159 | 0.15483 | 0.0088984 | 0.48709 | 0.26958
1f37113 | UGI | 9 | 15m_167056_407x225x586.dat | 0.1250;0.1250;0.2832 | 407;225;586 | (0.1574;76.2744;26.1825) | 60 | 2.5 | 38 | 89.1991 | 60 | EZpaque | [73,75] | [90,20] | 1 | 5 | 75 | normal | none | 10.6928 | 5.9856 | 64.0035 | 47.6896 | 26.6957 | 1273.1055 | 2.5282e-13 | 0.63531 | 7.5105e-05 | 0.010452 | 0.060881 | 0.00022029 | 0.11314 | 0.00055759 | 0.032325 | 1.1013 | 0.00060335 | 0.12037 | 0.052108 | 0.062582 | 0.00029915 | 0.44629 | 0.00040262 | 0.12815 | 1.1282 | 0.25976 | 0.0038848 | 0.0018181 | 0.0037082 | 0.12451 | 0.090478 | 0.28598 | 0.062356 | 0.12923 | 0.0011622 | 0.21116 | 0.096051
1f37113 | UGI | 9 | 15m_167056_407x225x586.dat | 0.1250;0.1250;0.2832 | 407;225;586 | (0.1574;76.2744;26.1825) | 60 | 5.7448 | 47 | 89.1991 | 60 | EZpaque | [73,75] | [90,20] | 1 | 5 | 75 | normal | none | 10.6928 | 5.9856 | 64.0035 | 47.6896 | 26.6957 | 1273.1055 | 1.6415e-13 | 1.2155 | 0.00024621 | 0.026958 | 0.13235 | 0.00064441 | 0.28117 | 0.0017865 | 0.084898 | 1.8541 | 0.00012378 | 0.2862 | 0.11276 | 0.14514 | 0.0010983 | 0.93616 | 0.0011207 | 0.28657 | 1.801 | 0.53564 | 0.013162 | 0.0061401 | 0.011504 | 0.24668 | 0.18903 | 0.46819 | 0.099111 | 0.15151 | 0.0040402 | 0.3926 | 0.19516
1f37113 | UGI | 9 | 15m_167056_407x225x586.dat | 0.1250;0.1250;0.2832 | 407;225;586 | (0.1574;76.2744;26.1825) | 60 | 6.3535 | 49 | 89.1991 | 60 | EZpaque | [73,75] | [90,20] | 1 | 5 | 75 | normal | none | 10.6928 | 5.9856 | 64.0035 | 47.6896 | 26.6957 | 1273.1055 | 1.5673e-13 | 1.3049 | 0.00028454 | 0.030993 | 0.14495 | 0.00057082 | 0.31935 | 0.0023493 | 0.095858 | 1.9473 | 7.2136e-05 | 0.31645 | 0.12346 | 0.15884 | 0.0013024 | 1.0162 | 0.0014155 | 0.31412 | 1.876 | 0.57896 | 0.015264 | 0.0066049 | 0.013557 | 0.26646 | 0.2057 | 0.49003 | 0.10415 | 0.15411 | 0.0052602 | 0.41997 | 0.2114
1f37113 | UGI | 9 | 15m_167056_407x225x586.dat | 0.1250;0.1250;0.2832 | 407;225;586 | (0.1574;76.2744;26.1825) | 80 | 2.9 | 44 | 89.1991 | 60 | EZpaque | [73,75] | [90,20] | 1 | 5 | 75 | normal | none | 10.6928 | 5.9856 | 64.0035 | 47.6896 | 26.6957 | 1273.1055 | 2.2635e-13 | 0.77056 | 0.00015872 | 0.016425 | 0.084319 | 0.00040236 | 0.16883 | 0.0012206 | 0.04993 | 1.2617 | 0.00032939 | 0.17176 | 0.069166 | 0.087288 | 0.00080232 | 0.57326 | 0.00071061 | 0.17607 | 1.2583 | 0.33154 | 0.0076111 | 0.0036562 | 0.0071247 | 0.15833 | 0.11787 | 0.32818 | 0.071006 | 0.13368 | 0.002448 | 0.25557 | 0.12326
1f37113 | UGI | 9 | 15m_167056_407x225x586.dat | 0.1250;0.1250;0.2832 | 407;225;586 | (0.1574;76.2744;26.1825) | 80 | 7.702 | 57 | 89.1991 | 60 | EZpaque | [73,75] | [90,20] | 1 | 5 | 75 | normal | none | 10.6928 | 5.9856 | 64.0035 | 47.6896 | 26.6957 | 1273.1055 | 1.5129e-13 | 1.4198 | 0.00044812 | 0.040075 | 0.18046 | 0.00077605 | 0.40673 | 0.0038755 | 0.1201 | 2.0337 | 0.00033195 | 0.3846 | 0.14304 | 0.18831 | 0.0022597 | 1.1344 | 0.002096 | 0.37806 | 1.9282 | 0.6508 | 0.021053 | 0.010113 | 0.021167 | 0.30529 | 0.23575 | 0.52471 | 0.11125 | 0.1555 | 0.0062921 | 0.45924 | 0.24188
1f37113 | UGI | 9 | 15m_167056_407x225x586.dat | 0.1250;0.1250;0.2832 | 407;225;586 | (0.1574;76.2744;26.1825) | 80 | 8.502 | 60 | 89.1991 | 60 | EZpaque | [73,75] | [90,20] | 1 | 5 | 75 | normal | none | 10.6928 | 5.9856 | 64.0035 | 47.6896 | 26.6957 | 1273.1055 | 1.4755e-13 | 1.4795 | 0.00050918 | 0.044582 | 0.19503 | 0.00098351 | 0.4486 | 0.0043195 | 0.13099 | 2.0933 | 0.0012109 | 0.41489 | 0.1523 | 0.20367 | 0.0025126 | 1.1948 | 0.0022437 | 0.40587 | 1.9699 | 0.68612 | 0.023148 | 0.011458 | 0.023516 | 0.32333 | 0.25012 | 0.54303 | 0.11511 | 0.15685 | 0.0070571 | 0.48028 | 0.25638

## Abnormal KAP
Git Commit | Procedure | Field # | Phantom | Voxel Size | Voxel Array | Source Coordinate | Peak Potential | HVL | Average Energy | FDD | SSD | Contrast Material | Contrast Location | Contrast Percentage | # of Radigraphs | Field Time | Total Procedure Time | Disease State | Disease | Field Width @ 20cm | Field Height @ 20cm | Field Area @ 20cm | Field Width @ Image | Field Height @ Image | Field Area @ Image | KAP | Adrenals | Brain | Breast | Colon | ET | GB-wall | Gonads | Ht-wall | Kidneys | Eye-lens | Liver | Lungs | Oesophagus | O-mucosa | Pancreas | S-glands | SI-wall | Spleen | St-wall | Thymus | Thyroid | UB-wall | R-marrow | Endost-BS | Lymph | Muscle | Skin | Prostate / Uterus | Remainder | Effective Dose
- | - | - | - | - | - | - | kVp | mm Al | keV | cm | cm | - | - | - | - | s | s | - | - | cm | cm | cm2 | cm | cm | cm2 | Gy-cm2 | mGy/Gy-cm2 | mGy/Gy-cm2 | mGy/Gy-cm2 | mGy/Gy-cm2 | mGy/Gy-cm2 | mGy/Gy-cm2 | mGy/Gy-cm2 | mGy/Gy-cm2 | mGy/Gy-cm2 | mGy/Gy-cm2 | mGy/Gy-cm2 | mGy/Gy-cm2 | mGy/Gy-cm2 | mGy/Gy-cm2 | mGy/Gy-cm2 | mGy/Gy-cm2 | mGy/Gy-cm2 | mGy/Gy-cm2 | mGy/Gy-cm2 | mGy/Gy-cm2 | mGy/Gy-cm2 | mGy/Gy-cm2 | mGy/Gy-cm2 | mGy/Gy-cm2 | mGy/Gy-cm2 | mGy/Gy-cm2 | mGy/Gy-cm2 | mGy/Gy-cm2 | mGy/Gy-cm2 | mSv/Gy-cm2
1f37113 | UGI_a | 1 | 00f_051004_345x211x716.dat | 0.0663;0.0663;0.0663 | 345;211;716 | (1.3504;68.1881;1.0307) | 110 | 3.9 | 52 | 78.0611 | 60 | EZpaque | [5] | [0] | 1 | 10 | 80 | abnormal | malrotation w volvus / ladd's bands | 4.0907 | 3.0256 | 12.3769 | 15.9664 | 11.8091 | 188.5484 | 2.1634e-13 | 4.8795 | 0.018547 | 1.7755 | 4.0804 | 0.064515 | 6.5759 | 0.85839 | 1.7475 | 5.2012 | 0.045916 | 7.8614 | 1.9502 | 1.8646 | 0.1269 | 2.7678 | 0.11145 | 3.45 | 2.3631 | 3.6403 | 0.44657 | 0.19116 | 0.45191 | 1.0297 | 1.0981 | 2.9552 | 1.0786 | 1.5499 | 0.53227 | 2.1773 | 2.2696
1f37113 | UGI_a | 1 | 00f_051004_345x211x716.dat | 0.0663;0.0663;0.0663 | 345;211;716 | (1.3504;68.1881;1.0307) | 110 | 7.85 | 62 | 78.0611 | 60 | EZpaque | [5] | [0] | 1 | 10 | 80 | abnormal | malrotation w volvus / ladd's bands | 4.0907 | 3.0256 | 12.3769 | 15.9664 | 11.8091 | 188.5484 | 1.7276e-13 | 6.4414 | 0.031156 | 2.2044 | 5.052 | 0.093305 | 8.5681 | 1.2203 | 2.4053 | 6.6747 | 0.0943 | 9.5504 | 2.5505 | 2.58 | 0.18789 | 3.939 | 0.16928 | 4.5503 | 3.4312 | 5.0535 | 0.64964 | 0.29452 | 0.65502 | 1.4112 | 1.505 | 3.7511 | 1.3574 | 1.6863 | 0.78521 | 2.8867 | 2.9537
1f37113 | UGI_a | 1 | 00f_051004_345x211x716.dat | 0.0663;0.0663;0.0663 | 345;211;716 | (1.3504;68.1881;1.0307) | 110 | 9.9905 | 69 | 78.0611 | 60 | EZpaque | [5] | [0] | 1 | 10 | 80 | abnormal | malrotation w volvus / ladd's bands | 4.0907 | 3.0256 | 12.3769 | 15.9664 | 11.8091 | 188.5484 | 1.6703e-13 | 6.8402 | 0.037494 | 2.4045 | 5.237 | 0.11294 | 8.8585 | 1.3742 | 2.5661 | 6.9582 | 0.094835 | 9.7464 | 2.6753 | 2.7952 | 0.21212 | 4.295 | 0.19125 | 4.7969 | 3.7781 | 5.3744 | 0.71671 | 0.34744 | 0.71929 | 1.5224 | 1.6148 | 3.9588 | 1.4179 | 1.7014 | 0.84669 | 3.0532 | 3.1217
1f37113 | UGI_a | 1 | 00f_051004_345x211x716.dat | 0.0663;0.0663;0.0663 | 345;211;716 | (1.3504;68.1881;1.0307) | 60 | 2.5 | 38 | 78.0611 | 60 | EZpaque | [5] | [0] | 1 | 10 | 80 | abnormal | malrotation w volvus / ladd's bands | 4.0907 | 3.0256 | 12.3769 | 15.9664 | 11.8091 | 188.5484 | 2.7031e-13 | 3.6785 | 0.0070504 | 1.4031 | 3.3249 | 0.031027 | 5.0797 | 0.56934 | 1.2297 | 4.0716 | 0.033807 | 6.6286 | 1.4845 | 1.3175 | 0.077081 | 1.8025 | 0.059609 | 2.5922 | 1.5038 | 2.492 | 0.27196 | 0.10582 | 0.27409 | 0.71873 | 0.76688 | 2.3386 | 0.86196 | 1.447 | 0.337 | 1.6253 | 1.7272
1f37113 | UGI_a | 1 | 00f_051004_345x211x716.dat | 0.0663;0.0663;0.0663 | 345;211;716 | (1.3504;68.1881;1.0307) | 60 | 5.7448 | 47 | 78.0611 | 60 | EZpaque | [5] | [0] | 1 | 10 | 80 | abnormal | malrotation w volvus / ladd's bands | 4.0907 | 3.0256 | 12.3769 | 15.9664 | 11.8091 | 188.5484 | 1.7553e-13 | 6.0685 | 0.020178 | 2.1159 | 4.9784 | 0.075007 | 8.279 | 1.2038 | 2.2692 | 6.5072 | 0.074039 | 9.6332 | 2.4551 | 2.3693 | 0.15178 | 3.5349 | 0.14047 | 4.3596 | 3.0365 | 4.6437 | 0.58287 | 0.24354 | 0.59642 | 1.2755 | 1.3815 | 3.5728 | 1.3113 | 1.7085 | 0.7102 | 2.7313 | 2.8265
1f37113 | UGI_a | 1 | 00f_051004_345x211x716.dat | 0.0663;0.0663;0.0663 | 345;211;716 | (1.3504;68.1881;1.0307) | 60 | 6.3535 | 49 | 78.0611 | 60 | EZpaque | [5] | [0] | 1 | 10 | 80 | abnormal | malrotation w volvus / ladd's bands | 4.0907 | 3.0256 | 12.3769 | 15.9664 | 11.8091 | 188.5484 | 1.676e-13 | 6.3498 | 0.023277 | 2.2575 | 5.1426 | 0.086798 | 8.5104 | 1.2527 | 2.4029 | 6.7729 | 0.061988 | 9.912 | 2.5693 | 2.4945 | 0.17185 | 3.7693 | 0.1548 | 4.5557 | 3.245 | 4.9392 | 0.63331 | 0.28233 | 0.63498 | 1.355 | 1.47 | 3.7312 | 1.3621 | 1.7324 | 0.7604 | 2.8563 | 2.9614
1f37113 | UGI_a | 1 | 00f_051004_345x211x716.dat | 0.0663;0.0663;0.0663 | 345;211;716 | (1.3504;68.1881;1.0307) | 80 | 2.9 | 44 | 78.0611 | 60 | EZpaque | [5] | [0] | 1 | 10 | 80 | abnormal | malrotation w volvus / ladd's bands | 4.0907 | 3.0256 | 12.3769 | 15.9664 | 11.8091 | 188.5484 | 2.4202e-13 | 4.1778 | 0.01197 | 1.6045 | 3.6451 | 0.042844 | 5.7409 | 0.73238 | 1.4531 | 4.5521 | 0.033848 | 7.1466 | 1.6867 | 1.562 | 0.095175 | 2.2215 | 0.081721 | 2.9527 | 1.8661 | 2.9775 | 0.35013 | 0.15252 | 0.35381 | 0.85272 | 0.91313 | 2.5956 | 0.95284 | 1.4916 | 0.42885 | 1.8627 | 1.9677
1f37113 | UGI_a | 1 | 00f_051004_345x211x716.dat | 0.0663;0.0663;0.0663 | 345;211;716 | (1.3504;68.1881;1.0307) | 80 | 7.702 | 57 | 78.0611 | 60 | EZpaque | [5] | [0] | 1 | 10 | 80 | abnormal | malrotation w volvus / ladd's bands | 4.0907 | 3.0256 | 12.3769 | 15.9664 | 11.8091 | 188.5484 | 1.6177e-13 | 6.6571 | 0.030793 | 2.2435 | 5.2438 | 0.094031 | 8.7416 | 1.3273 | 2.5299 | 6.9557 | 0.073464 | 9.9576 | 2.6652 | 2.652 | 0.19474 | 4.0457 | 0.17875 | 4.7354 | 3.5299 | 5.1905 | 0.68642 | 0.32562 | 0.69316 | 1.4642 | 1.5802 | 3.8456 | 1.4049 | 1.7308 | 0.83114 | 2.9795 | 3.0609
1f37113 | UGI_a | 1 | 00f_051004_345x211x716.dat | 0.0663;0.0663;0.0663 | 345;211;716 | (1.3504;68.1881;1.0307) | 80 | 8.502 | 60 | 78.0611 | 60 | EZpaque | [5] | [0] | 1 | 10 | 80 | abnormal | malrotation w volvus / ladd's bands | 4.0907 | 3.0256 | 12.3769 | 15.9664 | 11.8091 | 188.5484 | 1.5776e-13 | 6.8238 | 0.033878 | 2.3275 | 5.3207 | 0.097112 | 8.9588 | 1.4143 | 2.6075 | 7.0964 | 0.059474 | 10.0738 | 2.733 | 2.7704 | 0.20639 | 4.219 | 0.18567 | 4.8557 | 3.6944 | 5.3771 | 0.72187 | 0.32436 | 0.72099 | 1.5239 | 1.6434 | 3.9342 | 1.4358 | 1.7393 | 0.87128 | 3.0646 | 3.1464
1f37113 | UGI_a | 2 | 00f_051004_345x211x716.dat | 0.0663;0.0663;0.0663 | 345;211;716 | (1.3504;68.1881;0.4966) | 110 | 3.9 | 52 | 78.0611 | 60 | EZpaque | [5] | [0] | 0 | 10 | 80 | abnormal | malrotation w volvus / ladd's bands | 4.0907 | 1.942 | 7.9441 | 15.9664 | 7.5796 | 121.0191 | 1.7448e-13 | 6.9253 | 0.014139 | 0.45532 | 4.8137 | 0.047855 | 9.2586 | 0.77667 | 0.74216 | 6.6714 | 0.038198 | 8.6424 | 0.69729 | 1.1503 | 0.094362 | 3.8065 | 0.075025 | 3.7477 | 3.0497 | 4.9063 | 0.28477 | 0.14408 | 0.4174 | 0.82611 | 0.87257 | 2.8838 | 0.97997 | 1.5657 | 0.49281 | 2.5681 | 2.2136
1f37113 | UGI_a | 2 | 00f_051004_345x211x716.dat | 0.0663;0.0663;0.0663 | 345;211;716 | (1.3504;68.1881;0.4966) | 110 | 7.85 | 62 | 78.0611 | 60 | EZpaque | [5] | [0] | 0 | 10 | 80 | abnormal | malrotation w volvus / ladd's bands | 4.0907 | 1.942 | 7.9441 | 15.9664 | 7.5796 | 121.0191 | 1.3934e-13 | 9.1001 | 0.024345 | 0.68616 | 5.959 | 0.076166 | 12.0712 | 1.1236 | 1.0796 | 8.5618 | 0.039365 | 10.3761 | 1.002 | 1.6239 | 0.14475 | 5.4086 | 0.12195 | 4.968 | 4.4071 | 6.7609 | 0.43028 | 0.21448 | 0.6185 | 1.161 | 1.2266 | 3.6766 | 1.2434 | 1.7047 | 0.73195 | 3.4019 | 2.9105
1f37113 | UGI_a | 2 | 00f_051004_345x211x716.dat | 0.0663;0.0663;0.0663 | 345;211;716 | (1.3504;68.1881;0.4966) | 110 | 9.9905 | 69 | 78.0611 | 60 | EZpaque | [5] | [0] | 0 | 10 | 80 | abnormal | malrotation w volvus / ladd's bands | 4.0907 | 1.942 | 7.9441 | 15.9664 | 7.5796 | 121.0191 | 1.3472e-13 | 9.6145 | 0.029189 | 0.71672 | 6.1633 | 0.092062 | 12.5197 | 1.2635 | 1.1763 | 8.9323 | 0.04755 | 10.5512 | 1.076 | 1.7628 | 0.16126 | 5.8874 | 0.14181 | 5.2373 | 4.8544 | 7.2615 | 0.48435 | 0.25924 | 0.67358 | 1.2625 | 1.3274 | 3.8571 | 1.3002 | 1.7171 | 0.79956 | 3.5907 | 3.0716
1f37113 | UGI_a | 2 | 00f_051004_345x211x716.dat | 0.0663;0.0663;0.0663 | 345;211;716 | (1.3504;68.1881;0.4966) | 60 | 2.5 | 38 | 78.0611 | 60 | EZpaque | [5] | [0] | 0 | 10 | 80 | abnormal | malrotation w volvus / ladd's bands | 4.0907 | 1.942 | 7.9441 | 15.9664 | 7.5796 | 121.0191 | 2.1799e-13 | 5.2824 | 0.0051173 | 0.30955 | 3.9473 | 0.016985 | 7.384 | 0.51824 | 0.46209 | 5.2288 | 0.020506 | 7.3895 | 0.44614 | 0.765 | 0.046237 | 2.5112 | 0.038715 | 2.7949 | 1.9278 | 3.4169 | 0.15621 | 0.06549 | 0.25025 | 0.55109 | 0.58185 | 2.263 | 0.77558 | 1.4651 | 0.29671 | 1.9389 | 1.6744
1f37113 | UGI_a | 2 | 00f_051004_345x211x716.dat | 0.0663;0.0663;0.0663 | 345;211;716 | (1.3504;68.1881;0.4966) | 60 | 5.7448 | 47 | 78.0611 | 60 | EZpaque | [5] | [0] | 0 | 10 | 80 | abnormal | malrotation w volvus / ladd's bands | 4.0907 | 1.942 | 7.9441 | 15.9664 | 7.5796 | 121.0191 | 1.4156e-13 | 8.5634 | 0.015022 | 0.61215 | 5.8689 | 0.053603 | 11.6936 | 1.0744 | 0.99515 | 8.3423 | 0.048828 | 10.5273 | 0.92126 | 1.4591 | 0.12192 | 4.8562 | 0.092232 | 4.7421 | 3.8807 | 6.2514 | 0.35839 | 0.16662 | 0.55558 | 1.0305 | 1.1045 | 3.4907 | 1.197 | 1.733 | 0.63648 | 3.217 | 2.7719
1f37113 | UGI_a | 2 | 00f_051004_345x211x716.dat | 0.0663;0.0663;0.0663 | 345;211;716 | (1.3504;68.1881;0.4966) | 60 | 6.3535 | 49 | 78.0611 | 60 | EZpaque | [5] | [0] | 0 | 10 | 80 | abnormal | malrotation w volvus / ladd's bands | 4.0907 | 1.942 | 7.9441 | 15.9664 | 7.5796 | 121.0191 | 1.3516e-13 | 8.9612 | 0.017253 | 0.71332 | 6.073 | 0.054952 | 11.9857 | 1.1429 | 1.0779 | 8.6785 | 0.058919 | 10.8079 | 0.99015 | 1.5355 | 0.12135 | 5.1655 | 0.10653 | 4.9675 | 4.1459 | 6.5871 | 0.3913 | 0.1888 | 0.60409 | 1.1012 | 1.1825 | 3.6417 | 1.2461 | 1.756 | 0.6905 | 3.3543 | 2.9058
1f37113 | UGI_a | 2 | 00f_051004_345x211x716.dat | 0.0663;0.0663;0.0663 | 345;211;716 | (1.3504;68.1881;0.4966) | 80 | 2.9 | 44 | 78.0611 | 60 | EZpaque | [5] | [0] | 0 | 10 | 80 | abnormal | malrotation w volvus / ladd's bands | 4.0907 | 1.942 | 7.9441 | 15.9664 | 7.5796 | 121.0191 | 1.9518e-13 | 5.9781 | 0.0090256 | 0.3877 | 4.3151 | 0.029224 | 8.2632 | 0.6659 | 0.59115 | 5.8495 | 0.037149 | 7.9138 | 0.5579 | 0.9189 | 0.06948 | 3.0779 | 0.054017 | 3.1952 | 2.4007 | 4.0545 | 0.20919 | 0.09726 | 0.3266 | 0.66994 | 0.71031 | 2.5105 | 0.86074 | 1.5107 | 0.38812 | 2.2135 | 1.9102
1f37113 | UGI_a | 2 | 00f_051004_345x211x716.dat | 0.0663;0.0663;0.0663 | 345;211;716 | (1.3504;68.1881;0.4966) | 80 | 7.702 | 57 | 78.0611 | 60 | EZpaque | [5] | [0] | 0 | 10 | 80 | abnormal | malrotation w volvus / ladd's bands | 4.0907 | 1.942 | 7.9441 | 15.9664 | 7.5796 | 121.0191 | 1.3047e-13 | 9.3565 | 0.023556 | 0.7093 | 6.1868 | 0.076794 | 12.5535 | 1.2477 | 1.1611 | 8.9004 | 0.051515 | 10.8197 | 1.0668 | 1.6965 | 0.14403 | 5.5871 | 0.1197 | 5.1702 | 4.509 | 6.9746 | 0.45154 | 0.23565 | 0.66256 | 1.2035 | 1.2865 | 3.767 | 1.2885 | 1.7519 | 0.77062 | 3.5254 | 3.0282
1f37113 | UGI_a | 2 | 00f_051004_345x211x716.dat | 0.0663;0.0663;0.0663 | 345;211;716 | (1.3504;68.1881;0.4966) | 80 | 8.502 | 60 | 78.0611 | 60 | EZpaque | [5] | [0] | 0 | 10 | 80 | abnormal | malrotation w volvus / ladd's bands | 4.0907 | 1.942 | 7.9441 | 15.9664 | 7.5796 | 121.0191 | 1.2723e-13 | 9.5903 | 0.026335 | 0.73336 | 6.292 | 0.092893 | 12.6666 | 1.321 | 1.2087 | 9.0763 | 0.065979 | 10.9312 | 1.1103 | 1.7686 | 0.15939 | 5.8079 | 0.13104 | 5.2984 | 4.7259 | 7.2299 | 0.48278 | 0.24273 | 0.70643 | 1.2579 | 1.344 | 3.868 | 1.3176 | 1.7572 | 0.79524 | 3.6098 | 3.1122
1f37113 | UGI_a | 3 | 00f_051004_345x211x716.dat | 0.0663;0.0663;0.0663 | 345;211;716 | (1.3504;68.1881;0.4966) | 110 | 3.9 | 52 | 78.0611 | 60 | EZpaque | [5,133,110] | [30,30,100] | 1 | 10 | 80 | abnormal | malrotation w volvus / ladd's bands | 4.0907 | 1.942 | 7.9441 | 15.9664 | 7.5796 | 121.0191 | 1.7448e-13 | 6.9253 | 0.012857 | 0.45325 | 4.8127 | 0.045655 | 9.2586 | 0.77684 | 0.7338 | 6.6697 | 0.038582 | 8.6401 | 0.67895 | 18.7768 | 0.27818 | 3.804 | 0.072652 | 3.747 | 2.9331 | 4.8824 | 0.27904 | 0.13783 | 0.41699 | 0.82037 | 0.86588 | 2.8808 | 0.97689 | 1.5643 | 0.49272 | 3.9359 | 3.0762
1f37113 | UGI_a | 3 | 00f_051004_345x211x716.dat | 0.0663;0.0663;0.0663 | 345;211;716 | (1.3504;68.1881;0.4966) | 110 | 7.85 | 62 | 78.0611 | 60 | EZpaque | [5,133,110] | [30,30,100] | 1 | 10 | 80 | abnormal | malrotation w volvus / ladd's bands | 4.0907 | 1.942 | 7.9441 | 15.9664 | 7.5796 | 121.0191 | 1.3934e-13 | 9.0972 | 0.02211 | 0.68135 | 5.9573 | 0.071839 | 12.0763 | 1.1275 | 1.0682 | 8.559 | 0.040361 | 10.3747 | 0.9774 | 30.1286 | 0.46446 | 5.4056 | 0.11852 | 4.9669 | 4.2545 | 6.7366 | 0.42378 | 0.21424 | 0.61723 | 1.1523 | 1.2164 | 3.6724 | 1.2391 | 1.7027 | 0.73124 | 5.6161 | 4.3087
1f37113 | UGI_a | 3 | 00f_051004_345x211x716.dat | 0.0663;0.0663;0.0663 | 345;211;716 | (1.3504;68.1881;0.4966) | 110 | 9.9905 | 69 | 78.0611 | 60 | EZpaque | [5,133,110] | [30,30,100] | 1 | 10 | 80 | abnormal | malrotation w volvus / ladd's bands | 4.0907 | 1.942 | 7.9441 | 15.9664 | 7.5796 | 121.0191 | 1.3472e-13 | 9.6137 | 0.026589 | 0.71262 | 6.1621 | 0.077284 | 12.5271 | 1.2623 | 1.1643 | 8.9286 | 0.046788 | 10.5497 | 1.0529 | 34.711 | 0.545 | 5.8866 | 0.13796 | 5.2361 | 4.6976 | 7.2393 | 0.47605 | 0.25068 | 0.67322 | 1.2529 | 1.3161 | 3.8522 | 1.2956 | 1.7147 | 0.79986 | 6.1503 | 4.6887
1f37113 | UGI_a | 3 | 00f_051004_345x211x716.dat | 0.0663;0.0663;0.0663 | 345;211;716 | (1.3504;68.1881;0.4966) | 60 | 2.5 | 38 | 78.0611 | 60 | EZpaque | [5,133,110] | [30,30,100] | 1 | 10 | 80 | abnormal | malrotation w volvus / ladd's bands | 4.0907 | 1.942 | 7.9441 | 15.9664 | 7.5796 | 121.0191 | 2.1799e-13 | 5.2746 | 0.0046719 | 0.30891 | 3.9468 | 0.015784 | 7.3821 | 0.5182 | 0.45388 | 5.2269 | 0.018253 | 7.3867 | 0.4312 | 8.7405 | 0.10302 | 2.509 | 0.036782 | 2.7943 | 1.8393 | 3.3953 | 0.15271 | 0.063706 | 0.2503 | 0.54786 | 0.57821 | 2.2594 | 0.77367 | 1.4645 | 0.29672 | 2.5542 | 2.062
1f37113 | UGI_a | 3 | 00f_051004_345x211x716.dat | 0.0663;0.0663;0.0663 | 345;211;716 | (1.3504;68.1881;0.4966) | 60 | 5.7448 | 47 | 78.0611 | 60 | EZpaque | [5,133,110] | [30,30,100] | 1 | 10 | 80 | abnormal | malrotation w volvus / ladd's bands | 4.0907 | 1.942 | 7.9441 | 15.9664 | 7.5796 | 121.0191 | 1.4156e-13 | 8.5641 | 0.013455 | 0.60727 | 5.8681 | 0.050016 | 11.6993 | 1.0755 | 0.9818 | 8.3395 | 0.048669 | 10.5252 | 0.893 | 22.3382 | 0.30109 | 4.8507 | 0.089647 | 4.7412 | 3.7138 | 6.2144 | 0.34979 | 0.16266 | 0.5555 | 1.0226 | 1.0954 | 3.4865 | 1.1927 | 1.7311 | 0.63553 | 4.8338 | 3.7913
1f37113 | UGI_a | 3 | 00f_051004_345x211x716.dat | 0.0663;0.0663;0.0663 | 345;211;716 | (1.3504;68.1881;0.4966) | 60 | 6.3535 | 49 | 78.0611 | 60 | EZpaque | [5,133,110] | [30,30,100] | 1 | 10 | 80 | abnormal | malrotation w volvus / ladd's bands | 4.0907 | 1.942 | 7.9441 | 15.9664 | 7.5796 | 121.0191 | 1.3516e-13 | 8.9612 | 0.015395 | 0.7079 | 6.0716 | 0.052891 | 11.9828 | 1.1416 | 1.0622 | 8.6756 | 0.059065 | 10.8056 | 0.96056 | 25.1707 | 0.33512 | 5.1596 | 0.10169 | 4.9665 | 3.9707 | 6.5568 | 0.38308 | 0.18673 | 0.60347 | 1.0926 | 1.1725 | 3.6373 | 1.2415 | 1.7541 | 0.69 | 5.185 | 4.0614
1f37113 | UGI_a | 3 | 00f_051004_345x211x716.dat | 0.0663;0.0663;0.0663 | 345;211;716 | (1.3504;68.1881;0.4966) | 80 | 2.9 | 44 | 78.0611 | 60 | EZpaque | [5,133,110] | [30,30,100] | 1 | 10 | 80 | abnormal | malrotation w volvus / ladd's bands | 4.0907 | 1.942 | 7.9441 | 15.9664 | 7.5796 | 121.0191 | 1.9518e-13 | 5.9745 | 0.0080977 | 0.38557 | 4.314 | 0.026214 | 8.2637 | 0.6657 | 0.58229 | 5.8475 | 0.036025 | 7.9107 | 0.54145 | 13.1787 | 0.18222 | 3.0747 | 0.053136 | 3.1948 | 2.3019 | 4.0325 | 0.20512 | 0.093017 | 0.32638 | 0.66548 | 0.70518 | 2.5071 | 0.8583 | 1.5096 | 0.38775 | 3.1626 | 2.5086
1f37113 | UGI_a | 3 | 00f_051004_345x211x716.dat | 0.0663;0.0663;0.0663 | 345;211;716 | (1.3504;68.1881;0.4966) | 80 | 7.702 | 57 | 78.0611 | 60 | EZpaque | [5,133,110] | [30,30,100] | 1 | 10 | 80 | abnormal | malrotation w volvus / ladd's bands | 4.0907 | 1.942 | 7.9441 | 15.9664 | 7.5796 | 121.0191 | 1.3047e-13 | 9.3519 | 0.021189 | 0.70682 | 6.1848 | 0.072697 | 12.5496 | 1.2462 | 1.1456 | 8.8973 | 0.04425 | 10.8174 | 1.0381 | 31.3775 | 0.45685 | 5.5823 | 0.11752 | 5.1694 | 4.3421 | 6.9389 | 0.44221 | 0.22597 | 0.66166 | 1.194 | 1.2753 | 3.7627 | 1.2837 | 1.7495 | 0.76993 | 5.8281 | 4.4815
1f37113 | UGI_a | 3 | 00f_051004_345x211x716.dat | 0.0663;0.0663;0.0663 | 345;211;716 | (1.3504;68.1881;0.4966) | 80 | 8.502 | 60 | 78.0611 | 60 | EZpaque | [5,133,110] | [30,30,100] | 1 | 10 | 80 | abnormal | malrotation w volvus / ladd's bands | 4.0907 | 1.942 | 7.9441 | 15.9664 | 7.5796 | 121.0191 | 1.2723e-13 | 9.5887 | 0.023707 | 0.73065 | 6.2898 | 0.08365 | 12.6626 | 1.3219 | 1.1946 | 9.0731 | 0.053238 | 10.9296 | 1.0807 | 34.1933 | 0.50671 | 5.8048 | 0.12779 | 5.2973 | 4.5529 | 7.2113 | 0.47294 | 0.23768 | 0.70601 | 1.2477 | 1.3319 | 3.8627 | 1.3128 | 1.7551 | 0.79406 | 6.1257 | 4.7031
1f37113 | UGI_a | 4 | 00f_051004_345x211x716.dat | 0.0663;0.0663;0.0663 | 345;211;716 | (1.3504;68.1881;0.4966) | 110 | 3.9 | 52 | 78.0611 | 60 | EZpaque | [5,133,110,73] | [10,10,100,10] | 1 | 15 | 80 | abnormal | malrotation w volvus / ladd's bands | 4.0907 | 1.942 | 7.9441 | 15.9664 | 7.5796 | 121.0191 | 1.7448e-13 | 6.9253 | 0.012757 | 0.44908 | 4.7588 | 0.047698 | 9.3067 | 0.76818 | 0.7201 | 6.6439 | 0.040476 | 8.6401 | 0.66353 | 18.5011 | 0.17432 | 3.656 | 0.071207 | 3.7322 | 2.6371 | 4.6187 | 0.27131 | 0.13148 | 0.41564 | 0.81293 | 0.85769 | 2.8745 | 0.96963 | 1.5562 | 0.4862 | 3.8942 | 3.0176
1f37113 | UGI_a | 4 | 00f_051004_345x211x716.dat | 0.0663;0.0663;0.0663 | 345;211;716 | (1.3504;68.1881;0.4966) | 110 | 7.85 | 62 | 78.0611 | 60 | EZpaque | [5,133,110,73] | [10,10,100,10] | 1 | 15 | 80 | abnormal | malrotation w volvus / ladd's bands | 4.0907 | 1.942 | 7.9441 | 15.9664 | 7.5796 | 121.0191 | 1.3934e-13 | 9.0936 | 0.021912 | 0.66146 | 5.8899 | 0.073224 | 12.092 | 1.1093 | 1.0509 | 8.5353 | 0.034834 | 10.3804 | 0.95694 | 29.67 | 0.28984 | 5.2599 | 0.11515 | 4.9554 | 3.9054 | 6.5268 | 0.41397 | 0.20971 | 0.60715 | 1.1411 | 1.204 | 3.6646 | 1.2298 | 1.6905 | 0.72162 | 5.5514 | 4.2411
1f37113 | UGI_a | 4 | 00f_051004_345x211x716.dat | 0.0663;0.0663;0.0663 | 345;211;716 | (1.3504;68.1881;0.4966) | 110 | 9.9905 | 69 | 78.0611 | 60 | EZpaque | [5,133,110,73] | [10,10,100,10] | 1 | 15 | 80 | abnormal | malrotation w volvus / ladd's bands | 4.0907 | 1.942 | 7.9441 | 15.9664 | 7.5796 | 121.0191 | 1.3472e-13 | 9.6152 | 0.026439 | 0.71286 | 6.0971 | 0.07986 | 12.5471 | 1.2569 | 1.1425 | 8.9056 | 0.048184 | 10.5557 | 1.0321 | 34.0882 | 0.32768 | 5.767 | 0.13545 | 5.2294 | 4.3835 | 7.1136 | 0.46611 | 0.2408 | 0.66216 | 1.241 | 1.3029 | 3.849 | 1.286 | 1.704 | 0.7813 | 6.072 | 4.6263
1f37113 | UGI_a | 4 | 00f_051004_345x211x716.dat | 0.0663;0.0663;0.0663 | 345;211;716 | (1.3504;68.1881;0.4966) | 60 | 2.5 | 38 | 78.0611 | 60 | EZpaque | [5,133,110,73] | [10,10,100,10] | 1 | 15 | 80 | abnormal | malrotation w volvus / ladd's bands | 4.0907 | 1.942 | 7.9441 | 15.9664 | 7.5796 | 121.0191 | 2.1799e-13 | 5.26 | 0.0046402 | 0.30205 | 3.8939 | 0.016916 | 7.3973 | 0.51288 | 0.44441 | 5.2068 | 0.018278 | 7.3812 | 0.42152 | 8.6515 | 0.075835 | 2.3375 | 0.037058 | 2.7721 | 1.5835 | 3.0234 | 0.14959 | 0.060788 | 0.24804 | 0.54362 | 0.57357 | 2.2517 | 0.76806 | 1.4585 | 0.29356 | 2.5285 | 2.001
1f37113 | UGI_a | 4 | 00f_051004_345x211x716.dat | 0.0663;0.0663;0.0663 | 345;211;716 | (1.3504;68.1881;0.4966) | 60 | 5.7448 | 47 | 78.0611 | 60 | EZpaque | [5,133,110,73] | [10,10,100,10] | 1 | 15 | 80 | abnormal | malrotation w volvus / ladd's bands | 4.0907 | 1.942 | 7.9441 | 15.9664 | 7.5796 | 121.0191 | 1.4156e-13 | 8.5585 | 0.013392 | 0.60584 | 5.7843 | 0.049227 | 11.7501 | 1.0601 | 0.96294 | 8.3048 | 0.048712 | 10.5393 | 0.87513 | 22.0789 | 0.20103 | 4.6117 | 0.088191 | 4.7264 | 3.2556 | 5.8012 | 0.3393 | 0.15381 | 0.55221 | 1.0124 | 1.0841 | 3.476 | 1.1823 | 1.718 | 0.62697 | 4.7839 | 3.7103
1f37113 | UGI_a | 4 | 00f_051004_345x211x716.dat | 0.0663;0.0663;0.0663 | 345;211;716 | (1.3504;68.1881;0.4966) | 60 | 6.3535 | 49 | 78.0611 | 60 | EZpaque | [5,133,110,73] | [10,10,100,10] | 1 | 15 | 80 | abnormal | malrotation w volvus / ladd's bands | 4.0907 | 1.942 | 7.9441 | 15.9664 | 7.5796 | 121.0191 | 1.3516e-13 | 8.9597 | 0.015297 | 0.68069 | 5.9883 | 0.056315 | 12.1936 | 1.1372 | 1.04 | 8.6416 | 0.063101 | 10.8219 | 0.93969 | 24.8622 | 0.21821 | 4.941 | 0.10005 | 4.9552 | 3.4981 | 6.1886 | 0.37262 | 0.17734 | 0.59524 | 1.0811 | 1.1597 | 3.6252 | 1.2306 | 1.7407 | 0.68313 | 5.1446 | 3.9822
1f37113 | UGI_a | 4 | 00f_051004_345x211x716.dat | 0.0663;0.0663;0.0663 | 345;211;716 | (1.3504;68.1881;0.4966) | 80 | 2.9 | 44 | 78.0611 | 60 | EZpaque | [5,133,110,73] | [10,10,100,10] | 1 | 15 | 80 | abnormal | malrotation w volvus / ladd's bands | 4.0907 | 1.942 | 7.9441 | 15.9664 | 7.5796 | 121.0191 | 1.9518e-13 | 5.9653 | 0.0081315 | 0.37428 | 4.2554 | 0.025877 | 8.2673 | 0.65776 | 0.57071 | 5.8229 | 0.030823 | 7.9081 | 0.53136 | 12.9958 | 0.11871 | 2.9144 | 0.050871 | 3.1749 | 2.0315 | 3.7004 | 0.19953 | 0.088683 | 0.32393 | 0.65957 | 0.69869 | 2.4996 | 0.85199 | 1.5027 | 0.38395 | 3.1263 | 2.4456
1f37113 | UGI_a | 4 | 00f_051004_345x211x716.dat | 0.0663;0.0663;0.0663 | 345;211;716 | (1.3504;68.1881;0.4966) | 80 | 7.702 | 57 | 78.0611 | 60 | EZpaque | [5,133,110,73] | [10,10,100,10] | 1 | 15 | 80 | abnormal | malrotation w volvus / ladd's bands | 4.0907 | 1.942 | 7.9441 | 15.9664 | 7.5796 | 121.0191 | 1.3047e-13 | 9.3419 | 0.020986 | 0.69399 | 6.1126 | 0.075519 | 12.6554 | 1.2487 | 1.1252 | 8.8674 | 0.047406 | 10.8281 | 1.0137 | 30.8763 | 0.27686 | 5.3877 | 0.11589 | 5.1571 | 3.9453 | 6.7131 | 0.42899 | 0.21513 | 0.6512 | 1.1815 | 1.2614 | 3.7574 | 1.273 | 1.7364 | 0.76136 | 5.7617 | 4.4113
1f37113 | UGI_a | 4 | 00f_051004_345x211x716.dat | 0.0663;0.0663;0.0663 | 345;211;716 | (1.3504;68.1881;0.4966) | 80 | 8.502 | 60 | 78.0611 | 60 | EZpaque | [5,133,110,73] | [10,10,100,10] | 1 | 15 | 80 | abnormal | malrotation w volvus / ladd's bands | 4.0907 | 1.942 | 7.9441 | 15.9664 | 7.5796 | 121.0191 | 1.2723e-13 | 9.5966 | 0.023408 | 0.72777 | 6.213 | 0.085442 | 12.742 | 1.2966 | 1.1714 | 9.0511 | 0.056865 | 10.9382 | 1.0578 | 33.6187 | 0.31779 | 5.63 | 0.12331 | 5.2888 | 4.1529 | 7.0201 | 0.4583 | 0.23113 | 0.69471 | 1.2346 | 1.3172 | 3.854 | 1.3019 | 1.7417 | 0.78323 | 6.0535 | 4.6319
1f37113 | UGI_a | 5 | 00f_051004_345x211x716.dat | 0.0663;0.0663;0.0663 | 345;211;716 | (0.0901;67.0610;-0.1715) | 110 | 3.9 | 52 | 76.6025 | 60 | EZpaque | [73,75] | [90,20] | 1 | 15 | 80 | abnormal | malrotation w volvus / ladd's bands | 4.788 | 2.4884 | 11.9143 | 18.3385 | 9.5309 | 174.7815 | 1.8564e-13 | 10.0314 | 0.01041 | 0.24216 | 2.6963 | 0.033127 | 4.7724 | 1.1491 | 0.52837 | 10.5012 | 0.0087133 | 4.9159 | 0.59266 | 1.2835 | 0.056379 | 7.9279 | 0.055786 | 3.7319 | 8.5016 | 4.4177 | 0.21296 | 0.10695 | 0.4404 | 1.2172 | 1.2732 | 5.0598 | 0.78019 | 1.4331 | 0.66867 | 3.2222 | 1.8761
1f37113 | UGI_a | 5 | 00f_051004_345x211x716.dat | 0.0663;0.0663;0.0663 | 345;211;716 | (0.0901;67.0610;-0.1715) | 110 | 7.85 | 62 | 76.6025 | 60 | EZpaque | [73,75] | [90,20] | 1 | 15 | 80 | abnormal | malrotation w volvus / ladd's bands | 4.788 | 2.4884 | 11.9143 | 18.3385 | 9.5309 | 174.7815 | 1.4825e-13 | 11.8908 | 0.017913 | 0.39239 | 3.6712 | 0.041723 | 6.4835 | 1.6494 | 0.76432 | 12.2901 | 0.03592 | 6.2107 | 0.83191 | 1.7135 | 0.091602 | 9.9967 | 0.088695 | 5.1745 | 10.1902 | 6.0497 | 0.32215 | 0.16762 | 0.65805 | 1.5758 | 1.6521 | 5.9233 | 0.97958 | 1.5488 | 0.9594 | 3.9614 | 2.4929
1f37113 | UGI_a | 5 | 00f_051004_345x211x716.dat | 0.0663;0.0663;0.0663 | 345;211;716 | (0.0901;67.0610;-0.1715) | 110 | 9.9905 | 69 | 76.6025 | 60 | EZpaque | [73,75] | [90,20] | 1 | 15 | 80 | abnormal | malrotation w volvus / ladd's bands | 4.788 | 2.4884 | 11.9143 | 18.3385 | 9.5309 | 174.7815 | 1.4334e-13 | 12.1201 | 0.021837 | 0.38743 | 3.9502 | 0.053886 | 6.8895 | 1.7524 | 0.84065 | 12.3712 | 0.028239 | 6.4398 | 0.88293 | 1.8269 | 0.10724 | 10.2727 | 0.10462 | 5.5736 | 10.3515 | 6.4922 | 0.35704 | 0.19627 | 0.73196 | 1.6554 | 1.7268 | 6.0486 | 1.0261 | 1.5541 | 1.0474 | 4.0781 | 2.6356
1f37113 | UGI_a | 5 | 00f_051004_345x211x716.dat | 0.0663;0.0663;0.0663 | 345;211;716 | (0.0901;67.0610;-0.1715) | 60 | 2.5 | 38 | 76.6025 | 60 | EZpaque | [73,75] | [90,20] | 1 | 15 | 80 | abnormal | malrotation w volvus / ladd's bands | 4.788 | 2.4884 | 11.9143 | 18.3385 | 9.5309 | 174.7815 | 2.3194e-13 | 8.6804 | 0.0038561 | 0.13824 | 1.9232 | 0.014551 | 3.3821 | 0.75426 | 0.32401 | 9.2207 | 0.0075068 | 3.9286 | 0.39997 | 0.92353 | 0.028166 | 6.4548 | 0.026198 | 2.5553 | 7.3262 | 3.1607 | 0.11792 | 0.054446 | 0.26773 | 0.93505 | 0.97569 | 4.4126 | 0.62344 | 1.353 | 0.4281 | 2.6635 | 1.3974
1f37113 | UGI_a | 5 | 00f_051004_345x211x716.dat | 0.0663;0.0663;0.0663 | 345;211;716 | (0.0901;67.0610;-0.1715) | 60 | 5.7448 | 47 | 76.6025 | 60 | EZpaque | [73,75] | [90,20] | 1 | 15 | 80 | abnormal | malrotation w volvus / ladd's bands | 4.788 | 2.4884 | 11.9143 | 18.3385 | 9.5309 | 174.7815 | 1.5061e-13 | 11.9734 | 0.011016 | 0.30769 | 3.3031 | 0.041251 | 5.8925 | 1.4671 | 0.69299 | 12.7078 | 0.01319 | 6.1072 | 0.78906 | 1.6424 | 0.0724 | 9.9589 | 0.072572 | 4.7218 | 10.4025 | 5.6309 | 0.27101 | 0.13232 | 0.57985 | 1.5072 | 1.6037 | 5.9381 | 0.93678 | 1.5708 | 0.88169 | 3.927 | 2.3442
1f37113 | UGI_a | 5 | 00f_051004_345x211x716.dat | 0.0663;0.0663;0.0663 | 345;211;716 | (0.0901;67.0610;-0.1715) | 60 | 6.3535 | 49 | 76.6025 | 60 | EZpaque | [73,75] | [90,20] | 1 | 15 | 80 | abnormal | malrotation w volvus / ladd's bands | 4.788 | 2.4884 | 11.9143 | 18.3385 | 9.5309 | 174.7815 | 1.4379e-13 | 12.2627 | 0.012638 | 0.37017 | 3.505 | 0.047508 | 6.2085 | 1.6878 | 0.74676 | 12.9957 | 0.037495 | 6.338 | 0.84343 | 1.7307 | 0.081401 | 10.3593 | 0.08154 | 5.0107 | 10.6674 | 5.9539 | 0.29694 | 0.15297 | 0.63063 | 1.5798 | 1.6844 | 6.0863 | 0.97545 | 1.5923 | 0.95574 | 4.0611 | 2.4805
1f37113 | UGI_a | 5 | 00f_051004_345x211x716.dat | 0.0663;0.0663;0.0663 | 345;211;716 | (0.0901;67.0610;-0.1715) | 80 | 2.9 | 44 | 76.6025 | 60 | EZpaque | [73,75] | [90,20] | 1 | 15 | 80 | abnormal | malrotation w volvus / ladd's bands | 4.788 | 2.4884 | 11.9143 | 18.3385 | 9.5309 | 174.7815 | 2.0765e-13 | 9.2264 | 0.006675 | 0.1657 | 2.2345 | 0.020509 | 3.9081 | 0.90593 | 0.41683 | 9.7503 | 0.022082 | 4.3415 | 0.48658 | 1.0704 | 0.044023 | 7.08 | 0.04208 | 3.0566 | 7.8159 | 3.675 | 0.15851 | 0.079199 | 0.35288 | 1.058 | 1.1092 | 4.6793 | 0.68958 | 1.3882 | 0.52525 | 2.8915 | 1.5931
1f37113 | UGI_a | 5 | 00f_051004_345x211x716.dat | 0.0663;0.0663;0.0663 | 345;211;716 | (0.0901;67.0610;-0.1715) | 80 | 7.702 | 57 | 76.6025 | 60 | EZpaque | [73,75] | [90,20] | 1 | 15 | 80 | abnormal | malrotation w volvus / ladd's bands | 4.788 | 2.4884 | 11.9143 | 18.3385 | 9.5309 | 174.7815 | 1.388e-13 | 12.3046 | 0.017331 | 0.38781 | 3.7368 | 0.043516 | 6.6532 | 1.7749 | 0.81253 | 12.8572 | 0.049559 | 6.4645 | 0.89098 | 1.7899 | 0.096541 | 10.466 | 0.095748 | 5.3656 | 10.6375 | 6.2312 | 0.33417 | 0.17522 | 0.69977 | 1.65 | 1.7504 | 6.1053 | 1.0114 | 1.5866 | 1.0226 | 4.1185 | 2.5835
1f37113 | UGI_a | 5 | 00f_051004_345x211x716.dat | 0.0663;0.0663;0.0663 | 345;211;716 | (0.0901;67.0610;-0.1715) | 80 | 8.502 | 60 | 76.6025 | 60 | EZpaque | [73,75] | [90,20] | 1 | 15 | 80 | abnormal | malrotation w volvus / ladd's bands | 4.788 | 2.4884 | 11.9143 | 18.3385 | 9.5309 | 174.7815 | 1.3537e-13 | 12.4481 | 0.0193 | 0.40663 | 3.8684 | 0.058337 | 6.909 | 1.7518 | 0.85218 | 12.9238 | 0.039546 | 6.5833 | 0.92177 | 1.8403 | 0.10386 | 10.6279 | 0.099461 | 5.5719 | 10.7446 | 6.4454 | 0.35246 | 0.18812 | 0.73566 | 1.6964 | 1.7984 | 6.188 | 1.0349 | 1.5903 | 1.0658 | 4.1895 | 2.6525
1f37113 | UGI_a | 6 | 00f_051004_345x211x716.dat | 0.0663;0.0663;0.0663 | 345;211;716 | (-0.1989;67.2110;-0.1505) | 110 | 3.9 | 52 | 76.5893 | 60 | EZpaque | [73,75] | [90,20] | 1 | 10 | 80 | abnormal | malrotation w volvus / ladd's bands | 4.7008 | 2.4912 | 11.7107 | 18.0017 | 9.54 | 171.7354 | 1.8758e-13 | 9.9775 | 0.010518 | 0.23899 | 2.7497 | 0.028242 | 3.9854 | 1.1415 | 0.52896 | 10.4397 | 0.026672 | 4.4467 | 0.60251 | 1.3882 | 0.057292 | 8.7492 | 0.057943 | 3.7424 | 9.4401 | 4.7609 | 0.21161 | 0.11338 | 0.4454 | 1.2208 | 1.2774 | 5.0367 | 0.78176 | 1.459 | 0.65715 | 3.2208 | 1.9104
1f37113 | UGI_a | 6 | 00f_051004_345x211x716.dat | 0.0663;0.0663;0.0663 | 345;211;716 | (-0.1989;67.2110;-0.1505) | 110 | 7.85 | 62 | 76.5893 | 60 | EZpaque | [73,75] | [90,20] | 1 | 10 | 80 | abnormal | malrotation w volvus / ladd's bands | 4.7008 | 2.4912 | 11.7107 | 18.0017 | 9.54 | 171.7354 | 1.4981e-13 | 11.8613 | 0.017907 | 0.38018 | 3.6978 | 0.051414 | 5.721 | 1.6404 | 0.76788 | 12.2711 | 0.027784 | 5.7289 | 0.84337 | 1.8392 | 0.089857 | 10.8153 | 0.088269 | 5.1959 | 11.1751 | 6.4255 | 0.32195 | 0.17732 | 0.6624 | 1.5833 | 1.6604 | 5.9043 | 0.98185 | 1.5708 | 0.95411 | 3.9716 | 2.5291
1f37113 | UGI_a | 6 | 00f_051004_345x211x716.dat | 0.0663;0.0663;0.0663 | 345;211;716 | (-0.1989;67.2110;-0.1505) | 110 | 9.9905 | 69 | 76.5893 | 60 | EZpaque | [73,75] | [90,20] | 1 | 10 | 80 | abnormal | malrotation w volvus / ladd's bands | 4.7008 | 2.4912 | 11.7107 | 18.0017 | 9.54 | 171.7354 | 1.4485e-13 | 12.1326 | 0.021879 | 0.45018 | 3.999 | 0.063266 | 6.2287 | 1.7078 | 0.84336 | 12.3639 | 0.035618 | 5.9885 | 0.88982 | 1.9299 | 0.10185 | 11.0487 | 0.10459 | 5.6086 | 11.2682 | 6.8608 | 0.35956 | 0.18325 | 0.73828 | 1.6649 | 1.7369 | 6.0644 | 1.0277 | 1.5762 | 1.0418 | 4.0976 | 2.6801
1f37113 | UGI_a | 6 | 00f_051004_345x211x716.dat | 0.0663;0.0663;0.0663 | 345;211;716 | (-0.1989;67.2110;-0.1505) | 60 | 2.5 | 38 | 76.5893 | 60 | EZpaque | [73,75] | [90,20] | 1 | 10 | 80 | abnormal | malrotation w volvus / ladd's bands | 4.7008 | 2.4912 | 11.7107 | 18.0017 | 9.54 | 171.7354 | 2.3438e-13 | 8.5401 | 0.003951 | 0.13525 | 1.9739 | 0.012229 | 2.6269 | 0.75003 | 0.32947 | 9.1352 | 0.0069601 | 3.4604 | 0.40653 | 1.0378 | 0.028452 | 7.2716 | 0.027762 | 2.5677 | 8.2815 | 3.4333 | 0.11707 | 0.052705 | 0.26798 | 0.93484 | 0.97595 | 4.3799 | 0.62601 | 1.3803 | 0.41794 | 2.6565 | 1.4215
1f37113 | UGI_a | 6 | 00f_051004_345x211x716.dat | 0.0663;0.0663;0.0663 | 345;211;716 | (-0.1989;67.2110;-0.1505) | 60 | 5.7448 | 47 | 76.5893 | 60 | EZpaque | [73,75] | [90,20] | 1 | 10 | 80 | abnormal | malrotation w volvus / ladd's bands | 4.7008 | 2.4912 | 11.7107 | 18.0017 | 9.54 | 171.7354 | 1.5218e-13 | 11.926 | 0.011139 | 0.30162 | 3.3413 | 0.032782 | 4.8421 | 1.488 | 0.69851 | 12.6665 | 0.013183 | 5.548 | 0.80129 | 1.7492 | 0.071606 | 10.9469 | 0.0738 | 4.7475 | 11.5205 | 6.0339 | 0.27031 | 0.13239 | 0.58036 | 1.5126 | 1.61 | 5.9093 | 0.93838 | 1.5995 | 0.85734 | 3.9186 | 2.3815
1f37113 | UGI_a | 6 | 00f_051004_345x211x716.dat | 0.0663;0.0663;0.0663 | 345;211;716 | (-0.1989;67.2110;-0.1505) | 60 | 6.3535 | 49 | 76.5893 | 60 | EZpaque | [73,75] | [90,20] | 1 | 10 | 80 | abnormal | malrotation w volvus / ladd's bands | 4.7008 | 2.4912 | 11.7107 | 18.0017 | 9.54 | 171.7354 | 1.4531e-13 | 12.219 | 0.012717 | 0.34068 | 3.4915 | 0.034778 | 5.1413 | 1.6263 | 0.75613 | 12.9657 | 0.020407 | 5.7768 | 0.8564 | 1.8162 | 0.077836 | 11.3312 | 0.080409 | 5.0394 | 11.7965 | 6.3556 | 0.29628 | 0.14443 | 0.62354 | 1.5856 | 1.691 | 6.05 | 0.97544 | 1.6171 | 0.94022 | 4.0491 | 2.5
1f37113 | UGI_a | 6 | 00f_051004_345x211x716.dat | 0.0663;0.0663;0.0663 | 345;211;716 | (-0.1989;67.2110;-0.1505) | 80 | 2.9 | 44 | 76.5893 | 60 | EZpaque | [73,75] | [90,20] | 1 | 10 | 80 | abnormal | malrotation w volvus / ladd's bands | 4.7008 | 2.4912 | 11.7107 | 18.0017 | 9.54 | 171.7354 | 2.0984e-13 | 9.1411 | 0.0066726 | 0.19441 | 2.2771 | 0.020971 | 3.251 | 0.84 | 0.41781 | 9.6805 | 0.01341 | 3.8717 | 0.49365 | 1.1966 | 0.039073 | 7.9187 | 0.041614 | 3.0628 | 8.7713 | 3.9677 | 0.16081 | 0.081046 | 0.34864 | 1.0596 | 1.1113 | 4.6578 | 0.69172 | 1.4139 | 0.52453 | 2.9017 | 1.6202
1f37113 | UGI_a | 6 | 00f_051004_345x211x716.dat | 0.0663;0.0663;0.0663 | 345;211;716 | (-0.1989;67.2110;-0.1505) | 80 | 7.702 | 57 | 76.5893 | 60 | EZpaque | [73,75] | [90,20] | 1 | 10 | 80 | abnormal | malrotation w volvus / ladd's bands | 4.7008 | 2.4912 | 11.7107 | 18.0017 | 9.54 | 171.7354 | 1.4026e-13 | 12.2637 | 0.01737 | 0.40439 | 3.7573 | 0.050274 | 5.7261 | 1.764 | 0.81378 | 12.8248 | 0.041563 | 5.9419 | 0.90126 | 1.8862 | 0.092785 | 11.3312 | 0.092308 | 5.3799 | 11.667 | 6.6302 | 0.33405 | 0.17004 | 0.6916 | 1.6581 | 1.7593 | 6.1111 | 1.0131 | 1.6086 | 1.0083 | 4.1158 | 2.6195
1f37113 | UGI_a | 6 | 00f_051004_345x211x716.dat | 0.0663;0.0663;0.0663 | 345;211;716 | (-0.1989;67.2110;-0.1505) | 80 | 8.502 | 60 | 76.5893 | 60 | EZpaque | [73,75] | [90,20] | 1 | 10 | 80 | abnormal | malrotation w volvus / ladd's bands | 4.7008 | 2.4912 | 11.7107 | 18.0017 | 9.54 | 171.7354 | 1.3679e-13 | 12.451 | 0.019317 | 0.40395 | 3.9088 | 0.053784 | 5.9176 | 1.7162 | 0.85758 | 12.9188 | 0.015336 | 6.0738 | 0.9298 | 1.9717 | 0.098404 | 11.4589 | 0.097703 | 5.5926 | 11.7462 | 6.8231 | 0.35654 | 0.18828 | 0.73659 | 1.705 | 1.8079 | 6.1735 | 1.0368 | 1.6143 | 1.0658 | 4.1857 | 2.6863
1f37113 | UGI_a | 7 | 00f_051004_345x211x716.dat | 0.0663;0.0663;0.0663 | 345;211;716 | (0.3660;67.1298;-0.1895) | 110 | 3.9 | 52 | 76.5595 | 60 | EZpaque | [73,75] | [90,20] | 1 | 10 | 80 | abnormal | malrotation w volvus / ladd's bands | 4.7425 | 2.472 | 11.7236 | 18.1544 | 9.4628 | 171.791 | 1.8588e-13 | 9.9625 | 0.010426 | 0.28532 | 2.7295 | 0.034655 | 5.0893 | 1.0988 | 0.52955 | 10.4149 | 0.0096843 | 5.4009 | 0.59066 | 1.2272 | 0.054272 | 7.1084 | 0.058226 | 3.6929 | 7.5948 | 4.0681 | 0.21103 | 0.11118 | 0.45607 | 1.2064 | 1.262 | 5.0542 | 0.79042 | 1.4502 | 0.65963 | 3.167 | 1.8492
1f37113 | UGI_a | 7 | 00f_051004_345x211x716.dat | 0.0663;0.0663;0.0663 | 345;211;716 | (0.3660;67.1298;-0.1895) | 110 | 7.85 | 62 | 76.5595 | 60 | EZpaque | [73,75] | [90,20] | 1 | 10 | 80 | abnormal | malrotation w volvus / ladd's bands | 4.7425 | 2.472 | 11.7236 | 18.1544 | 9.4628 | 171.791 | 1.4844e-13 | 11.8698 | 0.017962 | 0.41236 | 3.7132 | 0.047181 | 7.1495 | 1.5423 | 0.77349 | 12.2578 | 0.050893 | 6.7213 | 0.82617 | 1.6946 | 0.099856 | 9.1294 | 0.097505 | 5.1415 | 9.2749 | 5.6802 | 0.32334 | 0.17907 | 0.68234 | 1.5672 | 1.6431 | 5.9528 | 0.995 | 1.5646 | 0.95686 | 3.9459 | 2.4651
1f37113 | UGI_a | 7 | 00f_051004_345x211x716.dat | 0.0663;0.0663;0.0663 | 345;211;716 | (0.3660;67.1298;-0.1895) | 110 | 9.9905 | 69 | 76.5595 | 60 | EZpaque | [73,75] | [90,20] | 1 | 10 | 80 | abnormal | malrotation w volvus / ladd's bands | 4.7425 | 2.472 | 11.7236 | 18.1544 | 9.4628 | 171.791 | 1.4352e-13 | 12.0917 | 0.021892 | 0.4506 | 3.9987 | 0.055018 | 7.4888 | 1.6961 | 0.84072 | 12.3516 | 0.029038 | 6.9243 | 0.88127 | 1.7706 | 0.1118 | 9.5046 | 0.10725 | 5.5476 | 9.4649 | 6.1379 | 0.36193 | 0.19924 | 0.74603 | 1.6483 | 1.7192 | 6.0783 | 1.0416 | 1.5733 | 1.0369 | 4.0607 | 2.6168
1f37113 | UGI_a | 7 | 00f_051004_345x211x716.dat | 0.0663;0.0663;0.0663 | 345;211;716 | (0.3660;67.1298;-0.1895) | 60 | 2.5 | 38 | 76.5595 | 60 | EZpaque | [73,75] | [90,20] | 1 | 10 | 80 | abnormal | malrotation w volvus / ladd's bands | 4.7425 | 2.472 | 11.7236 | 18.1544 | 9.4628 | 171.791 | 2.3223e-13 | 8.5806 | 0.0039128 | 0.15538 | 1.937 | 0.011707 | 3.7952 | 0.75429 | 0.32973 | 9.118 | 0.0085819 | 4.4089 | 0.39502 | 0.8783 | 0.030588 | 5.6026 | 0.026849 | 2.5209 | 6.366 | 2.8015 | 0.11793 | 0.05727 | 0.28048 | 0.92049 | 0.96079 | 4.4086 | 0.63101 | 1.369 | 0.41954 | 2.6104 | 1.3673
1f37113 | UGI_a | 7 | 00f_051004_345x211x716.dat | 0.0663;0.0663;0.0663 | 345;211;716 | (0.3660;67.1298;-0.1895) | 60 | 5.7448 | 47 | 76.5595 | 60 | EZpaque | [73,75] | [90,20] | 1 | 10 | 80 | abnormal | malrotation w volvus / ladd's bands | 4.7425 | 2.472 | 11.7236 | 18.1544 | 9.4628 | 171.791 | 1.508e-13 | 11.8627 | 0.011065 | 0.30656 | 3.3664 | 0.039592 | 6.5667 | 1.5142 | 0.70583 | 12.6332 | 0.024712 | 6.6837 | 0.78647 | 1.577 | 0.073574 | 9.0199 | 0.069224 | 4.6758 | 9.3335 | 5.1891 | 0.27443 | 0.13993 | 0.5883 | 1.4948 | 1.5905 | 5.9367 | 0.9518 | 1.5919 | 0.88488 | 3.8897 | 2.3173
1f37113 | UGI_a | 7 | 00f_051004_345x211x716.dat | 0.0663;0.0663;0.0663 | 345;211;716 | (0.3660;67.1298;-0.1895) | 60 | 6.3535 | 49 | 76.5595 | 60 | EZpaque | [73,75] | [90,20] | 1 | 10 | 80 | abnormal | malrotation w volvus / ladd's bands | 4.7425 | 2.472 | 11.7236 | 18.1544 | 9.4628 | 171.791 | 1.4399e-13 | 12.1773 | 0.012714 | 0.3685 | 3.5399 | 0.048093 | 6.8361 | 1.6301 | 0.76388 | 12.9378 | 0.01962 | 6.9145 | 0.83978 | 1.6879 | 0.079714 | 9.4049 | 0.077311 | 4.982 | 9.6146 | 5.4852 | 0.30037 | 0.14773 | 0.64237 | 1.5682 | 1.6719 | 6.0643 | 0.99056 | 1.6116 | 0.96577 | 4.0234 | 2.4388
1f37113 | UGI_a | 7 | 00f_051004_345x211x716.dat | 0.0663;0.0663;0.0663 | 345;211;716 | (0.3660;67.1298;-0.1895) | 80 | 2.9 | 44 | 76.5595 | 60 | EZpaque | [73,75] | [90,20] | 1 | 10 | 80 | abnormal | malrotation w volvus / ladd's bands | 4.7425 | 2.472 | 11.7236 | 18.1544 | 9.4628 | 171.791 | 2.0793e-13 | 9.143 | 0.0066364 | 0.19539 | 2.2734 | 0.022231 | 4.3672 | 0.94195 | 0.4205 | 9.6643 | 0.0094888 | 4.8257 | 0.48281 | 1.0164 | 0.042182 | 6.2617 | 0.041457 | 3.0149 | 6.8802 | 3.3247 | 0.16149 | 0.075343 | 0.3461 | 1.0453 | 1.0961 | 4.6726 | 0.69792 | 1.4043 | 0.52869 | 2.8477 | 1.5717
1f37113 | UGI_a | 7 | 00f_051004_345x211x716.dat | 0.0663;0.0663;0.0663 | 345;211;716 | (0.3660;67.1298;-0.1895) | 80 | 7.702 | 57 | 76.5595 | 60 | EZpaque | [73,75] | [90,20] | 1 | 10 | 80 | abnormal | malrotation w volvus / ladd's bands | 4.7425 | 2.472 | 11.7236 | 18.1544 | 9.4628 | 171.791 | 1.3898e-13 | 12.2936 | 0.017729 | 0.39729 | 3.7964 | 0.052743 | 7.2894 | 1.7137 | 0.82298 | 12.8267 | 0.027954 | 7.0069 | 0.88709 | 1.7807 | 0.091176 | 9.5587 | 0.095832 | 5.3192 | 9.6609 | 5.837 | 0.33334 | 0.18163 | 0.70152 | 1.6409 | 1.7407 | 6.1304 | 1.0276 | 1.6022 | 1.0106 | 4.0977 | 2.5573
1f37113 | UGI_a | 7 | 00f_051004_345x211x716.dat | 0.0663;0.0663;0.0663 | 345;211;716 | (0.3660;67.1298;-0.1895) | 80 | 8.502 | 60 | 76.5595 | 60 | EZpaque | [73,75] | [90,20] | 1 | 10 | 80 | abnormal | malrotation w volvus / ladd's bands | 4.7425 | 2.472 | 11.7236 | 18.1544 | 9.4628 | 171.791 | 1.3555e-13 | 12.4044 | 0.019476 | 0.45099 | 3.9214 | 0.053928 | 7.5198 | 1.7752 | 0.86405 | 12.8928 | 0.044844 | 7.1169 | 0.9165 | 1.7882 | 0.10907 | 9.7522 | 0.099271 | 5.529 | 9.767 | 6.0742 | 0.35782 | 0.19406 | 0.74881 | 1.6879 | 1.7894 | 6.2076 | 1.0521 | 1.609 | 1.0587 | 4.1627 | 2.6368
1f37113 | UGI_a | 1 | 00m_051004_345x211x716.dat | 0.0663;0.0663;0.0663 | 345;211;716 | (1.3504;68.1881;1.0307) | 110 | 3.9 | 52 | 78.0611 | 60 | EZpaque | [5] | [0] | 1 | 10 | 80 | abnormal | malrotation w volvus / ladd's bands | 4.0907 | 3.0256 | 12.3769 | 15.9664 | 11.8091 | 188.5484 | 2.1634e-13 | 4.8795 | 0.018415 | 1.7695 | 4.0749 | 0.063355 | 6.58 | 0.10426 | 1.7517 | 5.2007 | 0.051614 | 7.8683 | 1.9558 | 1.8772 | 0.12164 | 2.7676 | 0.1108 | 3.4552 | 2.3633 | 3.6415 | 0.44722 | 0.19124 | 0.55076 | 1.031 | 1.0995 | 2.3884 | 1.0761 | 1.54 | 0.25786 | 2.1134 | 2.2059
1f37113 | UGI_a | 1 | 00m_051004_345x211x716.dat | 0.0663;0.0663;0.0663 | 345;211;716 | (1.3504;68.1881;1.0307) | 110 | 7.85 | 62 | 78.0611 | 60 | EZpaque | [5] | [0] | 1 | 10 | 80 | abnormal | malrotation w volvus / ladd's bands | 4.0907 | 3.0256 | 12.3769 | 15.9664 | 11.8091 | 188.5484 | 1.7276e-13 | 6.4449 | 0.031111 | 2.2106 | 5.0476 | 0.096425 | 8.5589 | 0.18675 | 2.4086 | 6.673 | 0.086156 | 9.5556 | 2.5571 | 2.5975 | 0.18966 | 3.9373 | 0.16904 | 4.5573 | 3.4301 | 5.0424 | 0.64843 | 0.29456 | 0.80466 | 1.4121 | 1.506 | 3.0489 | 1.3546 | 1.6776 | 0.37684 | 2.8024 | 2.8675
1f37113 | UGI_a | 1 | 00m_051004_345x211x716.dat | 0.0663;0.0663;0.0663 | 345;211;716 | (1.3504;68.1881;1.0307) | 110 | 9.9905 | 69 | 78.0611 | 60 | EZpaque | [5] | [0] | 1 | 10 | 80 | abnormal | malrotation w volvus / ladd's bands | 4.0907 | 3.0256 | 12.3769 | 15.9664 | 11.8091 | 188.5484 | 1.6703e-13 | 6.8402 | 0.037322 | 2.3801 | 5.2297 | 0.11214 | 8.8687 | 0.19921 | 2.57 | 6.9582 | 0.074449 | 9.7512 | 2.6818 | 2.8023 | 0.20828 | 4.2948 | 0.18975 | 4.8036 | 3.7759 | 5.3711 | 0.7148 | 0.34955 | 0.88196 | 1.5229 | 1.6153 | 3.2292 | 1.4145 | 1.6914 | 0.43627 | 2.9663 | 3.0209
1f37113 | UGI_a | 1 | 00m_051004_345x211x716.dat | 0.0663;0.0663;0.0663 | 345;211;716 | (1.3504;68.1881;1.0307) | 60 | 2.5 | 38 | 78.0611 | 60 | EZpaque | [5] | [0] | 1 | 10 | 80 | abnormal | malrotation w volvus / ladd's bands | 4.0907 | 3.0256 | 12.3769 | 15.9664 | 11.8091 | 188.5484 | 2.7031e-13 | 3.6791 | 0.0070271 | 1.4001 | 3.321 | 0.03042 | 5.0767 | 0.060323 | 1.2334 | 4.0731 | 0.030862 | 6.6364 | 1.4902 | 1.3201 | 0.077359 | 1.8024 | 0.059187 | 2.5959 | 1.5028 | 2.4881 | 0.27146 | 0.10757 | 0.35718 | 0.72033 | 0.76858 | 1.8602 | 0.86035 | 1.4368 | 0.13955 | 1.5734 | 1.6836
1f37113 | UGI_a | 1 | 00m_051004_345x211x716.dat | 0.0663;0.0663;0.0663 | 345;211;716 | (1.3504;68.1881;1.0307) | 60 | 5.7448 | 47 | 78.0611 | 60 | EZpaque | [5] | [0] | 1 | 10 | 80 | abnormal | malrotation w volvus / ladd's bands | 4.0907 | 3.0256 | 12.3769 | 15.9664 | 11.8091 | 188.5484 | 1.7553e-13 | 6.0674 | 0.020132 | 2.13 | 4.971 | 0.073344 | 8.2858 | 0.15068 | 2.274 | 6.5095 | 0.061916 | 9.64 | 2.4616 | 2.384 | 0.1518 | 3.5357 | 0.14284 | 4.367 | 3.0368 | 4.6461 | 0.5827 | 0.24819 | 0.75617 | 1.2767 | 1.3828 | 2.8868 | 1.3085 | 1.6978 | 0.3357 | 2.6514 | 2.742
1f37113 | UGI_a | 1 | 00m_051004_345x211x716.dat | 0.0663;0.0663;0.0663 | 345;211;716 | (1.3504;68.1881;1.0307) | 60 | 6.3535 | 49 | 78.0611 | 60 | EZpaque | [5] | [0] | 1 | 10 | 80 | abnormal | malrotation w volvus / ladd's bands | 4.0907 | 3.0256 | 12.3769 | 15.9664 | 11.8091 | 188.5484 | 1.676e-13 | 6.3564 | 0.023198 | 2.2592 | 5.1346 | 0.081231 | 8.5151 | 0.16916 | 2.4061 | 6.7729 | 0.061744 | 9.9185 | 2.5749 | 2.5083 | 0.17293 | 3.768 | 0.15626 | 4.5619 | 3.2448 | 4.9345 | 0.63343 | 0.28167 | 0.80569 | 1.3562 | 1.4714 | 3.0077 | 1.3593 | 1.7229 | 0.36389 | 2.7713 | 2.8715
1f37113 | UGI_a | 1 | 00m_051004_345x211x716.dat | 0.0663;0.0663;0.0663 | 345;211;716 | (1.3504;68.1881;1.0307) | 80 | 2.9 | 44 | 78.0611 | 60 | EZpaque | [5] | [0] | 1 | 10 | 80 | abnormal | malrotation w volvus / ladd's bands | 4.0907 | 3.0256 | 12.3769 | 15.9664 | 11.8091 | 188.5484 | 2.4202e-13 | 4.1761 | 0.011938 | 1.5988 | 3.6408 | 0.044555 | 5.7417 | 0.076333 | 1.4582 | 4.5526 | 0.036658 | 7.1544 | 1.694 | 1.5719 | 0.095228 | 2.2189 | 0.080911 | 2.9566 | 1.8657 | 2.9759 | 0.34932 | 0.14948 | 0.44443 | 0.85409 | 0.91458 | 2.0753 | 0.95104 | 1.4817 | 0.19377 | 1.8056 | 1.9121
1f37113 | UGI_a | 1 | 00m_051004_345x211x716.dat | 0.0663;0.0663;0.0663 | 345;211;716 | (1.3504;68.1881;1.0307) | 80 | 7.702 | 57 | 78.0611 | 60 | EZpaque | [5] | [0] | 1 | 10 | 80 | abnormal | malrotation w volvus / ladd's bands | 4.0907 | 3.0256 | 12.3769 | 15.9664 | 11.8091 | 188.5484 | 1.6177e-13 | 6.6541 | 0.030669 | 2.2399 | 5.2408 | 0.09625 | 8.7478 | 0.17392 | 2.5372 | 6.9557 | 0.054751 | 9.9625 | 2.6729 | 2.6727 | 0.19581 | 4.0453 | 0.17595 | 4.7413 | 3.5284 | 5.1877 | 0.6842 | 0.32828 | 0.87664 | 1.465 | 1.5811 | 3.14 | 1.4017 | 1.722 | 0.41536 | 2.8956 | 2.9669
1f37113 | UGI_a | 1 | 00m_051004_345x211x716.dat | 0.0663;0.0663;0.0663 | 345;211;716 | (1.3504;68.1881;1.0307) | 80 | 8.502 | 60 | 78.0611 | 60 | EZpaque | [5] | [0] | 1 | 10 | 80 | abnormal | malrotation w volvus / ladd's bands | 4.0907 | 3.0256 | 12.3769 | 15.9664 | 11.8091 | 188.5484 | 1.5776e-13 | 6.8257 | 0.033757 | 2.3129 | 5.3165 | 0.10391 | 8.9613 | 0.1924 | 2.612 | 7.0964 | 0.065899 | 10.0789 | 2.7368 | 2.7938 | 0.20719 | 4.2198 | 0.18668 | 4.8624 | 3.6916 | 5.3714 | 0.7194 | 0.32986 | 0.91629 | 1.5247 | 1.6441 | 3.2204 | 1.4326 | 1.7292 | 0.42069 | 2.9782 | 3.045
1f37113 | UGI_a | 2 | 00m_051004_345x211x716.dat | 0.0663;0.0663;0.0663 | 345;211;716 | (1.3504;68.1881;0.4966) | 110 | 3.9 | 52 | 78.0611 | 60 | EZpaque | [5] | [0] | 0 | 10 | 80 | abnormal | malrotation w volvus / ladd's bands | 4.0907 | 1.942 | 7.9441 | 15.9664 | 7.5796 | 121.0191 | 1.7448e-13 | 6.9247 | 0.014145 | 0.4356 | 4.8082 | 0.048003 | 9.2534 | 0.11032 | 0.74165 | 6.672 | 0.033006 | 8.6419 | 0.69654 | 1.1501 | 0.096884 | 3.8084 | 0.074916 | 3.7483 | 3.049 | 4.9057 | 0.28484 | 0.14276 | 0.51829 | 0.82614 | 0.87255 | 1.68 | 0.97707 | 1.5578 | 0.25458 | 2.4569 | 2.1476
1f37113 | UGI_a | 2 | 00m_051004_345x211x716.dat | 0.0663;0.0663;0.0663 | 345;211;716 | (1.3504;68.1881;0.4966) | 110 | 7.85 | 62 | 78.0611 | 60 | EZpaque | [5] | [0] | 0 | 10 | 80 | abnormal | malrotation w volvus / ladd's bands | 4.0907 | 1.942 | 7.9441 | 15.9664 | 7.5796 | 121.0191 | 1.3934e-13 | 9.0958 | 0.024359 | 0.68725 | 5.9529 | 0.072514 | 12.0834 | 0.18153 | 1.0782 | 8.5647 | 0.055193 | 10.3747 | 1.0014 | 1.6267 | 0.14745 | 5.4083 | 0.12233 | 4.9675 | 4.4048 | 6.7608 | 0.43053 | 0.2136 | 0.76504 | 1.1609 | 1.2265 | 2.2169 | 1.2401 | 1.6961 | 0.36287 | 3.2615 | 2.8234
1f37113 | UGI_a | 2 | 00m_051004_345x211x716.dat | 0.0663;0.0663;0.0663 | 345;211;716 | (1.3504;68.1881;0.4966) | 110 | 9.9905 | 69 | 78.0611 | 60 | EZpaque | [5] | [0] | 0 | 10 | 80 | abnormal | malrotation w volvus / ladd's bands | 4.0907 | 1.942 | 7.9441 | 15.9664 | 7.5796 | 121.0191 | 1.3472e-13 | 9.6174 | 0.029172 | 0.7005 | 6.159 | 0.090177 | 12.5071 | 0.18247 | 1.1757 | 8.9309 | 0.049345 | 10.5497 | 1.0752 | 1.7641 | 0.16497 | 5.891 | 0.14026 | 5.2377 | 4.8538 | 7.2585 | 0.48372 | 0.25717 | 0.83281 | 1.2623 | 1.3271 | 2.3784 | 1.2968 | 1.7076 | 0.40277 | 3.4456 | 2.9709
1f37113 | UGI_a | 2 | 00m_051004_345x211x716.dat | 0.0663;0.0663;0.0663 | 345;211;716 | (1.3504;68.1881;0.4966) | 60 | 2.5 | 38 | 78.0611 | 60 | EZpaque | [5] | [0] | 0 | 10 | 80 | abnormal | malrotation w volvus / ladd's bands | 4.0907 | 1.942 | 7.9441 | 15.9664 | 7.5796 | 121.0191 | 2.1799e-13 | 5.2852 | 0.005154 | 0.3084 | 3.9441 | 0.017004 | 7.3904 | 0.0665 | 0.46173 | 5.2311 | 0.015181 | 7.3899 | 0.44605 | 0.76638 | 0.04643 | 2.5114 | 0.038687 | 2.7954 | 1.9275 | 3.4144 | 0.15593 | 0.063811 | 0.30585 | 0.55124 | 0.58199 | 1.2461 | 0.77301 | 1.4566 | 0.12904 | 1.8485 | 1.6287
1f37113 | UGI_a | 2 | 00m_051004_345x211x716.dat | 0.0663;0.0663;0.0663 | 345;211;716 | (1.3504;68.1881;0.4966) | 60 | 5.7448 | 47 | 78.0611 | 60 | EZpaque | [5] | [0] | 0 | 10 | 80 | abnormal | malrotation w volvus / ladd's bands | 4.0907 | 1.942 | 7.9441 | 15.9664 | 7.5796 | 121.0191 | 1.4156e-13 | 8.5613 | 0.015023 | 0.62142 | 5.8634 | 0.053847 | 11.7049 | 0.14158 | 0.99431 | 8.343 | 0.05075 | 10.5266 | 0.91992 | 1.462 | 0.11848 | 4.8587 | 0.092027 | 4.7416 | 3.8804 | 6.256 | 0.3588 | 0.17056 | 0.67562 | 1.0305 | 1.1046 | 2.0919 | 1.1933 | 1.7225 | 0.30295 | 3.0844 | 2.6871
1f37113 | UGI_a | 2 | 00m_051004_345x211x716.dat | 0.0663;0.0663;0.0663 | 345;211;716 | (1.3504;68.1881;0.4966) | 60 | 6.3535 | 49 | 78.0611 | 60 | EZpaque | [5] | [0] | 0 | 10 | 80 | abnormal | malrotation w volvus / ladd's bands | 4.0907 | 1.942 | 7.9441 | 15.9664 | 7.5796 | 121.0191 | 1.3516e-13 | 8.9553 | 0.017197 | 0.70705 | 6.0681 | 0.055688 | 11.9857 | 0.15192 | 1.0758 | 8.6808 | 0.056698 | 10.8071 | 0.98912 | 1.5368 | 0.12041 | 5.1632 | 0.10667 | 4.967 | 4.1459 | 6.5826 | 0.39093 | 0.19121 | 0.7588 | 1.1013 | 1.1826 | 2.1946 | 1.2425 | 1.7484 | 0.33184 | 3.2146 | 2.814
1f37113 | UGI_a | 2 | 00m_051004_345x211x716.dat | 0.0663;0.0663;0.0663 | 345;211;716 | (1.3504;68.1881;0.4966) | 80 | 2.9 | 44 | 78.0611 | 60 | EZpaque | [5] | [0] | 0 | 10 | 80 | abnormal | malrotation w volvus / ladd's bands | 4.0907 | 1.942 | 7.9441 | 15.9664 | 7.5796 | 121.0191 | 1.9518e-13 | 5.9797 | 0.0089948 | 0.38891 | 4.3116 | 0.034137 | 8.2663 | 0.074962 | 0.59064 | 5.8495 | 0.036937 | 7.9133 | 0.55754 | 0.91808 | 0.070807 | 3.0773 | 0.053356 | 3.1951 | 2.4003 | 4.053 | 0.2092 | 0.098289 | 0.40529 | 0.67006 | 0.71044 | 1.4278 | 0.858 | 1.5027 | 0.16715 | 2.1141 | 1.8536
1f37113 | UGI_a | 2 | 00m_051004_345x211x716.dat | 0.0663;0.0663;0.0663 | 345;211;716 | (1.3504;68.1881;0.4966) | 80 | 7.702 | 57 | 78.0611 | 60 | EZpaque | [5] | [0] | 0 | 10 | 80 | abnormal | malrotation w volvus / ladd's bands | 4.0907 | 1.942 | 7.9441 | 15.9664 | 7.5796 | 121.0191 | 1.3047e-13 | 9.3557 | 0.023571 | 0.71657 | 6.1799 | 0.074825 | 12.6056 | 0.18735 | 1.1603 | 8.9012 | 0.043142 | 10.8181 | 1.0659 | 1.6937 | 0.14486 | 5.5882 | 0.11887 | 5.1706 | 4.5069 | 6.973 | 0.45081 | 0.23681 | 0.82167 | 1.2033 | 1.2863 | 2.3082 | 1.285 | 1.7429 | 0.37574 | 3.3861 | 2.9325
1f37113 | UGI_a | 2 | 00m_051004_345x211x716.dat | 0.0663;0.0663;0.0663 | 345;211;716 | (1.3504;68.1881;0.4966) | 80 | 8.502 | 60 | 78.0611 | 60 | EZpaque | [5] | [0] | 0 | 10 | 80 | abnormal | malrotation w volvus / ladd's bands | 4.0907 | 1.942 | 7.9441 | 15.9664 | 7.5796 | 121.0191 | 1.2723e-13 | 9.5872 | 0.026344 | 0.71668 | 6.2852 | 0.085104 | 12.6886 | 0.17896 | 1.2074 | 9.0771 | 0.073373 | 10.9296 | 1.1095 | 1.7763 | 0.16112 | 5.805 | 0.13145 | 5.2995 | 4.7274 | 7.2308 | 0.48249 | 0.24347 | 0.8431 | 1.2577 | 1.3438 | 2.3746 | 1.314 | 1.747 | 0.40905 | 3.4656 | 3.0064
1f37113 | UGI_a | 3 | 00m_051004_345x211x716.dat | 0.0663;0.0663;0.0663 | 345;211;716 | (1.3504;68.1881;0.4966) | 110 | 3.9 | 52 | 78.0611 | 60 | EZpaque | [5,133,110] | [30,30,100] | 1 | 10 | 80 | abnormal | malrotation w volvus / ladd's bands | 4.0907 | 1.942 | 7.9441 | 15.9664 | 7.5796 | 121.0191 | 1.7448e-13 | 6.9242 | 0.01287 | 0.4335 | 4.8071 | 0.046014 | 9.2534 | 0.11031 | 0.73317 | 6.6697 | 0.033139 | 8.6396 | 0.67832 | 18.8117 | 0.27975 | 3.8064 | 0.072233 | 3.7476 | 2.9325 | 4.8827 | 0.27922 | 0.13839 | 0.51808 | 0.8204 | 0.86586 | 1.6777 | 0.97403 | 1.5564 | 0.25382 | 3.8273 | 3.0121
1f37113 | UGI_a | 3 | 00m_051004_345x211x716.dat | 0.0663;0.0663;0.0663 | 345;211;716 | (1.3504;68.1881;0.4966) | 110 | 7.85 | 62 | 78.0611 | 60 | EZpaque | [5,133,110] | [30,30,100] | 1 | 10 | 80 | abnormal | malrotation w volvus / ladd's bands | 4.0907 | 1.942 | 7.9441 | 15.9664 | 7.5796 | 121.0191 | 1.3934e-13 | 9.0929 | 0.022146 | 0.68167 | 5.9517 | 0.069527 | 12.0892 | 0.18069 | 1.0665 | 8.5618 | 0.047245 | 10.3725 | 0.97704 | 30.1738 | 0.4656 | 5.4063 | 0.11851 | 4.9664 | 4.2535 | 6.7351 | 0.42344 | 0.21285 | 0.76454 | 1.1522 | 1.2163 | 2.2125 | 1.2358 | 1.6942 | 0.36292 | 5.4792 | 4.2231
1f37113 | UGI_a | 3 | 00m_051004_345x211x716.dat | 0.0663;0.0663;0.0663 | 345;211;716 | (1.3504;68.1881;0.4966) | 110 | 9.9905 | 69 | 78.0611 | 60 | EZpaque | [5,133,110] | [30,30,100] | 1 | 10 | 80 | abnormal | malrotation w volvus / ladd's bands | 4.0907 | 1.942 | 7.9441 | 15.9664 | 7.5796 | 121.0191 | 1.3472e-13 | 9.616 | 0.026568 | 0.69658 | 6.158 | 0.077848 | 12.5115 | 0.18166 | 1.164 | 8.9279 | 0.048583 | 10.549 | 1.0521 | 34.7525 | 0.54925 | 5.8895 | 0.13586 | 5.2366 | 4.6979 | 7.2362 | 0.47514 | 0.24644 | 0.83155 | 1.2526 | 1.3157 | 2.3745 | 1.2922 | 1.7052 | 0.40284 | 6.0085 | 4.59
1f37113 | UGI_a | 3 | 00m_051004_345x211x716.dat | 0.0663;0.0663;0.0663 | 345;211;716 | (1.3504;68.1881;0.4966) | 60 | 2.5 | 38 | 78.0611 | 60 | EZpaque | [5,133,110] | [30,30,100] | 1 | 10 | 80 | abnormal | malrotation w volvus / ladd's bands | 4.0907 | 1.942 | 7.9441 | 15.9664 | 7.5796 | 121.0191 | 2.1799e-13 | 5.2774 | 0.0047058 | 0.30775 | 3.9434 | 0.015739 | 7.3876 | 0.0665 | 0.45367 | 5.2292 | 0.015181 | 7.3867 | 0.43117 | 8.7607 | 0.10418 | 2.5089 | 0.036945 | 2.7947 | 1.8394 | 3.3927 | 0.1523 | 0.063288 | 0.30607 | 0.54802 | 0.57835 | 1.2435 | 0.7711 | 1.4559 | 0.12862 | 2.4653 | 2.0174
1f37113 | UGI_a | 3 | 00m_051004_345x211x716.dat | 0.0663;0.0663;0.0663 | 345;211;716 | (1.3504;68.1881;0.4966) | 60 | 5.7448 | 47 | 78.0611 | 60 | EZpaque | [5,133,110] | [30,30,100] | 1 | 10 | 80 | abnormal | malrotation w volvus / ladd's bands | 4.0907 | 1.942 | 7.9441 | 15.9664 | 7.5796 | 121.0191 | 1.4156e-13 | 8.5613 | 0.013448 | 0.61778 | 5.8626 | 0.051248 | 11.7042 | 0.14158 | 0.98081 | 8.3402 | 0.050639 | 10.5245 | 0.89173 | 22.382 | 0.30205 | 4.8531 | 0.089067 | 4.7405 | 3.7131 | 6.2194 | 0.35018 | 0.16561 | 0.67546 | 1.0228 | 1.0956 | 2.0876 | 1.1892 | 1.7207 | 0.3024 | 4.7043 | 3.7086
1f37113 | UGI_a | 3 | 00m_051004_345x211x716.dat | 0.0663;0.0663;0.0663 | 345;211;716 | (1.3504;68.1881;0.4966) | 60 | 6.3535 | 49 | 78.0611 | 60 | EZpaque | [5,133,110] | [30,30,100] | 1 | 10 | 80 | abnormal | malrotation w volvus / ladd's bands | 4.0907 | 1.942 | 7.9441 | 15.9664 | 7.5796 | 121.0191 | 1.3516e-13 | 8.956 | 0.01534 | 0.70038 | 6.0671 | 0.053965 | 11.9828 | 0.15143 | 1.0607 | 8.6785 | 0.056592 | 10.8056 | 0.95923 | 25.2055 | 0.33407 | 5.1575 | 0.10155 | 4.9658 | 3.9711 | 6.5509 | 0.38229 | 0.18786 | 0.75895 | 1.0927 | 1.1726 | 2.1908 | 1.238 | 1.7464 | 0.33181 | 5.0481 | 3.971
1f37113 | UGI_a | 3 | 00m_051004_345x211x716.dat | 0.0663;0.0663;0.0663 | 345;211;716 | (1.3504;68.1881;0.4966) | 80 | 2.9 | 44 | 78.0611 | 60 | EZpaque | [5,133,110] | [30,30,100] | 1 | 10 | 80 | abnormal | malrotation w volvus / ladd's bands | 4.0907 | 1.942 | 7.9441 | 15.9664 | 7.5796 | 121.0191 | 1.9518e-13 | 5.9756 | 0.0080736 | 0.38687 | 4.3106 | 0.031044 | 8.2668 | 0.074962 | 0.58229 | 5.848 | 0.035813 | 7.9107 | 0.54115 | 13.1966 | 0.18147 | 3.074 | 0.052439 | 3.1947 | 2.3013 | 4.0299 | 0.20508 | 0.094006 | 0.40512 | 0.6656 | 0.70531 | 1.4248 | 0.85555 | 1.5017 | 0.16705 | 3.0646 | 2.4528
1f37113 | UGI_a | 3 | 00m_051004_345x211x716.dat | 0.0663;0.0663;0.0663 | 345;211;716 | (1.3504;68.1881;0.4966) | 80 | 7.702 | 57 | 78.0611 | 60 | EZpaque | [5,133,110] | [30,30,100] | 1 | 10 | 80 | abnormal | malrotation w volvus / ladd's bands | 4.0907 | 1.942 | 7.9441 | 15.9664 | 7.5796 | 121.0191 | 1.3047e-13 | 9.3511 | 0.021199 | 0.71548 | 6.1779 | 0.072883 | 12.6033 | 0.18604 | 1.1443 | 8.8989 | 0.035487 | 10.8158 | 1.0374 | 31.4358 | 0.45836 | 5.5832 | 0.11677 | 5.17 | 4.3405 | 6.9386 | 0.44116 | 0.22622 | 0.82083 | 1.1939 | 1.2752 | 2.3041 | 1.2802 | 1.7407 | 0.37601 | 5.694 | 4.3892
1f37113 | UGI_a | 3 | 00m_051004_345x211x716.dat | 0.0663;0.0663;0.0663 | 345;211;716 | (1.3504;68.1881;0.4966) | 80 | 8.502 | 60 | 78.0611 | 60 | EZpaque | [5,133,110] | [30,30,100] | 1 | 10 | 80 | abnormal | malrotation w volvus / ladd's bands | 4.0907 | 1.942 | 7.9441 | 15.9664 | 7.5796 | 121.0191 | 1.2723e-13 | 9.5879 | 0.023701 | 0.71374 | 6.2831 | 0.07742 | 12.6846 | 0.17833 | 1.193 | 9.0747 | 0.056595 | 10.928 | 1.0798 | 34.2624 | 0.5101 | 5.8015 | 0.12778 | 5.2984 | 4.5549 | 7.2104 | 0.47277 | 0.23613 | 0.84287 | 1.2476 | 1.3318 | 2.3711 | 1.3092 | 1.7451 | 0.40946 | 5.987 | 4.5999
1f37113 | UGI_a | 6 | 00m_051004_345x211x716.dat | 0.0663;0.0663;0.0663 | 345;211;716 | (1.3504;68.1881;0.4966) | 110 | 3.9 | 52 | 78.0611 | 60 | EZpaque | [73,75] | [100,10] | 1 | 15 | 80 | abnormal | malrotation w volvus / ladd's bands | 4.0907 | 1.942 | 7.9441 | 15.9664 | 7.5796 | 121.0191 | 1.7448e-13 | 6.8198 | 0.012939 | 0.41277 | 4.5386 | 0.044022 | 9.3084 | 0.093566 | 0.68319 | 6.5178 | 0.027588 | 8.5868 | 0.63986 | 1.1079 | 0.091348 | 2.8572 | 0.06841 | 3.2861 | 2.1708 | 3.5824 | 0.26198 | 0.13139 | 0.42285 | 0.79463 | 0.83847 | 1.6173 | 0.94229 | 1.5275 | 0.20794 | 2.3464 | 1.9197
1f37113 | UGI_a | 6 | 00m_051004_345x211x716.dat | 0.0663;0.0663;0.0663 | 345;211;716 | (1.3504;68.1881;0.4966) | 110 | 7.85 | 62 | 78.0611 | 60 | EZpaque | [73,75] | [100,10] | 1 | 15 | 80 | abnormal | malrotation w volvus / ladd's bands | 4.0907 | 1.942 | 7.9441 | 15.9664 | 7.5796 | 121.0191 | 1.3934e-13 | 8.9522 | 0.02213 | 0.64867 | 5.6056 | 0.070229 | 12.1947 | 0.14605 | 0.98988 | 8.3795 | 0.04678 | 10.3086 | 0.91639 | 1.5668 | 0.13592 | 4.1651 | 0.11289 | 4.4881 | 3.1884 | 5.1296 | 0.39749 | 0.19432 | 0.62234 | 1.1118 | 1.1732 | 2.1402 | 1.19 | 1.6517 | 0.29411 | 3.119 | 2.5327
1f37113 | UGI_a | 6 | 00m_051004_345x211x716.dat | 0.0663;0.0663;0.0663 | 345;211;716 | (1.3504;68.1881;0.4966) | 110 | 9.9905 | 69 | 78.0611 | 60 | EZpaque | [73,75] | [100,10] | 1 | 15 | 80 | abnormal | malrotation w volvus / ladd's bands | 4.0907 | 1.942 | 7.9441 | 15.9664 | 7.5796 | 121.0191 | 1.3472e-13 | 9.4712 | 0.026496 | 0.65273 | 5.7975 | 0.08346 | 12.6436 | 0.15737 | 1.0735 | 8.746 | 0.042138 | 10.4703 | 0.98364 | 1.7078 | 0.1504 | 4.6405 | 0.12791 | 4.8275 | 3.547 | 5.6618 | 0.4438 | 0.23359 | 0.69959 | 1.2075 | 1.2675 | 2.3015 | 1.2424 | 1.6605 | 0.33304 | 3.3016 | 2.6804
1f37113 | UGI_a | 6 | 00m_051004_345x211x716.dat | 0.0663;0.0663;0.0663 | 345;211;716 | (1.3504;68.1881;0.4966) | 60 | 2.5 | 38 | 78.0611 | 60 | EZpaque | [73,75] | [100,10] | 1 | 15 | 80 | abnormal | malrotation w volvus / ladd's bands | 4.0907 | 1.942 | 7.9441 | 15.9664 | 7.5796 | 121.0191 | 2.1799e-13 | 5.2026 | 0.0048407 | 0.28836 | 3.7393 | 0.016694 | 7.3463 | 0.05015 | 0.43067 | 5.1063 | 0.015181 | 7.345 | 0.41485 | 0.73651 | 0.044931 | 1.7591 | 0.037016 | 2.3075 | 1.3501 | 2.3028 | 0.14704 | 0.05916 | 0.23763 | 0.53477 | 0.56444 | 1.2006 | 0.75063 | 1.4389 | 0.10219 | 1.7585 | 1.4442
1f37113 | UGI_a | 6 | 00m_051004_345x211x716.dat | 0.0663;0.0663;0.0663 | 345;211;716 | (1.3504;68.1881;0.4966) | 60 | 5.7448 | 47 | 78.0611 | 60 | EZpaque | [73,75] | [100,10] | 1 | 15 | 80 | abnormal | malrotation w volvus / ladd's bands | 4.0907 | 1.942 | 7.9441 | 15.9664 | 7.5796 | 121.0191 | 1.4156e-13 | 8.4179 | 0.013958 | 0.58159 | 5.5096 | 0.049594 | 11.8801 | 0.1181 | 0.9226 | 8.1459 | 0.043303 | 10.4934 | 0.85111 | 1.4112 | 0.11222 | 3.4678 | 0.085507 | 4.0795 | 2.7195 | 4.5114 | 0.33572 | 0.15435 | 0.53189 | 0.99089 | 1.0616 | 2.0142 | 1.1469 | 1.683 | 0.24628 | 2.9385 | 2.3875
1f37113 | UGI_a | 6 | 00m_051004_345x211x716.dat | 0.0663;0.0663;0.0663 | 345;211;716 | (1.3504;68.1881;0.4966) | 60 | 6.3535 | 49 | 78.0611 | 60 | EZpaque | [73,75] | [100,10] | 1 | 15 | 80 | abnormal | malrotation w volvus / ladd's bands | 4.0907 | 1.942 | 7.9441 | 15.9664 | 7.5796 | 121.0191 | 1.3516e-13 | 8.8139 | 0.015874 | 0.65817 | 5.7001 | 0.050489 | 12.3172 | 0.12441 | 0.99474 | 8.4766 | 0.049607 | 10.7731 | 0.91395 | 1.4985 | 0.11583 | 3.7265 | 0.10009 | 4.3236 | 2.9112 | 4.8314 | 0.36556 | 0.17619 | 0.5815 | 1.0572 | 1.1347 | 2.114 | 1.1926 | 1.7054 | 0.26617 | 3.0756 | 2.5091
1f37113 | UGI_a | 6 | 00m_051004_345x211x716.dat | 0.0663;0.0663;0.0663 | 345;211;716 | (1.3504;68.1881;0.4966) | 80 | 2.9 | 44 | 78.0611 | 60 | EZpaque | [73,75] | [100,10] | 1 | 15 | 80 | abnormal | malrotation w volvus / ladd's bands | 4.0907 | 1.942 | 7.9441 | 15.9664 | 7.5796 | 121.0191 | 1.9518e-13 | 5.8823 | 0.0083206 | 0.36056 | 4.0771 | 0.030927 | 8.2632 | 0.05951 | 0.54514 | 5.7143 | 0.031359 | 7.8666 | 0.51619 | 0.88247 | 0.066734 | 2.2062 | 0.049639 | 2.7124 | 1.6933 | 2.8485 | 0.19542 | 0.090522 | 0.31445 | 0.64652 | 0.68508 | 1.3689 | 0.83012 | 1.479 | 0.1443 | 2.0124 | 1.6485
1f37113 | UGI_a | 6 | 00m_051004_345x211x716.dat | 0.0663;0.0663;0.0663 | 345;211;716 | (1.3504;68.1881;0.4966) | 80 | 7.702 | 57 | 78.0611 | 60 | EZpaque | [73,75] | [100,10] | 1 | 15 | 80 | abnormal | malrotation w volvus / ladd's bands | 4.0907 | 1.942 | 7.9441 | 15.9664 | 7.5796 | 121.0191 | 1.3047e-13 | 9.197 | 0.021491 | 0.64133 | 5.7988 | 0.069615 | 12.87 | 0.15172 | 1.0672 | 8.7027 | 0.039994 | 10.763 | 0.97566 | 1.623 | 0.13203 | 4.1864 | 0.11009 | 4.6263 | 3.2119 | 5.2588 | 0.41471 | 0.21967 | 0.6641 | 1.1516 | 1.2299 | 2.2221 | 1.2313 | 1.6963 | 0.30935 | 3.2381 | 2.6212
1f37113 | UGI_a | 6 | 00m_051004_345x211x716.dat | 0.0663;0.0663;0.0663 | 345;211;716 | (1.3504;68.1881;0.4966) | 80 | 8.502 | 60 | 78.0611 | 60 | EZpaque | [73,75] | [100,10] | 1 | 15 | 80 | abnormal | malrotation w volvus / ladd's bands | 4.0907 | 1.942 | 7.9441 | 15.9664 | 7.5796 | 121.0191 | 1.2723e-13 | 9.4323 | 0.02393 | 0.67381 | 5.9082 | 0.076913 | 12.8937 | 0.15505 | 1.1042 | 8.8751 | 0.075258 | 10.8683 | 1.0135 | 1.7046 | 0.14625 | 4.4158 | 0.12163 | 4.8077 | 3.3726 | 5.5157 | 0.44421 | 0.21971 | 0.69682 | 1.2022 | 1.283 | 2.284 | 1.2576 | 1.7001 | 0.31266 | 3.3096 | 2.698
1f37113 | UGI_a | 7 | 00m_051004_345x211x716.dat | 0.0663;0.0663;0.0663 | 345;211;716 | (0.0901;67.0610;-0.1715) | 110 | 3.9 | 52 | 76.6025 | 60 | EZpaque | [73,75] | [90,20] | 1 | 15 | 80 | abnormal | malrotation w volvus / ladd's bands | 4.788 | 2.4884 | 11.9143 | 18.3385 | 9.5309 | 174.7815 | 1.8564e-13 | 10.0347 | 0.010405 | 0.24905 | 2.692 | 0.030632 | 4.7871 | 0.13883 | 0.52692 | 10.5082 | 0.0086982 | 4.9166 | 0.59218 | 1.2802 | 0.057446 | 7.9349 | 0.055582 | 3.7413 | 8.5037 | 4.4197 | 0.21247 | 0.10615 | 0.62612 | 1.217 | 1.273 | 4.1409 | 0.77782 | 1.4259 | 0.29231 | 3.1242 | 1.7912
1f37113 | UGI_a | 7 | 00m_051004_345x211x716.dat | 0.0663;0.0663;0.0663 | 345;211;716 | (0.0901;67.0610;-0.1715) | 110 | 7.85 | 62 | 76.6025 | 60 | EZpaque | [73,75] | [90,20] | 1 | 15 | 80 | abnormal | malrotation w volvus / ladd's bands | 4.788 | 2.4884 | 11.9143 | 18.3385 | 9.5309 | 174.7815 | 1.4825e-13 | 11.8962 | 0.017923 | 0.39831 | 3.6737 | 0.04562 | 6.4241 | 0.18805 | 0.7627 | 12.2955 | 0.039593 | 6.2104 | 0.83042 | 1.7199 | 0.092708 | 10.0007 | 0.089214 | 5.1867 | 10.1929 | 6.0487 | 0.32311 | 0.16464 | 0.9223 | 1.5754 | 1.6517 | 4.9235 | 0.97708 | 1.5411 | 0.41838 | 3.8404 | 2.3728
1f37113 | UGI_a | 7 | 00m_051004_345x211x716.dat | 0.0663;0.0663;0.0663 | 345;211;716 | (0.0901;67.0610;-0.1715) | 110 | 9.9905 | 69 | 76.6025 | 60 | EZpaque | [73,75] | [90,20] | 1 | 15 | 80 | abnormal | malrotation w volvus / ladd's bands | 4.788 | 2.4884 | 11.9143 | 18.3385 | 9.5309 | 174.7815 | 1.4334e-13 | 12.1187 | 0.021798 | 0.39407 | 3.949 | 0.051254 | 6.8798 | 0.21533 | 0.84086 | 12.3754 | 0.027711 | 6.4395 | 0.88237 | 1.8277 | 0.10892 | 10.2748 | 0.10516 | 5.5887 | 10.3515 | 6.4861 | 0.35656 | 0.19619 | 0.99413 | 1.655 | 1.7263 | 5.0555 | 1.0235 | 1.5459 | 0.47292 | 3.9567 | 2.5083
1f37113 | UGI_a | 7 | 00m_051004_345x211x716.dat | 0.0663;0.0663;0.0663 | 345;211;716 | (0.0901;67.0610;-0.1715) | 60 | 2.5 | 38 | 76.6025 | 60 | EZpaque | [73,75] | [90,20] | 1 | 15 | 80 | abnormal | malrotation w volvus / ladd's bands | 4.788 | 2.4884 | 11.9143 | 18.3385 | 9.5309 | 174.7815 | 2.3194e-13 | 8.6847 | 0.0038604 | 0.14151 | 1.9219 | 0.013519 | 3.4028 | 0.070718 | 0.32377 | 9.2284 | 0.01119 | 3.9295 | 0.3997 | 0.92362 | 0.02871 | 6.4565 | 0.025997 | 2.5614 | 7.327 | 3.1632 | 0.11766 | 0.05549 | 0.38596 | 0.93505 | 0.97569 | 3.5586 | 0.62124 | 1.3454 | 0.16016 | 2.5795 | 1.3378
1f37113 | UGI_a | 7 | 00m_051004_345x211x716.dat | 0.0663;0.0663;0.0663 | 345;211;716 | (0.0901;67.0610;-0.1715) | 60 | 5.7448 | 47 | 76.6025 | 60 | EZpaque | [73,75] | [90,20] | 1 | 15 | 80 | abnormal | malrotation w volvus / ladd's bands | 4.788 | 2.4884 | 11.9143 | 18.3385 | 9.5309 | 174.7815 | 1.5061e-13 | 11.9787 | 0.011048 | 0.31522 | 3.3006 | 0.042696 | 5.8659 | 0.16315 | 0.69139 | 12.7124 | 0.015923 | 6.1079 | 0.7882 | 1.648 | 0.06973 | 9.9616 | 0.072426 | 4.7295 | 10.4025 | 5.635 | 0.27141 | 0.13169 | 0.83548 | 1.5069 | 1.6034 | 4.9044 | 0.93452 | 1.5632 | 0.3789 | 3.8079 | 2.2369
1f37113 | UGI_a | 7 | 00m_051004_345x211x716.dat | 0.0663;0.0663;0.0663 | 345;211;716 | (0.0901;67.0610;-0.1715) | 60 | 6.3535 | 49 | 76.6025 | 60 | EZpaque | [73,75] | [90,20] | 1 | 15 | 80 | abnormal | malrotation w volvus / ladd's bands | 4.788 | 2.4884 | 11.9143 | 18.3385 | 9.5309 | 174.7815 | 1.4379e-13 | 12.2627 | 0.012642 | 0.37106 | 3.5016 | 0.044334 | 6.1824 | 0.18458 | 0.74558 | 12.9999 | 0.032223 | 6.3378 | 0.84246 | 1.7369 | 0.083251 | 10.3649 | 0.080163 | 5.023 | 10.6688 | 5.953 | 0.29659 | 0.15886 | 0.90407 | 1.5796 | 1.6841 | 5.0329 | 0.97241 | 1.5853 | 0.39739 | 3.9357 | 2.3559
1f37113 | UGI_a | 7 | 00m_051004_345x211x716.dat | 0.0663;0.0663;0.0663 | 345;211;716 | (0.0901;67.0610;-0.1715) | 80 | 2.9 | 44 | 76.6025 | 60 | EZpaque | [73,75] | [90,20] | 1 | 15 | 80 | abnormal | malrotation w volvus / ladd's bands | 4.788 | 2.4884 | 11.9143 | 18.3385 | 9.5309 | 174.7815 | 2.0765e-13 | 9.2312 | 0.0066659 | 0.16691 | 2.235 | 0.020458 | 3.904 | 0.082112 | 0.41673 | 9.759 | 0.021878 | 4.3427 | 0.48576 | 1.0759 | 0.043333 | 7.0805 | 0.041981 | 3.0629 | 7.8159 | 3.6745 | 0.15808 | 0.077571 | 0.49905 | 1.058 | 1.1091 | 3.7934 | 0.68732 | 1.3806 | 0.20779 | 2.7999 | 1.5222
1f37113 | UGI_a | 7 | 00m_051004_345x211x716.dat | 0.0663;0.0663;0.0663 | 345;211;716 | (0.0901;67.0610;-0.1715) | 80 | 7.702 | 57 | 76.6025 | 60 | EZpaque | [73,75] | [90,20] | 1 | 15 | 80 | abnormal | malrotation w volvus / ladd's bands | 4.788 | 2.4884 | 11.9143 | 18.3385 | 9.5309 | 174.7815 | 1.388e-13 | 12.3032 | 0.017329 | 0.37558 | 3.7321 | 0.04601 | 6.6298 | 0.19959 | 0.81188 | 12.8615 | 0.041487 | 6.4642 | 0.88962 | 1.7918 | 0.096325 | 10.4689 | 0.096209 | 5.3776 | 10.636 | 6.2308 | 0.33325 | 0.17369 | 0.97823 | 1.6497 | 1.75 | 5.0792 | 1.0089 | 1.5784 | 0.43453 | 3.9932 | 2.4512
1f37113 | UGI_a | 7 | 00m_051004_345x211x716.dat | 0.0663;0.0663;0.0663 | 345;211;716 | (0.0901;67.0610;-0.1715) | 80 | 8.502 | 60 | 76.6025 | 60 | EZpaque | [73,75] | [90,20] | 1 | 15 | 80 | abnormal | malrotation w volvus / ladd's bands | 4.788 | 2.4884 | 11.9143 | 18.3385 | 9.5309 | 174.7815 | 1.3537e-13 | 12.4488 | 0.019306 | 0.40472 | 3.8683 | 0.058558 | 6.8763 | 0.21052 | 0.85129 | 12.9282 | 0.043609 | 6.5833 | 0.92073 | 1.8524 | 0.1048 | 10.6271 | 0.099032 | 5.5848 | 10.7439 | 6.4461 | 0.35285 | 0.18745 | 1.0185 | 1.6959 | 1.7979 | 5.1392 | 1.0323 | 1.5821 | 0.45243 | 4.0602 | 2.525
1f37113 | UGI_a | 8 | 00m_051004_345x211x716.dat | 0.0663;0.0663;0.0663 | 345;211;716 | (-0.1989;67.2110;-0.1505) | 110 | 3.9 | 52 | 76.5893 | 60 | EZpaque | [73,75] | [90,20] | 1 | 10 | 80 | abnormal | malrotation w volvus / ladd's bands | 4.7008 | 2.4912 | 11.7107 | 18.0017 | 9.54 | 171.7354 | 1.8758e-13 | 9.9802 | 0.010512 | 0.23349 | 2.7493 | 0.027694 | 3.9485 | 0.13621 | 0.52894 | 10.4466 | 0.023165 | 4.4474 | 0.60166 | 1.3887 | 0.059004 | 8.7562 | 0.057943 | 3.7511 | 9.4417 | 4.7618 | 0.21129 | 0.11306 | 0.63274 | 1.2207 | 1.2773 | 4.1186 | 0.77952 | 1.4504 | 0.27704 | 3.1192 | 1.8245
1f37113 | UGI_a | 8 | 00m_051004_345x211x716.dat | 0.0663;0.0663;0.0663 | 345;211;716 | (-0.1989;67.2110;-0.1505) | 110 | 7.85 | 62 | 76.5893 | 60 | EZpaque | [73,75] | [90,20] | 1 | 10 | 80 | abnormal | malrotation w volvus / ladd's bands | 4.7008 | 2.4912 | 11.7107 | 18.0017 | 9.54 | 171.7354 | 1.4981e-13 | 11.8646 | 0.017858 | 0.3873 | 3.6998 | 0.050931 | 5.7099 | 0.19845 | 0.76728 | 12.2765 | 0.029202 | 5.729 | 0.84244 | 1.8427 | 0.093015 | 10.822 | 0.088596 | 5.2105 | 11.1778 | 6.4207 | 0.32217 | 0.17534 | 0.91573 | 1.583 | 1.6601 | 4.9092 | 0.97915 | 1.5612 | 0.41149 | 3.8538 | 2.4101
1f37113 | UGI_a | 8 | 00m_051004_345x211x716.dat | 0.0663;0.0663;0.0663 | 345;211;716 | (-0.1989;67.2110;-0.1505) | 110 | 9.9905 | 69 | 76.5893 | 60 | EZpaque | [73,75] | [90,20] | 1 | 10 | 80 | abnormal | malrotation w volvus / ladd's bands | 4.7008 | 2.4912 | 11.7107 | 18.0017 | 9.54 | 171.7354 | 1.4485e-13 | 12.1353 | 0.021943 | 0.44988 | 3.9993 | 0.060569 | 6.1838 | 0.22628 | 0.84294 | 12.3687 | 0.04166 | 5.9882 | 0.88899 | 1.9254 | 0.10188 | 11.0556 | 0.10501 | 5.6213 | 11.2662 | 6.8506 | 0.35933 | 0.18568 | 0.99179 | 1.6645 | 1.7365 | 5.0314 | 1.0251 | 1.5685 | 0.46267 | 3.9703 | 2.5549
1f37113 | UGI_a | 8 | 00m_051004_345x211x716.dat | 0.0663;0.0663;0.0663 | 345;211;716 | (-0.1989;67.2110;-0.1505) | 60 | 2.5 | 38 | 76.5893 | 60 | EZpaque | [73,75] | [90,20] | 1 | 10 | 80 | abnormal | malrotation w volvus / ladd's bands | 4.7008 | 2.4912 | 11.7107 | 18.0017 | 9.54 | 171.7354 | 2.3438e-13 | 8.5418 | 0.0039663 | 0.12818 | 1.9716 | 0.013426 | 2.6505 | 0.070369 | 0.32922 | 9.1446 | 0.0040831 | 3.4618 | 0.40625 | 1.0379 | 0.027074 | 7.2767 | 0.027776 | 2.571 | 8.2815 | 3.4298 | 0.1174 | 0.05262 | 0.39111 | 0.93491 | 0.97603 | 3.5281 | 0.62369 | 1.3722 | 0.15635 | 2.5739 | 1.3605
1f37113 | UGI_a | 8 | 00m_051004_345x211x716.dat | 0.0663;0.0663;0.0663 | 345;211;716 | (-0.1989;67.2110;-0.1505) | 60 | 5.7448 | 47 | 76.5893 | 60 | EZpaque | [73,75] | [90,20] | 1 | 10 | 80 | abnormal | malrotation w volvus / ladd's bands | 4.7008 | 2.4912 | 11.7107 | 18.0017 | 9.54 | 171.7354 | 1.5218e-13 | 11.922 | 0.011181 | 0.30268 | 3.3408 | 0.033386 | 4.8597 | 0.1621 | 0.69779 | 12.6705 | 0.017072 | 5.5481 | 0.80037 | 1.7575 | 0.072854 | 10.9554 | 0.074195 | 4.7611 | 11.5199 | 6.0352 | 0.26948 | 0.13467 | 0.83296 | 1.5124 | 1.6097 | 4.8579 | 0.93593 | 1.5908 | 0.37821 | 3.8034 | 2.2721
1f37113 | UGI_a | 8 | 00m_051004_345x211x716.dat | 0.0663;0.0663;0.0663 | 345;211;716 | (-0.1989;67.2110;-0.1505) | 60 | 6.3535 | 49 | 76.5893 | 60 | EZpaque | [73,75] | [90,20] | 1 | 10 | 80 | abnormal | malrotation w volvus / ladd's bands | 4.7008 | 2.4912 | 11.7107 | 18.0017 | 9.54 | 171.7354 | 1.4531e-13 | 12.2149 | 0.012728 | 0.34106 | 3.4949 | 0.036018 | 5.175 | 0.18762 | 0.75413 | 12.9698 | 0.029627 | 5.7774 | 0.85557 | 1.8155 | 0.07776 | 11.3354 | 0.081758 | 5.0479 | 11.7944 | 6.3563 | 0.29551 | 0.14774 | 0.89384 | 1.5853 | 1.6908 | 5.0061 | 0.97262 | 1.608 | 0.40188 | 3.93 | 2.3819
1f37113 | UGI_a | 8 | 00m_051004_345x211x716.dat | 0.0663;0.0663;0.0663 | 345;211;716 | (-0.1989;67.2110;-0.1505) | 80 | 2.9 | 44 | 76.5893 | 60 | EZpaque | [73,75] | [90,20] | 1 | 10 | 80 | abnormal | malrotation w volvus / ladd's bands | 4.7008 | 2.4912 | 11.7107 | 18.0017 | 9.54 | 171.7354 | 2.0984e-13 | 9.1463 | 0.0066678 | 0.19865 | 2.2773 | 0.021604 | 3.2417 | 0.092454 | 0.41752 | 9.6877 | 0.011619 | 3.873 | 0.49337 | 1.1992 | 0.040882 | 7.9187 | 0.042107 | 3.0695 | 8.7732 | 3.9739 | 0.16067 | 0.080898 | 0.48288 | 1.0596 | 1.1114 | 3.7618 | 0.68954 | 1.4061 | 0.21526 | 2.8094 | 1.556
1f37113 | UGI_a | 8 | 00m_051004_345x211x716.dat | 0.0663;0.0663;0.0663 | 345;211;716 | (-0.1989;67.2110;-0.1505) | 80 | 7.702 | 57 | 76.5893 | 60 | EZpaque | [73,75] | [90,20] | 1 | 10 | 80 | abnormal | malrotation w volvus / ladd's bands | 4.7008 | 2.4912 | 11.7107 | 18.0017 | 9.54 | 171.7354 | 1.4026e-13 | 12.2702 | 0.017371 | 0.40265 | 3.7506 | 0.049607 | 5.7572 | 0.20061 | 0.81399 | 12.8284 | 0.042987 | 5.9423 | 0.89983 | 1.8951 | 0.093627 | 11.3333 | 0.09198 | 5.3922 | 11.6663 | 6.6336 | 0.33351 | 0.16766 | 0.97641 | 1.6578 | 1.759 | 5.0885 | 1.0106 | 1.6016 | 0.42089 | 3.9957 | 2.4908
1f37113 | UGI_a | 8 | 00m_051004_345x211x716.dat | 0.0663;0.0663;0.0663 | 345;211;716 | (-0.1989;67.2110;-0.1505) | 80 | 8.502 | 60 | 76.5893 | 60 | EZpaque | [73,75] | [90,20] | 1 | 10 | 80 | abnormal | malrotation w volvus / ladd's bands | 4.7008 | 2.4912 | 11.7107 | 18.0017 | 9.54 | 171.7354 | 1.3679e-13 | 12.448 | 0.019347 | 0.40542 | 3.9071 | 0.053712 | 5.9016 | 0.21893 | 0.85677 | 12.9232 | 0.012621 | 6.0742 | 0.92856 | 1.9704 | 0.098682 | 11.4604 | 0.098397 | 5.6025 | 11.7492 | 6.8203 | 0.35549 | 0.18853 | 1.0083 | 1.7046 | 1.8074 | 5.1492 | 1.0342 | 1.6059 | 0.45192 | 4.0583 | 2.5614
1f37113 | UGI_a | 9 | 00m_051004_345x211x716.dat | 0.0663;0.0663;0.0663 | 345;211;716 | (0.3660;67.1298;-0.1895) | 110 | 3.9 | 52 | 76.5595 | 60 | EZpaque | [73,75] | [90,20] | 1 | 10 | 80 | abnormal | malrotation w volvus / ladd's bands | 4.7425 | 2.472 | 11.7236 | 18.1544 | 9.4628 | 171.791 | 1.8588e-13 | 9.9668 | 0.010439 | 0.27866 | 2.7304 | 0.033657 | 5.1092 | 0.12893 | 0.5295 | 10.4235 | 0.0079525 | 5.4014 | 0.5906 | 1.2238 | 0.055117 | 7.1111 | 0.057522 | 3.7025 | 7.5996 | 4.0706 | 0.21088 | 0.11105 | 0.62719 | 1.2062 | 1.2619 | 4.1391 | 0.78835 | 1.4427 | 0.28529 | 3.07 | 1.7662
1f37113 | UGI_a | 9 | 00m_051004_345x211x716.dat | 0.0663;0.0663;0.0663 | 345;211;716 | (0.3660;67.1298;-0.1895) | 110 | 7.85 | 62 | 76.5595 | 60 | EZpaque | [73,75] | [90,20] | 1 | 10 | 80 | abnormal | malrotation w volvus / ladd's bands | 4.7425 | 2.472 | 11.7236 | 18.1544 | 9.4628 | 171.791 | 1.4844e-13 | 11.8711 | 0.017952 | 0.39797 | 3.707 | 0.046442 | 7.1138 | 0.17478 | 0.77255 | 12.2578 | 0.04807 | 6.7213 | 0.82462 | 1.69 | 0.09638 | 9.124 | 0.097794 | 5.1541 | 9.2769 | 5.6771 | 0.32343 | 0.18043 | 0.90694 | 1.567 | 1.6429 | 4.9228 | 0.99264 | 1.5567 | 0.42002 | 3.8213 | 2.3465
1f37113 | UGI_a | 9 | 00m_051004_345x211x716.dat | 0.0663;0.0663;0.0663 | 345;211;716 | (0.3660;67.1298;-0.1895) | 110 | 9.9905 | 69 | 76.5595 | 60 | EZpaque | [73,75] | [90,20] | 1 | 10 | 80 | abnormal | malrotation w volvus / ladd's bands | 4.7425 | 2.472 | 11.7236 | 18.1544 | 9.4628 | 171.791 | 1.4352e-13 | 12.0924 | 0.021948 | 0.45929 | 3.9996 | 0.05367 | 7.4986 | 0.23567 | 0.84093 | 12.3592 | 0.026453 | 6.9238 | 0.8805 | 1.7785 | 0.11034 | 9.5067 | 0.10695 | 5.561 | 9.4656 | 6.1348 | 0.36208 | 0.20154 | 0.99401 | 1.6479 | 1.7188 | 5.0484 | 1.0394 | 1.5654 | 0.47538 | 3.9399 | 2.4963
1f37113 | UGI_a | 9 | 00m_051004_345x211x716.dat | 0.0663;0.0663;0.0663 | 345;211;716 | (0.3660;67.1298;-0.1895) | 60 | 2.5 | 38 | 76.5595 | 60 | EZpaque | [73,75] | [90,20] | 1 | 10 | 80 | abnormal | malrotation w volvus / ladd's bands | 4.7425 | 2.472 | 11.7236 | 18.1544 | 9.4628 | 171.791 | 2.3223e-13 | 8.5879 | 0.0039187 | 0.15525 | 1.9373 | 0.011733 | 3.7989 | 0.06661 | 0.32955 | 9.1292 | 0.0060478 | 4.4102 | 0.39484 | 0.88032 | 0.029769 | 5.6056 | 0.027158 | 2.5314 | 6.3699 | 2.8043 | 0.11843 | 0.056814 | 0.39424 | 0.92055 | 0.96085 | 3.547 | 0.62867 | 1.3613 | 0.16485 | 2.5264 | 1.3072
1f37113 | UGI_a | 9 | 00m_051004_345x211x716.dat | 0.0663;0.0663;0.0663 | 345;211;716 | (0.3660;67.1298;-0.1895) | 60 | 5.7448 | 47 | 76.5595 | 60 | EZpaque | [73,75] | [90,20] | 1 | 10 | 80 | abnormal | malrotation w volvus / ladd's bands | 4.7425 | 2.472 | 11.7236 | 18.1544 | 9.4628 | 171.791 | 1.508e-13 | 11.868 | 0.011061 | 0.30775 | 3.3648 | 0.039425 | 6.5648 | 0.16435 | 0.70524 | 12.6385 | 0.019308 | 6.6837 | 0.78587 | 1.5764 | 0.074376 | 9.0238 | 0.069151 | 4.6823 | 9.3362 | 5.1831 | 0.27427 | 0.13925 | 0.84151 | 1.4947 | 1.5904 | 4.8801 | 0.94921 | 1.5832 | 0.37154 | 3.7696 | 2.204
1f37113 | UGI_a | 9 | 00m_051004_345x211x716.dat | 0.0663;0.0663;0.0663 | 345;211;716 | (0.3660;67.1298;-0.1895) | 60 | 6.3535 | 49 | 76.5595 | 60 | EZpaque | [73,75] | [90,20] | 1 | 10 | 80 | abnormal | malrotation w volvus / ladd's bands | 4.7425 | 2.472 | 11.7236 | 18.1544 | 9.4628 | 171.791 | 1.4399e-13 | 12.1815 | 0.012678 | 0.37459 | 3.538 | 0.045125 | 6.8377 | 0.17739 | 0.76297 | 12.9433 | 0.026937 | 6.9134 | 0.83826 | 1.6902 | 0.082464 | 9.4118 | 0.077881 | 4.992 | 9.6167 | 5.4848 | 0.30124 | 0.15141 | 0.90326 | 1.568 | 1.6716 | 5.0104 | 0.98803 | 1.6022 | 0.39483 | 3.8996 | 2.3186
1f37113 | UGI_a | 9 | 00m_051004_345x211x716.dat | 0.0663;0.0663;0.0663 | 345;211;716 | (0.3660;67.1298;-0.1895) | 80 | 2.9 | 44 | 76.5595 | 60 | EZpaque | [73,75] | [90,20] | 1 | 10 | 80 | abnormal | malrotation w volvus / ladd's bands | 4.7425 | 2.472 | 11.7236 | 18.1544 | 9.4628 | 171.791 | 2.0793e-13 | 9.1502 | 0.0066494 | 0.19286 | 2.2767 | 0.021512 | 4.3758 | 0.092853 | 0.42003 | 9.6744 | 0.011914 | 4.8261 | 0.48218 | 1.0165 | 0.042922 | 6.2685 | 0.041207 | 3.0212 | 6.8821 | 3.325 | 0.16196 | 0.075588 | 0.50012 | 1.0452 | 1.096 | 3.7993 | 0.69589 | 1.3971 | 0.21364 | 2.7586 | 1.4992
1f37113 | UGI_a | 9 | 00m_051004_345x211x716.dat | 0.0663;0.0663;0.0663 | 345;211;716 | (0.3660;67.1298;-0.1895) | 80 | 7.702 | 57 | 76.5595 | 60 | EZpaque | [73,75] | [90,20] | 1 | 10 | 80 | abnormal | malrotation w volvus / ladd's bands | 4.7425 | 2.472 | 11.7236 | 18.1544 | 9.4628 | 171.791 | 1.3898e-13 | 12.2928 | 0.017724 | 0.39278 | 3.7904 | 0.050626 | 7.2735 | 0.20477 | 0.82276 | 12.831 | 0.022767 | 7.007 | 0.88529 | 1.7755 | 0.094371 | 9.5587 | 0.09599 | 5.3332 | 9.6623 | 5.8411 | 0.33339 | 0.18206 | 0.9758 | 1.6405 | 1.7403 | 5.0959 | 1.0251 | 1.5936 | 0.43358 | 3.9721 | 2.4311
1f37113 | UGI_a | 9 | 00m_051004_345x211x716.dat | 0.0663;0.0663;0.0663 | 345;211;716 | (0.3660;67.1298;-0.1895) | 80 | 8.502 | 60 | 76.5595 | 60 | EZpaque | [73,75] | [90,20] | 1 | 10 | 80 | abnormal | malrotation w volvus / ladd's bands | 4.7425 | 2.472 | 11.7236 | 18.1544 | 9.4628 | 171.791 | 1.3555e-13 | 12.4081 | 0.01944 | 0.44893 | 3.9141 | 0.05368 | 7.5759 | 0.21139 | 0.8625 | 12.8958 | 0.047827 | 7.1172 | 0.91628 | 1.7971 | 0.10818 | 9.7493 | 0.10081 | 5.5409 | 9.7707 | 6.0676 | 0.35815 | 0.19403 | 1.0028 | 1.6876 | 1.789 | 5.1464 | 1.0497 | 1.6017 | 0.45975 | 4.0399 | 2.5054
1f37113 | UGI_a | 1 | 01f_076010_393x248x546.dat | 0.0663;0.0663;0.1400 | 393;248;546 | (0.1319;69.1162;7.8738) | 110 | 3.9 | 52 | 81.5087 | 60 | EZpaque | [5] | [0] | 1 | 10 | 95 | abnormal | malrotation w volvus / ladd's bands | 5.6147 | 5.4587 | 30.649 | 22.8823 | 22.2466 | 509.0547 | 2.3052e-13 | 1.8698 | 0.011719 | 1.932 | 1.1525 | 0.035302 | 2.6847 | 0.25418 | 2.0205 | 1.9641 | 0.02249 | 3.3259 | 2.2842 | 1.3182 | 0.07543 | 0.96323 | 0.099177 | 1.212 | 0.60941 | 1.1906 | 1.2516 | 0.3541 | 0.18515 | 0.6835 | 0.80547 | 1.119 | 0.32374 | 0.65323 | 0.19486 | 1.0658 | 1.2404
1f37113 | UGI_a | 1 | 01f_076010_393x248x546.dat | 0.0663;0.0663;0.1400 | 393;248;546 | (0.1319;69.1162;7.8738) | 110 | 7.85 | 62 | 81.5087 | 60 | EZpaque | [5] | [0] | 1 | 10 | 95 | abnormal | malrotation w volvus / ladd's bands | 5.6147 | 5.4587 | 30.649 | 22.8823 | 22.2466 | 509.0547 | 1.841e-13 | 2.5942 | 0.020212 | 2.3427 | 1.5305 | 0.059165 | 3.5648 | 0.3819 | 2.7239 | 2.6637 | 0.021489 | 4.2206 | 2.863 | 1.7704 | 0.11734 | 1.4409 | 0.15029 | 1.6694 | 0.94896 | 1.7671 | 1.6898 | 0.53034 | 0.29378 | 0.95083 | 1.1186 | 1.4196 | 0.41803 | 0.71822 | 0.3026 | 1.448 | 1.6315
1f37113 | UGI_a | 1 | 01f_076010_393x248x546.dat | 0.0663;0.0663;0.1400 | 393;248;546 | (0.1319;69.1162;7.8738) | 110 | 9.9905 | 69 | 81.5087 | 60 | EZpaque | [5] | [0] | 1 | 10 | 95 | abnormal | malrotation w volvus / ladd's bands | 5.6147 | 5.4587 | 30.649 | 22.8823 | 22.2466 | 509.0547 | 1.7799e-13 | 2.808 | 0.024547 | 2.4799 | 1.6255 | 0.068874 | 3.8129 | 0.4434 | 2.9046 | 2.8424 | 0.034782 | 4.3849 | 2.9737 | 1.8831 | 0.13021 | 1.5974 | 0.16616 | 1.7877 | 1.0801 | 1.9503 | 1.8002 | 0.56531 | 0.33201 | 1.0354 | 1.2118 | 1.4983 | 0.44132 | 0.72673 | 0.34815 | 1.5542 | 1.7377
1f37113 | UGI_a | 1 | 01f_076010_393x248x546.dat | 0.0663;0.0663;0.1400 | 393;248;546 | (0.1319;69.1162;7.8738) | 60 | 2.5 | 38 | 81.5087 | 60 | EZpaque | [5] | [0] | 1 | 10 | 95 | abnormal | malrotation w volvus / ladd's bands | 5.6147 | 5.4587 | 30.649 | 22.8823 | 22.2466 | 509.0547 | 2.8803e-13 | 1.2718 | 0.0040981 | 1.6041 | 0.84483 | 0.015274 | 1.8894 | 0.13572 | 1.4583 | 1.4015 | 0.0083171 | 2.6436 | 1.8417 | 0.96069 | 0.046602 | 0.56459 | 0.055008 | 0.8423 | 0.32012 | 0.72141 | 0.9033 | 0.21678 | 0.096173 | 0.46249 | 0.54684 | 0.88318 | 0.24863 | 0.60324 | 0.089754 | 0.74987 | 0.92657
1f37113 | UGI_a | 1 | 01f_076010_393x248x546.dat | 0.0663;0.0663;0.1400 | 393;248;546 | (0.1319;69.1162;7.8738) | 60 | 5.7448 | 47 | 81.5087 | 60 | EZpaque | [5] | [0] | 1 | 10 | 95 | abnormal | malrotation w volvus / ladd's bands | 5.6147 | 5.4587 | 30.649 | 22.8823 | 22.2466 | 509.0547 | 1.8703e-13 | 2.3482 | 0.012161 | 2.1081 | 1.4335 | 0.044061 | 3.3497 | 0.34434 | 2.5582 | 2.4764 | 0.015585 | 4.1389 | 2.7991 | 1.6377 | 0.099285 | 1.2276 | 0.12331 | 1.5333 | 0.76091 | 1.5245 | 1.5721 | 0.46062 | 0.2319 | 0.83727 | 1.0002 | 1.3416 | 0.39354 | 0.71638 | 0.22565 | 1.3322 | 1.509
1f37113 | UGI_a | 1 | 01f_076010_393x248x546.dat | 0.0663;0.0663;0.1400 | 393;248;546 | (0.1319;69.1162;7.8738) | 60 | 6.3535 | 49 | 81.5087 | 60 | EZpaque | [5] | [0] | 1 | 10 | 95 | abnormal | malrotation w volvus / ladd's bands | 5.6147 | 5.4587 | 30.649 | 22.8823 | 22.2466 | 509.0547 | 1.7857e-13 | 2.5052 | 0.014028 | 2.1835 | 1.5057 | 0.04462 | 3.5667 | 0.36197 | 2.6961 | 2.6158 | 0.022856 | 4.3044 | 2.9041 | 1.7046 | 0.10246 | 1.3266 | 0.13415 | 1.6259 | 0.83226 | 1.6471 | 1.6535 | 0.51778 | 0.25974 | 0.89385 | 1.0692 | 1.4015 | 0.41233 | 0.72681 | 0.26362 | 1.4106 | 1.5852
1f37113 | UGI_a | 1 | 01f_076010_393x248x546.dat | 0.0663;0.0663;0.1400 | 393;248;546 | (0.1319;69.1162;7.8738) | 80 | 2.9 | 44 | 81.5087 | 60 | EZpaque | [5] | [0] | 1 | 10 | 95 | abnormal | malrotation w volvus / ladd's bands | 5.6147 | 5.4587 | 30.649 | 22.8823 | 22.2466 | 509.0547 | 2.5788e-13 | 1.5268 | 0.0072092 | 1.745 | 0.98031 | 0.026927 | 2.2315 | 0.19331 | 1.6973 | 1.6397 | 0.012775 | 2.936 | 2.0286 | 1.1054 | 0.064387 | 0.73636 | 0.073655 | 0.9997 | 0.4418 | 0.92176 | 1.0522 | 0.27715 | 0.13535 | 0.55707 | 0.66001 | 0.98025 | 0.28034 | 0.62407 | 0.13916 | 0.88517 | 1.0614
1f37113 | UGI_a | 1 | 01f_076010_393x248x546.dat | 0.0663;0.0663;0.1400 | 393;248;546 | (0.1319;69.1162;7.8738) | 80 | 7.702 | 57 | 81.5087 | 60 | EZpaque | [5] | [0] | 1 | 10 | 95 | abnormal | malrotation w volvus / ladd's bands | 5.6147 | 5.4587 | 30.649 | 22.8823 | 22.2466 | 509.0547 | 1.7236e-13 | 2.6769 | 0.019394 | 2.3473 | 1.5921 | 0.06122 | 3.6926 | 0.39185 | 2.8335 | 2.7744 | 0.031498 | 4.4097 | 2.9772 | 1.8186 | 0.11681 | 1.4817 | 0.15471 | 1.7368 | 0.96414 | 1.8264 | 1.7486 | 0.55861 | 0.31301 | 0.98144 | 1.1675 | 1.4731 | 0.43261 | 0.73353 | 0.31317 | 1.4988 | 1.6829
1f37113 | UGI_a | 1 | 01f_076010_393x248x546.dat | 0.0663;0.0663;0.1400 | 393;248;546 | (0.1319;69.1162;7.8738) | 80 | 8.502 | 60 | 81.5087 | 60 | EZpaque | [5] | [0] | 1 | 10 | 95 | abnormal | malrotation w volvus / ladd's bands | 5.6147 | 5.4587 | 30.649 | 22.8823 | 22.2466 | 509.0547 | 1.6809e-13 | 2.7808 | 0.021466 | 2.4029 | 1.6417 | 0.063692 | 3.8653 | 0.43017 | 2.9297 | 2.8677 | 0.028928 | 4.5032 | 3.0377 | 1.8783 | 0.12666 | 1.5658 | 0.16245 | 1.8002 | 1.0255 | 1.9216 | 1.7998 | 0.58737 | 0.32818 | 1.0266 | 1.2201 | 1.5048 | 0.44509 | 0.73858 | 0.34662 | 1.5568 | 1.7382
1f37113 | UGI_a | 2 | 01f_076010_393x248x546.dat | 0.0663;0.0663;0.1400 | 393;248;546 | (0.1319;69.1162;6.1814) | 110 | 3.9 | 52 | 81.5087 | 60 | EZpaque | [5] | [0] | 0 | 10 | 95 | abnormal | malrotation w volvus / ladd's bands | 5.6147 | 2.7899 | 15.6647 | 22.8823 | 11.3702 | 260.1769 | 1.8193e-13 | 2.9797 | 0.0062799 | 0.47828 | 1.1098 | 0.020484 | 4.5729 | 0.24784 | 0.76546 | 3.2646 | 0.0083911 | 5.6214 | 0.81312 | 0.41858 | 0.046357 | 1.5327 | 0.045053 | 1.0743 | 0.87369 | 1.821 | 0.23426 | 0.14183 | 0.16755 | 0.57099 | 0.67402 | 0.88972 | 0.3316 | 0.70004 | 0.17392 | 1.1731 | 1.004
1f37113 | UGI_a | 2 | 01f_076010_393x248x546.dat | 0.0663;0.0663;0.1400 | 393;248;546 | (0.1319;69.1162;6.1814) | 110 | 7.85 | 62 | 81.5087 | 60 | EZpaque | [5] | [0] | 0 | 10 | 95 | abnormal | malrotation w volvus / ladd's bands | 5.6147 | 2.7899 | 15.6647 | 22.8823 | 11.3702 | 260.1769 | 1.4531e-13 | 4.1069 | 0.011048 | 0.65454 | 1.5189 | 0.032801 | 6.0379 | 0.36144 | 1.1219 | 4.3931 | 0.021098 | 7.0486 | 1.1217 | 0.61697 | 0.069061 | 2.2723 | 0.073411 | 1.5204 | 1.3679 | 2.6881 | 0.3623 | 0.22312 | 0.26585 | 0.80486 | 0.9498 | 1.1876 | 0.42553 | 0.76829 | 0.27647 | 1.6104 | 1.3809
1f37113 | UGI_a | 2 | 01f_076010_393x248x546.dat | 0.0663;0.0663;0.1400 | 393;248;546 | (0.1319;69.1162;6.1814) | 110 | 9.9905 | 69 | 81.5087 | 60 | EZpaque | [5] | [0] | 0 | 10 | 95 | abnormal | malrotation w volvus / ladd's bands | 5.6147 | 2.7899 | 15.6647 | 22.8823 | 11.3702 | 260.1769 | 1.405e-13 | 4.4278 | 0.013727 | 0.71146 | 1.6279 | 0.040315 | 6.4369 | 0.41328 | 1.2328 | 4.6757 | 0.013599 | 7.2992 | 1.201 | 0.69014 | 0.076437 | 2.5181 | 0.086672 | 1.6416 | 1.5605 | 2.9581 | 0.41979 | 0.26472 | 0.3068 | 0.88259 | 1.0371 | 1.256 | 0.44932 | 0.77752 | 0.316 | 1.7369 | 1.4888
1f37113 | UGI_a | 2 | 01f_076010_393x248x546.dat | 0.0663;0.0663;0.1400 | 393;248;546 | (0.1319;69.1162;6.1814) | 60 | 2.5 | 38 | 81.5087 | 60 | EZpaque | [5] | [0] | 0 | 10 | 95 | abnormal | malrotation w volvus / ladd's bands | 5.6147 | 2.7899 | 15.6647 | 22.8823 | 11.3702 | 260.1769 | 2.2729e-13 | 2.0731 | 0.0019503 | 0.31072 | 0.78119 | 0.0076812 | 3.3259 | 0.11299 | 0.46077 | 2.371 | 0.0058844 | 4.5426 | 0.56029 | 0.24748 | 0.023556 | 0.91155 | 0.021133 | 0.70965 | 0.45527 | 1.0944 | 0.1209 | 0.07001 | 0.080077 | 0.37601 | 0.44412 | 0.65315 | 0.25706 | 0.64979 | 0.080759 | 0.81081 | 0.68982
1f37113 | UGI_a | 2 | 01f_076010_393x248x546.dat | 0.0663;0.0663;0.1400 | 393;248;546 | (0.1319;69.1162;6.1814) | 60 | 5.7448 | 47 | 81.5087 | 60 | EZpaque | [5] | [0] | 0 | 10 | 95 | abnormal | malrotation w volvus / ladd's bands | 5.6147 | 2.7899 | 15.6647 | 22.8823 | 11.3702 | 260.1769 | 1.4759e-13 | 3.7401 | 0.0059295 | 0.57197 | 1.4006 | 0.023344 | 5.7567 | 0.29236 | 0.98935 | 4.1074 | 0.0097235 | 6.9421 | 1.0402 | 0.52467 | 0.050973 | 1.9374 | 0.05265 | 1.3764 | 1.0778 | 2.3147 | 0.29132 | 0.17477 | 0.20383 | 0.69629 | 0.83237 | 1.1028 | 0.40177 | 0.76743 | 0.19758 | 1.4728 | 1.2534
1f37113 | UGI_a | 2 | 01f_076010_393x248x546.dat | 0.0663;0.0663;0.1400 | 393;248;546 | (0.1319;69.1162;6.1814) | 60 | 6.3535 | 49 | 81.5087 | 60 | EZpaque | [5] | [0] | 0 | 10 | 95 | abnormal | malrotation w volvus / ladd's bands | 5.6147 | 2.7899 | 15.6647 | 22.8823 | 11.3702 | 260.1769 | 1.4092e-13 | 3.9734 | 0.0069647 | 0.61385 | 1.4882 | 0.024628 | 6.0196 | 0.32979 | 1.0696 | 4.3289 | 0.012602 | 7.1976 | 1.1074 | 0.56808 | 0.060268 | 2.0959 | 0.060244 | 1.471 | 1.1892 | 2.4907 | 0.32271 | 0.19764 | 0.22594 | 0.74614 | 0.8933 | 1.1573 | 0.42013 | 0.77981 | 0.23313 | 1.5614 | 1.3323
1f37113 | UGI_a | 2 | 01f_076010_393x248x546.dat | 0.0663;0.0663;0.1400 | 393;248;546 | (0.1319;69.1162;6.1814) | 80 | 2.9 | 44 | 81.5087 | 60 | EZpaque | [5] | [0] | 0 | 10 | 95 | abnormal | malrotation w volvus / ladd's bands | 5.6147 | 2.7899 | 15.6647 | 22.8823 | 11.3702 | 260.1769 | 2.0352e-13 | 2.4549 | 0.0036616 | 0.38065 | 0.92366 | 0.01075 | 3.8226 | 0.17475 | 0.59833 | 2.7491 | 0.0069115 | 4.9991 | 0.67174 | 0.31666 | 0.033004 | 1.1774 | 0.031149 | 0.87055 | 0.63091 | 1.4005 | 0.16894 | 0.1072 | 0.11836 | 0.45966 | 0.54479 | 0.75497 | 0.28902 | 0.67228 | 0.12268 | 0.96223 | 0.82396
1f37113 | UGI_a | 2 | 01f_076010_393x248x546.dat | 0.0663;0.0663;0.1400 | 393;248;546 | (0.1319;69.1162;6.1814) | 80 | 7.702 | 57 | 81.5087 | 60 | EZpaque | [5] | [0] | 0 | 10 | 95 | abnormal | malrotation w volvus / ladd's bands | 5.6147 | 2.7899 | 15.6647 | 22.8823 | 11.3702 | 260.1769 | 1.3604e-13 | 4.225 | 0.010214 | 0.68052 | 1.581 | 0.035725 | 6.2912 | 0.38308 | 1.1801 | 4.564 | 0.0067695 | 7.3431 | 1.1798 | 0.64572 | 0.066818 | 2.3342 | 0.072868 | 1.59 | 1.3813 | 2.7565 | 0.37752 | 0.23345 | 0.27311 | 0.82905 | 0.98879 | 1.2315 | 0.44045 | 0.78374 | 0.27657 | 1.6696 | 1.4326
1f37113 | UGI_a | 2 | 01f_076010_393x248x546.dat | 0.0663;0.0663;0.1400 | 393;248;546 | (0.1319;69.1162;6.1814) | 80 | 8.502 | 60 | 81.5087 | 60 | EZpaque | [5] | [0] | 0 | 10 | 95 | abnormal | malrotation w volvus / ladd's bands | 5.6147 | 2.7899 | 15.6647 | 22.8823 | 11.3702 | 260.1769 | 1.3267e-13 | 4.4015 | 0.011432 | 0.70493 | 1.6389 | 0.038204 | 6.5152 | 0.39318 | 1.2395 | 4.7046 | 0.013928 | 7.4813 | 1.226 | 0.68494 | 0.072825 | 2.4543 | 0.080184 | 1.6613 | 1.4733 | 2.8908 | 0.40203 | 0.24442 | 0.29774 | 0.87033 | 1.0375 | 1.2776 | 0.45287 | 0.7914 | 0.29852 | 1.7369 | 1.4872
1f37113 | UGI_a | 5 | 01f_076010_393x248x546.dat | 0.0663;0.0663;0.1400 | 393;248;546 | (0.1319;69.1162;6.1814) | 110 | 3.9 | 52 | 81.5087 | 60 | EZpaque | [110,73] | [100,60] | 1 | 10 | 95 | abnormal | malrotation w volvus / ladd's bands | 5.6147 | 2.7899 | 15.6647 | 22.8823 | 11.3702 | 260.1769 | 1.8193e-13 | 2.934 | 0.0057269 | 0.46574 | 1.057 | 0.01896 | 4.5422 | 0.23982 | 0.71407 | 3.2057 | 0.0083911 | 5.5923 | 0.76101 | 4.9818 | 0.044309 | 1.3107 | 0.041481 | 1.0413 | 0.46321 | 1.4307 | 0.2151 | 0.13195 | 0.16052 | 0.55529 | 0.65566 | 0.86804 | 0.3244 | 0.69349 | 0.1687 | 1.4882 | 1.1588
1f37113 | UGI_a | 5 | 01f_076010_393x248x546.dat | 0.0663;0.0663;0.1400 | 393;248;546 | (0.1319;69.1162;6.1814) | 110 | 7.85 | 62 | 81.5087 | 60 | EZpaque | [110,73] | [100,60] | 1 | 10 | 95 | abnormal | malrotation w volvus / ladd's bands | 5.6147 | 2.7899 | 15.6647 | 22.8823 | 11.3702 | 260.1769 | 1.4531e-13 | 4.0354 | 0.010013 | 0.63629 | 1.4395 | 0.030108 | 6.0058 | 0.34796 | 1.0434 | 4.3027 | 0.020463 | 7.0039 | 1.0422 | 8.2805 | 0.064099 | 1.9462 | 0.066716 | 1.4687 | 0.73397 | 2.1525 | 0.33272 | 0.20171 | 0.25518 | 0.77873 | 0.91911 | 1.1494 | 0.41396 | 0.75782 | 0.26864 | 2.1464 | 1.6585
1f37113 | UGI_a | 5 | 01f_076010_393x248x546.dat | 0.0663;0.0663;0.1400 | 393;248;546 | (0.1319;69.1162;6.1814) | 110 | 9.9905 | 69 | 81.5087 | 60 | EZpaque | [110,73] | [100,60] | 1 | 10 | 95 | abnormal | malrotation w volvus / ladd's bands | 5.6147 | 2.7899 | 15.6647 | 22.8823 | 11.3702 | 260.1769 | 1.405e-13 | 4.3411 | 0.01242 | 0.68938 | 1.5392 | 0.036078 | 6.39 | 0.39649 | 1.142 | 4.5702 | 0.010229 | 7.2465 | 1.1128 | 9.8594 | 0.070945 | 2.159 | 0.079213 | 1.5835 | 0.84594 | 2.3926 | 0.38334 | 0.23784 | 0.29349 | 0.8517 | 1.0007 | 1.2132 | 0.43592 | 0.76487 | 0.3066 | 2.3803 | 1.8317
1f37113 | UGI_a | 5 | 01f_076010_393x248x546.dat | 0.0663;0.0663;0.1400 | 393;248;546 | (0.1319;69.1162;6.1814) | 60 | 2.5 | 38 | 81.5087 | 60 | EZpaque | [110,73] | [100,60] | 1 | 10 | 95 | abnormal | malrotation w volvus / ladd's bands | 5.6147 | 2.7899 | 15.6647 | 22.8823 | 11.3702 | 260.1769 | 2.2729e-13 | 2.0484 | 0.0018278 | 0.30563 | 0.75118 | 0.0074322 | 3.3157 | 0.10921 | 0.43312 | 2.3396 | 0.0072201 | 4.5276 | 0.5323 | 2.0396 | 0.022715 | 0.77749 | 0.019982 | 0.69346 | 0.23682 | 0.82276 | 0.11266 | 0.064683 | 0.07807 | 0.36963 | 0.43675 | 0.64079 | 0.25382 | 0.64688 | 0.077331 | 0.92894 | 0.73345
1f37113 | UGI_a | 5 | 01f_076010_393x248x546.dat | 0.0663;0.0663;0.1400 | 393;248;546 | (0.1319;69.1162;6.1814) | 60 | 5.7448 | 47 | 81.5087 | 60 | EZpaque | [110,73] | [100,60] | 1 | 10 | 95 | abnormal | malrotation w volvus / ladd's bands | 5.6147 | 2.7899 | 15.6647 | 22.8823 | 11.3702 | 260.1769 | 1.4759e-13 | 3.6866 | 0.0054856 | 0.55933 | 1.3332 | 0.022041 | 5.7375 | 0.28268 | 0.9258 | 4.0353 | 0.0077186 | 6.9137 | 0.97499 | 5.4606 | 0.048926 | 1.6464 | 0.048591 | 1.3376 | 0.55389 | 1.8016 | 0.26842 | 0.1546 | 0.19624 | 0.67865 | 0.81167 | 1.0762 | 0.39339 | 0.75987 | 0.18887 | 1.8086 | 1.4066
1f37113 | UGI_a | 5 | 01f_076010_393x248x546.dat | 0.0663;0.0663;0.1400 | 393;248;546 | (0.1319;69.1162;6.1814) | 60 | 6.3535 | 49 | 81.5087 | 60 | EZpaque | [110,73] | [100,60] | 1 | 10 | 95 | abnormal | malrotation w volvus / ladd's bands | 5.6147 | 2.7899 | 15.6647 | 22.8823 | 11.3702 | 260.1769 | 1.4092e-13 | 3.9152 | 0.0064196 | 0.60082 | 1.4133 | 0.022497 | 5.996 | 0.31929 | 0.99758 | 4.2493 | 0.012602 | 7.1664 | 1.0345 | 6.2008 | 0.058743 | 1.7791 | 0.055727 | 1.4287 | 0.61329 | 1.9495 | 0.29538 | 0.17952 | 0.21707 | 0.72618 | 0.86981 | 1.1276 | 0.41068 | 0.77124 | 0.22676 | 1.9463 | 1.5136
1f37113 | UGI_a | 5 | 01f_076010_393x248x546.dat | 0.0663;0.0663;0.1400 | 393;248;546 | (0.1319;69.1162;6.1814) | 80 | 2.9 | 44 | 81.5087 | 60 | EZpaque | [110,73] | [100,60] | 1 | 10 | 95 | abnormal | malrotation w volvus / ladd's bands | 5.6147 | 2.7899 | 15.6647 | 22.8823 | 11.3702 | 260.1769 | 2.0352e-13 | 2.4236 | 0.0033761 | 0.37353 | 0.88352 | 0.01021 | 3.8045 | 0.16805 | 0.55996 | 2.706 | 0.0049018 | 4.979 | 0.63351 | 3.2831 | 0.031778 | 1.003 | 0.02915 | 0.84691 | 0.32834 | 1.0824 | 0.15526 | 0.097585 | 0.11472 | 0.44923 | 0.5326 | 0.7378 | 0.28409 | 0.66777 | 0.11763 | 1.1636 | 0.91504
1f37113 | UGI_a | 5 | 01f_076010_393x248x546.dat | 0.0663;0.0663;0.1400 | 393;248;546 | (0.1319;69.1162;6.1814) | 80 | 7.702 | 57 | 81.5087 | 60 | EZpaque | [110,73] | [100,60] | 1 | 10 | 95 | abnormal | malrotation w volvus / ladd's bands | 5.6147 | 2.7899 | 15.6647 | 22.8823 | 11.3702 | 260.1769 | 1.3604e-13 | 4.1595 | 0.0093093 | 0.66287 | 1.4959 | 0.032966 | 6.2489 | 0.36939 | 1.095 | 4.47 | 0.0061974 | 7.3005 | 1.096 | 8.3015 | 0.062662 | 1.9847 | 0.06689 | 1.5364 | 0.71739 | 2.187 | 0.34705 | 0.20667 | 0.26273 | 0.80271 | 0.95773 | 1.1959 | 0.42857 | 0.77286 | 0.26605 | 2.202 | 1.704
1f37113 | UGI_a | 5 | 01f_076010_393x248x546.dat | 0.0663;0.0663;0.1400 | 393;248;546 | (0.1319;69.1162;6.1814) | 80 | 8.502 | 60 | 81.5087 | 60 | EZpaque | [110,73] | [100,60] | 1 | 10 | 95 | abnormal | malrotation w volvus / ladd's bands | 5.6147 | 2.7899 | 15.6647 | 22.8823 | 11.3702 | 260.1769 | 1.3267e-13 | 4.3273 | 0.010369 | 0.68544 | 1.5511 | 0.03503 | 6.4793 | 0.3821 | 1.1492 | 4.6046 | 0.013123 | 7.4348 | 1.1351 | 9.1686 | 0.067775 | 2.0893 | 0.073086 | 1.603 | 0.76483 | 2.3062 | 0.36894 | 0.21723 | 0.28425 | 0.84132 | 1.0032 | 1.2366 | 0.43985 | 0.77931 | 0.28709 | 2.3299 | 1.7953
1f37113 | UGI_a | 6 | 01f_076010_393x248x546.dat | 0.0663;0.0663;0.1400 | 393;248;546 | (0.1319;69.1162;6.1814) | 110 | 3.9 | 52 | 81.5087 | 60 | EZpaque | [73,75] | [100,10] | 1 | 15 | 95 | abnormal | malrotation w volvus / ladd's bands | 5.6147 | 2.7899 | 15.6647 | 22.8823 | 11.3702 | 260.1769 | 1.8193e-13 | 2.9316 | 0.0059451 | 0.46427 | 1.0182 | 0.019765 | 4.5582 | 0.1937 | 0.72138 | 3.1917 | 0.0082405 | 5.5879 | 0.76519 | 0.39538 | 0.044699 | 1.2359 | 0.042413 | 0.95278 | 0.44222 | 1.3755 | 0.22146 | 0.13622 | 0.131 | 0.55197 | 0.64985 | 0.84697 | 0.32246 | 0.6919 | 0.14303 | 1.1271 | 0.91569
1f37113 | UGI_a | 6 | 01f_076010_393x248x546.dat | 0.0663;0.0663;0.1400 | 393;248;546 | (0.1319;69.1162;6.1814) | 110 | 7.85 | 62 | 81.5087 | 60 | EZpaque | [73,75] | [100,10] | 1 | 15 | 95 | abnormal | malrotation w volvus / ladd's bands | 5.6147 | 2.7899 | 15.6647 | 22.8823 | 11.3702 | 260.1769 | 1.4531e-13 | 4.0214 | 0.01043 | 0.63649 | 1.3885 | 0.031255 | 6.0206 | 0.30432 | 1.0497 | 4.2826 | 0.023405 | 6.997 | 1.0471 | 0.58266 | 0.06558 | 1.8502 | 0.069116 | 1.381 | 0.69811 | 2.0735 | 0.34188 | 0.20978 | 0.21546 | 0.77351 | 0.91001 | 1.1289 | 0.41094 | 0.75537 | 0.22718 | 1.5419 | 1.2573
1f37113 | UGI_a | 6 | 01f_076010_393x248x546.dat | 0.0663;0.0663;0.1400 | 393;248;546 | (0.1319;69.1162;6.1814) | 110 | 9.9905 | 69 | 81.5087 | 60 | EZpaque | [73,75] | [100,10] | 1 | 15 | 95 | abnormal | malrotation w volvus / ladd's bands | 5.6147 | 2.7899 | 15.6647 | 22.8823 | 11.3702 | 260.1769 | 1.405e-13 | 4.3268 | 0.012906 | 0.68717 | 1.4856 | 0.037869 | 6.4174 | 0.34132 | 1.1486 | 4.5488 | 0.010724 | 7.2373 | 1.1153 | 0.64779 | 0.071718 | 2.0647 | 0.081426 | 1.5085 | 0.79818 | 2.3026 | 0.39272 | 0.24834 | 0.24715 | 0.84578 | 0.99049 | 1.1957 | 0.43248 | 0.76198 | 0.26397 | 1.6605 | 1.3526
1f37113 | UGI_a | 6 | 01f_076010_393x248x546.dat | 0.0663;0.0663;0.1400 | 393;248;546 | (0.1319;69.1162;6.1814) | 60 | 2.5 | 38 | 81.5087 | 60 | EZpaque | [73,75] | [100,10] | 1 | 15 | 95 | abnormal | malrotation w volvus / ladd's bands | 5.6147 | 2.7899 | 15.6647 | 22.8823 | 11.3702 | 260.1769 | 2.2729e-13 | 2.0457 | 0.00189 | 0.30529 | 0.72426 | 0.0076715 | 3.323 | 0.09302 | 0.4397 | 2.33 | 0.0058844 | 4.525 | 0.53657 | 0.2363 | 0.022875 | 0.72492 | 0.020396 | 0.60815 | 0.23135 | 0.79694 | 0.11676 | 0.067489 | 0.061576 | 0.36803 | 0.43392 | 0.62627 | 0.25273 | 0.64615 | 0.058682 | 0.78402 | 0.63589
1f37113 | UGI_a | 6 | 01f_076010_393x248x546.dat | 0.0663;0.0663;0.1400 | 393;248;546 | (0.1319;69.1162;6.1814) | 60 | 5.7448 | 47 | 81.5087 | 60 | EZpaque | [73,75] | [100,10] | 1 | 15 | 95 | abnormal | malrotation w volvus / ladd's bands | 5.6147 | 2.7899 | 15.6647 | 22.8823 | 11.3702 | 260.1769 | 1.4759e-13 | 3.6786 | 0.0056936 | 0.56061 | 1.276 | 0.02341 | 5.7497 | 0.22411 | 0.93725 | 4.0199 | 0.0077186 | 6.9117 | 0.98136 | 0.50019 | 0.049071 | 1.5425 | 0.050013 | 1.2064 | 0.54028 | 1.7406 | 0.27817 | 0.16753 | 0.15504 | 0.67433 | 0.80405 | 1.0481 | 0.39052 | 0.75785 | 0.15781 | 1.4153 | 1.1413
1f37113 | UGI_a | 6 | 01f_076010_393x248x546.dat | 0.0663;0.0663;0.1400 | 393;248;546 | (0.1319;69.1162;6.1814) | 60 | 6.3535 | 49 | 81.5087 | 60 | EZpaque | [73,75] | [100,10] | 1 | 15 | 95 | abnormal | malrotation w volvus / ladd's bands | 5.6147 | 2.7899 | 15.6647 | 22.8823 | 11.3702 | 260.1769 | 1.4092e-13 | 3.9059 | 0.0066655 | 0.59991 | 1.352 | 0.022911 | 6.0207 | 0.23554 | 1.0104 | 4.2316 | 0.012602 | 7.1636 | 1.0416 | 0.5358 | 0.059536 | 1.6702 | 0.057296 | 1.2965 | 0.59879 | 1.8875 | 0.3078 | 0.18962 | 0.17176 | 0.72127 | 0.86115 | 1.0988 | 0.40761 | 0.76895 | 0.17968 | 1.498 | 1.2102
1f37113 | UGI_a | 6 | 01f_076010_393x248x546.dat | 0.0663;0.0663;0.1400 | 393;248;546 | (0.1319;69.1162;6.1814) | 80 | 2.9 | 44 | 81.5087 | 60 | EZpaque | [73,75] | [100,10] | 1 | 15 | 95 | abnormal | malrotation w volvus / ladd's bands | 5.6147 | 2.7899 | 15.6647 | 22.8823 | 11.3702 | 260.1769 | 2.0352e-13 | 2.4197 | 0.003493 | 0.37375 | 0.8507 | 0.010415 | 3.802 | 0.13579 | 0.56747 | 2.6948 | 0.0049018 | 4.9765 | 0.63769 | 0.30181 | 0.032136 | 0.94062 | 0.030036 | 0.75886 | 0.3188 | 1.0442 | 0.16096 | 0.10405 | 0.093044 | 0.44691 | 0.52848 | 0.72067 | 0.28253 | 0.66655 | 0.097452 | 0.92623 | 0.7557
1f37113 | UGI_a | 6 | 01f_076010_393x248x546.dat | 0.0663;0.0663;0.1400 | 393;248;546 | (0.1319;69.1162;6.1814) | 80 | 7.702 | 57 | 81.5087 | 60 | EZpaque | [73,75] | [100,10] | 1 | 15 | 95 | abnormal | malrotation w volvus / ladd's bands | 5.6147 | 2.7899 | 15.6647 | 22.8823 | 11.3702 | 260.1769 | 1.3604e-13 | 4.1484 | 0.0097247 | 0.66205 | 1.4392 | 0.034173 | 6.2852 | 0.29769 | 1.1054 | 4.4502 | 0.0065233 | 7.2946 | 1.1021 | 0.60746 | 0.06378 | 1.8858 | 0.06885 | 1.4317 | 0.69333 | 2.1083 | 0.35741 | 0.22213 | 0.2165 | 0.79722 | 0.94792 | 1.1667 | 0.42532 | 0.77025 | 0.22986 | 1.5995 | 1.3004
1f37113 | UGI_a | 6 | 01f_076010_393x248x546.dat | 0.0663;0.0663;0.1400 | 393;248;546 | (0.1319;69.1162;6.1814) | 80 | 8.502 | 60 | 81.5087 | 60 | EZpaque | [73,75] | [100,10] | 1 | 15 | 95 | abnormal | malrotation w volvus / ladd's bands | 5.6147 | 2.7899 | 15.6647 | 22.8823 | 11.3702 | 260.1769 | 1.3267e-13 | 4.3118 | 0.010831 | 0.68262 | 1.4916 | 0.036472 | 6.4938 | 0.3157 | 1.1583 | 4.5829 | 0.013463 | 7.4285 | 1.1416 | 0.64781 | 0.069383 | 1.9879 | 0.075834 | 1.5027 | 0.73783 | 2.2246 | 0.37924 | 0.2309 | 0.23558 | 0.83543 | 0.99272 | 1.2075 | 0.43635 | 0.77626 | 0.24072 | 1.6607 | 1.3499
1f37113 | UGI_a | 7 | 01f_076010_393x248x546.dat | 0.0663;0.0663;0.1400 | 393;248;546 | (0.1855;68.2875;4.7075) | 110 | 3.9 | 52 | 81.3761 | 60 | EZpaque | [73,75] | [90,20] | 1 | 20 | 95 | abnormal | malrotation w volvus / ladd's bands | 6.6306 | 3.791 | 25.1366 | 26.9788 | 15.4248 | 416.1412 | 1.9851e-13 | 4.1378 | 0.0041888 | 0.26517 | 0.93457 | 0.011877 | 2.2438 | 0.3278 | 0.44473 | 4.446 | 0.0019723 | 2.1507 | 0.68677 | 0.30757 | 0.021098 | 2.7087 | 0.02782 | 1.4426 | 3.3296 | 1.6343 | 0.15125 | 0.094207 | 0.23338 | 0.72928 | 0.88819 | 1.2138 | 0.19931 | 0.62362 | 0.25681 | 1.2427 | 0.81222
1f37113 | UGI_a | 7 | 01f_076010_393x248x546.dat | 0.0663;0.0663;0.1400 | 393;248;546 | (0.1855;68.2875;4.7075) | 110 | 7.85 | 62 | 81.3761 | 60 | EZpaque | [73,75] | [90,20] | 1 | 20 | 95 | abnormal | malrotation w volvus / ladd's bands | 6.6306 | 3.791 | 25.1366 | 26.9788 | 15.4248 | 416.1412 | 1.5854e-13 | 5.1439 | 0.0073399 | 0.41055 | 1.3548 | 0.021805 | 3.1874 | 0.53593 | 0.65723 | 5.5347 | 0.0099146 | 2.893 | 0.91098 | 0.44401 | 0.035353 | 3.6377 | 0.045626 | 2.0549 | 4.1589 | 2.2995 | 0.22965 | 0.15086 | 0.36978 | 0.98685 | 1.207 | 1.6003 | 0.26685 | 0.6779 | 0.4128 | 1.6303 | 1.1277
1f37113 | UGI_a | 7 | 01f_076010_393x248x546.dat | 0.0663;0.0663;0.1400 | 393;248;546 | (0.1855;68.2875;4.7075) | 110 | 9.9905 | 69 | 81.3761 | 60 | EZpaque | [73,75] | [90,20] | 1 | 20 | 95 | abnormal | malrotation w volvus / ladd's bands | 6.6306 | 3.791 | 25.1366 | 26.9788 | 15.4248 | 416.1412 | 1.533e-13 | 5.2899 | 0.0091637 | 0.46481 | 1.4974 | 0.025288 | 3.3912 | 0.58003 | 0.72537 | 5.6859 | 0.016888 | 3.0823 | 0.95851 | 0.50026 | 0.040461 | 3.8539 | 0.055568 | 2.2594 | 4.2794 | 2.495 | 0.26348 | 0.15853 | 0.41916 | 1.057 | 1.2883 | 1.6987 | 0.28647 | 0.68463 | 0.46843 | 1.7119 | 1.2153
1f37113 | UGI_a | 7 | 01f_076010_393x248x546.dat | 0.0663;0.0663;0.1400 | 393;248;546 | (0.1855;68.2875;4.7075) | 60 | 2.5 | 38 | 81.3761 | 60 | EZpaque | [73,75] | [90,20] | 1 | 20 | 95 | abnormal | malrotation w volvus / ladd's bands | 6.6306 | 3.791 | 25.1366 | 26.9788 | 15.4248 | 416.1412 | 2.4801e-13 | 3.3663 | 0.001308 | 0.14434 | 0.58397 | 0.0043438 | 1.5561 | 0.19322 | 0.26865 | 3.643 | 0.0031452 | 1.5607 | 0.50941 | 0.18721 | 0.0091851 | 1.9719 | 0.012294 | 0.93327 | 2.7113 | 1.0858 | 0.078545 | 0.0477 | 0.12563 | 0.52072 | 0.62972 | 0.89332 | 0.14485 | 0.58274 | 0.13509 | 0.94328 | 0.55907
1f37113 | UGI_a | 7 | 01f_076010_393x248x546.dat | 0.0663;0.0663;0.1400 | 393;248;546 | (0.1855;68.2875;4.7075) | 60 | 5.7448 | 47 | 81.3761 | 60 | EZpaque | [73,75] | [90,20] | 1 | 20 | 95 | abnormal | malrotation w volvus / ladd's bands | 6.6306 | 3.791 | 25.1366 | 26.9788 | 15.4248 | 416.1412 | 1.6104e-13 | 5.0409 | 0.003957 | 0.31212 | 1.1427 | 0.011255 | 2.8388 | 0.40925 | 0.56823 | 5.5395 | 0.0030877 | 2.6988 | 0.86737 | 0.3935 | 0.023037 | 3.4585 | 0.033814 | 1.8036 | 4.1507 | 2.0797 | 0.18781 | 0.10675 | 0.29442 | 0.9055 | 1.1198 | 1.4939 | 0.24237 | 0.6807 | 0.32046 | 1.5484 | 1.0136
1f37113 | UGI_a | 7 | 01f_076010_393x248x546.dat | 0.0663;0.0663;0.1400 | 393;248;546 | (0.1855;68.2875;4.7075) | 60 | 6.3535 | 49 | 81.3761 | 60 | EZpaque | [73,75] | [90,20] | 1 | 20 | 95 | abnormal | malrotation w volvus / ladd's bands | 6.6306 | 3.791 | 25.1366 | 26.9788 | 15.4248 | 416.1412 | 1.5376e-13 | 5.2373 | 0.0046315 | 0.33787 | 1.2276 | 0.015575 | 3.0369 | 0.45927 | 0.61609 | 5.7329 | 0.0081386 | 2.8429 | 0.91415 | 0.42271 | 0.025041 | 3.6377 | 0.037198 | 1.9328 | 4.2946 | 2.2112 | 0.20563 | 0.129 | 0.32621 | 0.9589 | 1.1889 | 1.5672 | 0.25618 | 0.69243 | 0.36912 | 1.626 | 1.0779
1f37113 | UGI_a | 7 | 01f_076010_393x248x546.dat | 0.0663;0.0663;0.1400 | 393;248;546 | (0.1855;68.2875;4.7075) | 80 | 2.9 | 44 | 81.3761 | 60 | EZpaque | [73,75] | [90,20] | 1 | 20 | 95 | abnormal | malrotation w volvus / ladd's bands | 6.6306 | 3.791 | 25.1366 | 26.9788 | 15.4248 | 416.1412 | 2.2205e-13 | 3.68 | 0.0023843 | 0.19663 | 0.72866 | 0.0068592 | 1.8501 | 0.2365 | 0.34524 | 3.9913 | 0.0033114 | 1.8097 | 0.58594 | 0.2428 | 0.013377 | 2.2896 | 0.019202 | 1.1511 | 2.9736 | 1.3199 | 0.10815 | 0.068056 | 0.17187 | 0.61086 | 0.74405 | 1.0242 | 0.16776 | 0.60081 | 0.18501 | 1.0701 | 0.66573
1f37113 | UGI_a | 7 | 01f_076010_393x248x546.dat | 0.0663;0.0663;0.1400 | 393;248;546 | (0.1855;68.2875;4.7075) | 80 | 7.702 | 57 | 81.3761 | 60 | EZpaque | [73,75] | [90,20] | 1 | 20 | 95 | abnormal | malrotation w volvus / ladd's bands | 6.6306 | 3.791 | 25.1366 | 26.9788 | 15.4248 | 416.1412 | 1.4843e-13 | 5.3488 | 0.0068155 | 0.39837 | 1.3779 | 0.018889 | 3.2596 | 0.53798 | 0.68242 | 5.7988 | 0.0054171 | 2.9962 | 0.95576 | 0.45945 | 0.03484 | 3.7913 | 0.046882 | 2.1206 | 4.3355 | 2.3776 | 0.2387 | 0.14958 | 0.38017 | 1.0275 | 1.2702 | 1.6478 | 0.27448 | 0.69424 | 0.42123 | 1.6919 | 1.1621
1f37113 | UGI_a | 7 | 01f_076010_393x248x546.dat | 0.0663;0.0663;0.1400 | 393;248;546 | (0.1855;68.2875;4.7075) | 80 | 8.502 | 60 | 81.3761 | 60 | EZpaque | [73,75] | [90,20] | 1 | 20 | 95 | abnormal | malrotation w volvus / ladd's bands | 6.6306 | 3.791 | 25.1366 | 26.9788 | 15.4248 | 416.1412 | 1.4475e-13 | 5.4386 | 0.0076585 | 0.4352 | 1.446 | 0.021215 | 3.3638 | 0.57511 | 0.71791 | 5.8936 | 0.0051876 | 3.0928 | 0.98353 | 0.49697 | 0.039638 | 3.9047 | 0.050719 | 2.2204 | 4.4112 | 2.4816 | 0.25344 | 0.15743 | 0.40379 | 1.0666 | 1.3185 | 1.7014 | 0.2846 | 0.69832 | 0.45244 | 1.7377 | 1.2109
1f37113 | UGI_a | 8 | 01f_076010_393x248x546.dat | 0.0663;0.0663;0.1400 | 393;248;546 | (-0.1590;68.6569;4.7351) | 110 | 3.9 | 52 | 81.4785 | 60 | EZpaque | [73,75] | [90,20] | 1 | 15 | 95 | abnormal | malrotation w volvus / ladd's bands | 6.6625 | 3.7644 | 25.0802 | 27.1427 | 15.3357 | 416.2522 | 1.9733e-13 | 3.9967 | 0.0040804 | 0.25677 | 0.93073 | 0.012364 | 1.8876 | 0.31854 | 0.4506 | 4.2935 | 0.0056135 | 1.779 | 0.68571 | 0.30559 | 0.017039 | 3.0243 | 0.027302 | 1.3915 | 4.0086 | 1.7851 | 0.14683 | 0.093246 | 0.22595 | 0.70666 | 0.85952 | 1.1723 | 0.19629 | 0.62098 | 0.25671 | 1.2132 | 0.80614
1f37113 | UGI_a | 8 | 01f_076010_393x248x546.dat | 0.0663;0.0663;0.1400 | 393;248;546 | (-0.1590;68.6569;4.7351) | 110 | 7.85 | 62 | 81.4785 | 60 | EZpaque | [73,75] | [90,20] | 1 | 15 | 95 | abnormal | malrotation w volvus / ladd's bands | 6.6625 | 3.7644 | 25.0802 | 27.1427 | 15.3357 | 416.2522 | 1.576e-13 | 4.968 | 0.0072721 | 0.39906 | 1.3454 | 0.023868 | 2.7224 | 0.51199 | 0.65317 | 5.3659 | 0.0097271 | 2.4445 | 0.90456 | 0.44394 | 0.036455 | 3.9731 | 0.04419 | 1.9841 | 4.9126 | 2.4583 | 0.22706 | 0.14493 | 0.35926 | 0.95774 | 1.17 | 1.5523 | 0.26213 | 0.67345 | 0.38578 | 1.5875 | 1.1139
1f37113 | UGI_a | 8 | 01f_076010_393x248x546.dat | 0.0663;0.0663;0.1400 | 393;248;546 | (-0.1590;68.6569;4.7351) | 110 | 9.9905 | 69 | 81.4785 | 60 | EZpaque | [73,75] | [90,20] | 1 | 15 | 95 | abnormal | malrotation w volvus / ladd's bands | 6.6625 | 3.7644 | 25.0802 | 27.1427 | 15.3357 | 416.2522 | 1.5239e-13 | 5.1384 | 0.0090172 | 0.47431 | 1.4821 | 0.023359 | 2.9705 | 0.56552 | 0.72283 | 5.526 | 0.007101 | 2.6287 | 0.95585 | 0.4732 | 0.039052 | 4.1694 | 0.05321 | 2.1744 | 5.0124 | 2.6565 | 0.25522 | 0.15407 | 0.39887 | 1.0267 | 1.2498 | 1.6478 | 0.28091 | 0.68032 | 0.43846 | 1.6699 | 1.2032
1f37113 | UGI_a | 8 | 01f_076010_393x248x546.dat | 0.0663;0.0663;0.1400 | 393;248;546 | (-0.1590;68.6569;4.7351) | 60 | 2.5 | 38 | 81.4785 | 60 | EZpaque | [73,75] | [90,20] | 1 | 15 | 95 | abnormal | malrotation w volvus / ladd's bands | 6.6625 | 3.7644 | 25.0802 | 27.1427 | 15.3357 | 416.2522 | 2.4653e-13 | 3.216 | 0.0013063 | 0.13995 | 0.59059 | 0.0040741 | 1.2237 | 0.17568 | 0.27988 | 3.4941 | 0.0026153 | 1.2434 | 0.51182 | 0.18794 | 0.0097273 | 2.2713 | 0.01181 | 0.8998 | 3.3576 | 1.2211 | 0.07642 | 0.044943 | 0.12226 | 0.503 | 0.60759 | 0.86816 | 0.14325 | 0.58067 | 0.13016 | 0.91606 | 0.55591
1f37113 | UGI_a | 8 | 01f_076010_393x248x546.dat | 0.0663;0.0663;0.1400 | 393;248;546 | (-0.1590;68.6569;4.7351) | 60 | 5.7448 | 47 | 81.4785 | 60 | EZpaque | [73,75] | [90,20] | 1 | 15 | 95 | abnormal | malrotation w volvus / ladd's bands | 6.6625 | 3.7644 | 25.0802 | 27.1427 | 15.3357 | 416.2522 | 1.6008e-13 | 4.8933 | 0.0038879 | 0.30863 | 1.1414 | 0.011845 | 2.3996 | 0.40412 | 0.56952 | 5.3625 | 0.0018969 | 2.2385 | 0.8657 | 0.38665 | 0.021687 | 3.831 | 0.03326 | 1.7343 | 4.9722 | 2.2691 | 0.18141 | 0.11144 | 0.28667 | 0.87794 | 1.0844 | 1.4493 | 0.23861 | 0.67791 | 0.32103 | 1.5137 | 1.0084
1f37113 | UGI_a | 8 | 01f_076010_393x248x546.dat | 0.0663;0.0663;0.1400 | 393;248;546 | (-0.1590;68.6569;4.7351) | 60 | 6.3535 | 49 | 81.4785 | 60 | EZpaque | [73,75] | [90,20] | 1 | 15 | 95 | abnormal | malrotation w volvus / ladd's bands | 6.6625 | 3.7644 | 25.0802 | 27.1427 | 15.3357 | 416.2522 | 1.5284e-13 | 5.0828 | 0.0045811 | 0.33625 | 1.2211 | 0.013244 | 2.5969 | 0.45348 | 0.61516 | 5.5578 | 0.0064184 | 2.3694 | 0.91237 | 0.41719 | 0.023022 | 4.0044 | 0.036313 | 1.8594 | 5.126 | 2.4129 | 0.2015 | 0.12343 | 0.31959 | 0.93005 | 1.1518 | 1.5156 | 0.25175 | 0.68895 | 0.34353 | 1.5874 | 1.0723
1f37113 | UGI_a | 8 | 01f_076010_393x248x546.dat | 0.0663;0.0663;0.1400 | 393;248;546 | (-0.1590;68.6569;4.7351) | 80 | 2.9 | 44 | 81.4785 | 60 | EZpaque | [73,75] | [90,20] | 1 | 15 | 95 | abnormal | malrotation w volvus / ladd's bands | 6.6625 | 3.7644 | 25.0802 | 27.1427 | 15.3357 | 416.2522 | 2.2073e-13 | 3.5496 | 0.0023264 | 0.19075 | 0.7356 | 0.0068885 | 1.5096 | 0.23588 | 0.35043 | 3.8407 | 0.0072545 | 1.4688 | 0.58719 | 0.22879 | 0.013693 | 2.5914 | 0.018446 | 1.1077 | 3.6353 | 1.4722 | 0.10669 | 0.063226 | 0.16699 | 0.5911 | 0.7191 | 0.9966 | 0.1656 | 0.59856 | 0.18396 | 1.0424 | 0.66368
1f37113 | UGI_a | 8 | 01f_076010_393x248x546.dat | 0.0663;0.0663;0.1400 | 393;248;546 | (-0.1590;68.6569;4.7351) | 80 | 7.702 | 57 | 81.4785 | 60 | EZpaque | [73,75] | [90,20] | 1 | 15 | 95 | abnormal | malrotation w volvus / ladd's bands | 6.6625 | 3.7644 | 25.0802 | 27.1427 | 15.3357 | 416.2522 | 1.4754e-13 | 5.1798 | 0.0066228 | 0.39659 | 1.3667 | 0.017858 | 2.8231 | 0.52169 | 0.67886 | 5.6309 | 0.0057653 | 2.5229 | 0.95119 | 0.46388 | 0.031195 | 4.1516 | 0.045413 | 2.0426 | 5.1343 | 2.5539 | 0.23263 | 0.14849 | 0.36432 | 0.99722 | 1.2313 | 1.6095 | 0.26943 | 0.68989 | 0.40361 | 1.6546 | 1.1519
1f37113 | UGI_a | 8 | 01f_076010_393x248x546.dat | 0.0663;0.0663;0.1400 | 393;248;546 | (-0.1590;68.6569;4.7351) | 80 | 8.502 | 60 | 81.4785 | 60 | EZpaque | [73,75] | [90,20] | 1 | 15 | 95 | abnormal | malrotation w volvus / ladd's bands | 6.6625 | 3.7644 | 25.0802 | 27.1427 | 15.3357 | 416.2522 | 1.4389e-13 | 5.261 | 0.0074508 | 0.40647 | 1.434 | 0.022814 | 2.9926 | 0.55576 | 0.71416 | 5.7193 | 0.0090103 | 2.6154 | 0.97672 | 0.48966 | 0.037802 | 4.2562 | 0.049428 | 2.1445 | 5.2018 | 2.6547 | 0.24752 | 0.16424 | 0.39534 | 1.0352 | 1.2782 | 1.6531 | 0.27906 | 0.694 | 0.43289 | 1.7022 | 1.1965
1f37113 | UGI_a | 9 | 01f_076010_393x248x546.dat | 0.0663;0.0663;0.1400 | 393;248;546 | (0.2221;68.4041;4.6885) | 110 | 3.9 | 52 | 81.2771 | 60 | EZpaque | [73,75] | [90,20] | 1 | 15 | 95 | abnormal | malrotation w volvus / ladd's bands | 6.5386 | 3.7803 | 24.7177 | 26.5721 | 15.3624 | 408.212 | 1.9952e-13 | 4.1145 | 0.0042701 | 0.25721 | 0.94228 | 0.011508 | 2.4603 | 0.32839 | 0.44679 | 4.4162 | 0.0092418 | 2.5343 | 0.66952 | 0.29936 | 0.022138 | 2.3511 | 0.028023 | 1.4556 | 2.6334 | 1.467 | 0.15238 | 0.096022 | 0.23746 | 0.72871 | 0.88768 | 1.226 | 0.20367 | 0.63477 | 0.26416 | 1.2292 | 0.80378
1f37113 | UGI_a | 9 | 01f_076010_393x248x546.dat | 0.0663;0.0663;0.1400 | 393;248;546 | (0.2221;68.4041;4.6885) | 110 | 7.85 | 62 | 81.2771 | 60 | EZpaque | [73,75] | [90,20] | 1 | 15 | 95 | abnormal | malrotation w volvus / ladd's bands | 6.5386 | 3.7803 | 24.7177 | 26.5721 | 15.3624 | 408.212 | 1.5935e-13 | 5.1388 | 0.0075407 | 0.38581 | 1.36 | 0.019545 | 3.4395 | 0.531 | 0.6622 | 5.5005 | 0.0063948 | 3.3448 | 0.89396 | 0.46025 | 0.036203 | 3.2305 | 0.049086 | 2.0782 | 3.3851 | 2.0967 | 0.23688 | 0.14988 | 0.36991 | 0.98796 | 1.2085 | 1.6296 | 0.2731 | 0.69057 | 0.40714 | 1.6195 | 1.1163
1f37113 | UGI_a | 9 | 01f_076010_393x248x546.dat | 0.0663;0.0663;0.1400 | 393;248;546 | (0.2221;68.4041;4.6885) | 110 | 9.9905 | 69 | 81.2771 | 60 | EZpaque | [73,75] | [90,20] | 1 | 15 | 95 | abnormal | malrotation w volvus / ladd's bands | 6.5386 | 3.7803 | 24.7177 | 26.5721 | 15.3624 | 408.212 | 1.5408e-13 | 5.3147 | 0.0094162 | 0.46041 | 1.5097 | 0.023588 | 3.6554 | 0.5598 | 0.73561 | 5.667 | 0.0066915 | 3.5359 | 0.94454 | 0.50437 | 0.040824 | 3.4718 | 0.05531 | 2.2789 | 3.5278 | 2.2921 | 0.27019 | 0.16634 | 0.42457 | 1.0592 | 1.2914 | 1.7367 | 0.293 | 0.69659 | 0.46318 | 1.7077 | 1.2074
1f37113 | UGI_a | 9 | 01f_076010_393x248x546.dat | 0.0663;0.0663;0.1400 | 393;248;546 | (0.2221;68.4041;4.6885) | 60 | 2.5 | 38 | 81.2771 | 60 | EZpaque | [73,75] | [90,20] | 1 | 15 | 95 | abnormal | malrotation w volvus / ladd's bands | 6.5386 | 3.7803 | 24.7177 | 26.5721 | 15.3624 | 408.212 | 2.4928e-13 | 3.3081 | 0.0013207 | 0.12464 | 0.58998 | 0.0049266 | 1.7023 | 0.19914 | 0.2647 | 3.5955 | 7.6272e-05 | 1.8968 | 0.48981 | 0.1895 | 0.0086875 | 1.645 | 0.012376 | 0.94024 | 2.0701 | 0.9357 | 0.081957 | 0.045957 | 0.1257 | 0.51837 | 0.62709 | 0.914 | 0.14803 | 0.59328 | 0.13761 | 0.92347 | 0.54843
1f37113 | UGI_a | 9 | 01f_076010_393x248x546.dat | 0.0663;0.0663;0.1400 | 393;248;546 | (0.2221;68.4041;4.6885) | 60 | 5.7448 | 47 | 81.2771 | 60 | EZpaque | [73,75] | [90,20] | 1 | 15 | 95 | abnormal | malrotation w volvus / ladd's bands | 6.5386 | 3.7803 | 24.7177 | 26.5721 | 15.3624 | 408.212 | 1.6186e-13 | 5.033 | 0.0040451 | 0.29845 | 1.1556 | 0.011435 | 3.1797 | 0.44584 | 0.56793 | 5.4963 | 0.0068022 | 3.1739 | 0.84988 | 0.39363 | 0.020997 | 3.0303 | 0.033707 | 1.8231 | 3.3018 | 1.8619 | 0.19204 | 0.12398 | 0.29646 | 0.90447 | 1.1188 | 1.52 | 0.24794 | 0.69375 | 0.34198 | 1.542 | 1.0072
1f37113 | UGI_a | 9 | 01f_076010_393x248x546.dat | 0.0663;0.0663;0.1400 | 393;248;546 | (0.2221;68.4041;4.6885) | 60 | 6.3535 | 49 | 81.2771 | 60 | EZpaque | [73,75] | [90,20] | 1 | 15 | 95 | abnormal | malrotation w volvus / ladd's bands | 6.5386 | 3.7803 | 24.7177 | 26.5721 | 15.3624 | 408.212 | 1.5454e-13 | 5.2023 | 0.0046933 | 0.31904 | 1.2375 | 0.014585 | 3.3272 | 0.4494 | 0.61895 | 5.6952 | 0.0051525 | 3.328 | 0.89605 | 0.43041 | 0.028127 | 3.2038 | 0.038384 | 1.9517 | 3.4417 | 2.0009 | 0.21394 | 0.13232 | 0.33249 | 0.95838 | 1.1884 | 1.5928 | 0.2621 | 0.70283 | 0.36539 | 1.613 | 1.0672
1f37113 | UGI_a | 9 | 01f_076010_393x248x546.dat | 0.0663;0.0663;0.1400 | 393;248;546 | (0.2221;68.4041;4.6885) | 80 | 2.9 | 44 | 81.2771 | 60 | EZpaque | [73,75] | [90,20] | 1 | 15 | 95 | abnormal | malrotation w volvus / ladd's bands | 6.5386 | 3.7803 | 24.7177 | 26.5721 | 15.3624 | 408.212 | 2.2318e-13 | 3.643 | 0.0024304 | 0.1764 | 0.73774 | 0.0059682 | 2.0478 | 0.25418 | 0.3432 | 3.9436 | 0.0024644 | 2.1656 | 0.56815 | 0.23846 | 0.015674 | 1.9568 | 0.019617 | 1.1636 | 2.3047 | 1.1621 | 0.11172 | 0.065731 | 0.17559 | 0.60964 | 0.74276 | 1.0478 | 0.1718 | 0.61148 | 0.19585 | 1.056 | 0.65711
1f37113 | UGI_a | 9 | 01f_076010_393x248x546.dat | 0.0663;0.0663;0.1400 | 393;248;546 | (0.2221;68.4041;4.6885) | 80 | 7.702 | 57 | 81.2771 | 60 | EZpaque | [73,75] | [90,20] | 1 | 15 | 95 | abnormal | malrotation w volvus / ladd's bands | 6.5386 | 3.7803 | 24.7177 | 26.5721 | 15.3624 | 408.212 | 1.4918e-13 | 5.3485 | 0.0069734 | 0.37944 | 1.3853 | 0.018636 | 3.561 | 0.56059 | 0.69184 | 5.7724 | 0.0081485 | 3.4716 | 0.93745 | 0.48204 | 0.034579 | 3.3753 | 0.048648 | 2.1446 | 3.5169 | 2.1629 | 0.24691 | 0.15161 | 0.38073 | 1.0285 | 1.2716 | 1.6788 | 0.28112 | 0.70603 | 0.41141 | 1.6862 | 1.1542
1f37113 | UGI_a | 9 | 01f_076010_393x248x546.dat | 0.0663;0.0663;0.1400 | 393;248;546 | (0.2221;68.4041;4.6885) | 80 | 8.502 | 60 | 81.2771 | 60 | EZpaque | [73,75] | [90,20] | 1 | 15 | 95 | abnormal | malrotation w volvus / ladd's bands | 6.5386 | 3.7803 | 24.7177 | 26.5721 | 15.3624 | 408.212 | 1.4549e-13 | 5.4501 | 0.0078639 | 0.40515 | 1.4593 | 0.020127 | 3.6766 | 0.59406 | 0.72782 | 5.8675 | 0.013137 | 3.5709 | 0.96764 | 0.51261 | 0.036632 | 3.4956 | 0.052427 | 2.2427 | 3.5896 | 2.2648 | 0.26038 | 0.17495 | 0.41067 | 1.068 | 1.3205 | 1.7328 | 0.29137 | 0.70974 | 0.43827 | 1.7331 | 1.2029
1f37113 | UGI_a | 1 | 01m_076010_393x248x546.dat | 0.0663;0.0663;0.1400 | 393;248;546 | (0.1319;69.1162;7.8738) | 110 | 3.9 | 52 | 81.5087 | 60 | EZpaque | [5] | [0] | 1 | 10 | 95 | abnormal | malrotation w volvus / ladd's bands | 5.6147 | 5.4587 | 30.649 | 22.8823 | 22.2466 | 509.0547 | 2.3052e-13 | 1.8717 | 0.01171 | 1.9198 | 1.1526 | 0.036447 | 2.6811 | 0.054781 | 2.0212 | 1.9648 | 0.022056 | 3.3304 | 2.2841 | 1.3251 | 0.075777 | 0.96431 | 0.099524 | 1.2114 | 0.6105 | 1.1912 | 1.2526 | 0.35341 | 0.19083 | 0.68384 | 0.80583 | 1.144 | 0.32187 | 0.65068 | 0.084631 | 1.06 | 1.223
1f37113 | UGI_a | 1 | 01m_076010_393x248x546.dat | 0.0663;0.0663;0.1400 | 393;248;546 | (0.1319;69.1162;7.8738) | 110 | 7.85 | 62 | 81.5087 | 60 | EZpaque | [5] | [0] | 1 | 10 | 95 | abnormal | malrotation w volvus / ladd's bands | 5.6147 | 5.4587 | 30.649 | 22.8823 | 22.2466 | 509.0547 | 1.841e-13 | 2.5958 | 0.020193 | 2.3294 | 1.5322 | 0.059371 | 3.5511 | 0.084945 | 2.7234 | 2.6652 | 0.025567 | 4.2245 | 2.8626 | 1.7737 | 0.11686 | 1.4409 | 0.15037 | 1.6684 | 0.9495 | 1.7696 | 1.6908 | 0.53065 | 0.29199 | 0.95103 | 1.1188 | 1.4548 | 0.41571 | 0.71544 | 0.14234 | 1.4376 | 1.6056
1f37113 | UGI_a | 1 | 01m_076010_393x248x546.dat | 0.0663;0.0663;0.1400 | 393;248;546 | (0.1319;69.1162;7.8738) | 110 | 9.9905 | 69 | 81.5087 | 60 | EZpaque | [5] | [0] | 1 | 10 | 95 | abnormal | malrotation w volvus / ladd's bands | 5.6147 | 5.4587 | 30.649 | 22.8823 | 22.2466 | 509.0547 | 1.7799e-13 | 2.8056 | 0.024541 | 2.4676 | 1.6237 | 0.067936 | 3.8214 | 0.087032 | 2.905 | 2.844 | 0.03519 | 4.3886 | 2.9731 | 1.8862 | 0.12892 | 1.5976 | 0.16567 | 1.7878 | 1.0807 | 1.9511 | 1.8003 | 0.56655 | 0.33131 | 1.0357 | 1.2119 | 1.5254 | 0.43873 | 0.7244 | 0.16221 | 1.5424 | 1.7064
1f37113 | UGI_a | 1 | 01m_076010_393x248x546.dat | 0.0663;0.0663;0.1400 | 393;248;546 | (0.1319;69.1162;7.8738) | 60 | 2.5 | 38 | 81.5087 | 60 | EZpaque | [5] | [0] | 1 | 10 | 95 | abnormal | malrotation w volvus / ladd's bands | 5.6147 | 5.4587 | 30.649 | 22.8823 | 22.2466 | 509.0547 | 2.8803e-13 | 1.2732 | 0.0040999 | 1.5906 | 0.84528 | 0.01534 | 1.8863 | 0.028041 | 1.4588 | 1.4022 | 0.0081744 | 2.6484 | 1.8418 | 0.96253 | 0.046307 | 0.565 | 0.055018 | 0.84282 | 0.32047 | 0.72353 | 0.90354 | 0.21701 | 0.095736 | 0.46279 | 0.54717 | 0.90147 | 0.24721 | 0.60106 | 0.040808 | 0.74754 | 0.91664
1f37113 | UGI_a | 1 | 01m_076010_393x248x546.dat | 0.0663;0.0663;0.1400 | 393;248;546 | (0.1319;69.1162;7.8738) | 60 | 5.7448 | 47 | 81.5087 | 60 | EZpaque | [5] | [0] | 1 | 10 | 95 | abnormal | malrotation w volvus / ladd's bands | 5.6147 | 5.4587 | 30.649 | 22.8823 | 22.2466 | 509.0547 | 1.8703e-13 | 2.3522 | 0.012182 | 2.0844 | 1.4345 | 0.043436 | 3.3371 | 0.06883 | 2.5581 | 2.4778 | 0.015975 | 4.1432 | 2.7985 | 1.6414 | 0.098569 | 1.2261 | 0.12388 | 1.533 | 0.76225 | 1.526 | 1.5717 | 0.46377 | 0.23082 | 0.83762 | 1.0006 | 1.3779 | 0.39127 | 0.71331 | 0.10361 | 1.3248 | 1.4839
1f37113 | UGI_a | 1 | 01m_076010_393x248x546.dat | 0.0663;0.0663;0.1400 | 393;248;546 | (0.1319;69.1162;7.8738) | 60 | 6.3535 | 49 | 81.5087 | 60 | EZpaque | [5] | [0] | 1 | 10 | 95 | abnormal | malrotation w volvus / ladd's bands | 5.6147 | 5.4587 | 30.649 | 22.8823 | 22.2466 | 509.0547 | 1.7857e-13 | 2.5117 | 0.01403 | 2.1657 | 1.5069 | 0.045494 | 3.5459 | 0.070811 | 2.6969 | 2.6165 | 0.017981 | 4.3092 | 2.9042 | 1.7092 | 0.10075 | 1.3271 | 0.13447 | 1.6252 | 0.83322 | 1.65 | 1.6538 | 0.51869 | 0.26006 | 0.89414 | 1.0694 | 1.4403 | 0.40983 | 0.7244 | 0.11705 | 1.4015 | 1.5597
1f37113 | UGI_a | 1 | 01m_076010_393x248x546.dat | 0.0663;0.0663;0.1400 | 393;248;546 | (0.1319;69.1162;7.8738) | 80 | 2.9 | 44 | 81.5087 | 60 | EZpaque | [5] | [0] | 1 | 10 | 95 | abnormal | malrotation w volvus / ladd's bands | 5.6147 | 5.4587 | 30.649 | 22.8823 | 22.2466 | 509.0547 | 2.5788e-13 | 1.5305 | 0.0072061 | 1.7255 | 0.98035 | 0.026708 | 2.2247 | 0.03868 | 1.6974 | 1.6406 | 0.012986 | 2.9405 | 2.029 | 1.1068 | 0.062751 | 0.7364 | 0.073659 | 0.99854 | 0.44203 | 0.92319 | 1.0529 | 0.27666 | 0.13869 | 0.55736 | 0.66033 | 1.0013 | 0.27874 | 0.62203 | 0.05819 | 0.88029 | 1.0467
1f37113 | UGI_a | 1 | 01m_076010_393x248x546.dat | 0.0663;0.0663;0.1400 | 393;248;546 | (0.1319;69.1162;7.8738) | 80 | 7.702 | 57 | 81.5087 | 60 | EZpaque | [5] | [0] | 1 | 10 | 95 | abnormal | malrotation w volvus / ladd's bands | 5.6147 | 5.4587 | 30.649 | 22.8823 | 22.2466 | 509.0547 | 1.7236e-13 | 2.682 | 0.019339 | 2.3309 | 1.5939 | 0.060872 | 3.7092 | 0.087259 | 2.8335 | 2.7753 | 0.021782 | 4.4141 | 2.9771 | 1.8241 | 0.11727 | 1.4822 | 0.15487 | 1.7357 | 0.9646 | 1.8279 | 1.747 | 0.55883 | 0.30939 | 0.98176 | 1.1679 | 1.4968 | 0.43018 | 0.73091 | 0.14552 | 1.4896 | 1.6561
1f37113 | UGI_a | 1 | 01m_076010_393x248x546.dat | 0.0663;0.0663;0.1400 | 393;248;546 | (0.1319;69.1162;7.8738) | 80 | 8.502 | 60 | 81.5087 | 60 | EZpaque | [5] | [0] | 1 | 10 | 95 | abnormal | malrotation w volvus / ladd's bands | 5.6147 | 5.4587 | 30.649 | 22.8823 | 22.2466 | 509.0547 | 1.6809e-13 | 2.7813 | 0.021462 | 2.39 | 1.6436 | 0.06528 | 3.8655 | 0.092902 | 2.9294 | 2.8687 | 0.027302 | 4.5076 | 3.037 | 1.8798 | 0.12826 | 1.5656 | 0.16261 | 1.7991 | 1.0265 | 1.9194 | 1.7996 | 0.58661 | 0.32534 | 1.0269 | 1.2204 | 1.5351 | 0.44253 | 0.73598 | 0.16414 | 1.5454 | 1.7083
1f37113 | UGI_a | 2 | 01m_076010_393x248x546.dat | 0.0663;0.0663;0.1400 | 393;248;546 | (0.1319;69.1162;6.1814) | 110 | 3.9 | 52 | 81.5087 | 60 | EZpaque | [5] | [0] | 0 | 10 | 95 | abnormal | malrotation w volvus / ladd's bands | 5.6147 | 2.7899 | 15.6647 | 22.8823 | 11.3702 | 260.1769 | 1.8193e-13 | 2.9829 | 0.0062645 | 0.47065 | 1.1099 | 0.020451 | 4.5966 | 0.050775 | 0.76535 | 3.2664 | 0.0072764 | 5.6302 | 0.81268 | 0.41852 | 0.04564 | 1.5334 | 0.045018 | 1.0809 | 0.87484 | 1.8245 | 0.23422 | 0.14262 | 0.16925 | 0.57142 | 0.67446 | 0.91182 | 0.3297 | 0.69688 | 0.070247 | 1.1689 | 0.98768
1f37113 | UGI_a | 2 | 01m_076010_393x248x546.dat | 0.0663;0.0663;0.1400 | 393;248;546 | (0.1319;69.1162;6.1814) | 110 | 7.85 | 62 | 81.5087 | 60 | EZpaque | [5] | [0] | 0 | 10 | 95 | abnormal | malrotation w volvus / ladd's bands | 5.6147 | 2.7899 | 15.6647 | 22.8823 | 11.3702 | 260.1769 | 1.4531e-13 | 4.127 | 0.011053 | 0.64973 | 1.5188 | 0.034125 | 6.0519 | 0.073603 | 1.1212 | 4.3948 | 0.016177 | 7.0575 | 1.1212 | 0.61881 | 0.068931 | 2.2706 | 0.073342 | 1.5295 | 1.3702 | 2.6885 | 0.36212 | 0.22323 | 0.27143 | 0.8053 | 0.95023 | 1.211 | 0.42313 | 0.76489 | 0.13857 | 1.6043 | 1.3573
1f37113 | UGI_a | 2 | 01m_076010_393x248x546.dat | 0.0663;0.0663;0.1400 | 393;248;546 | (0.1319;69.1162;6.1814) | 110 | 9.9905 | 69 | 81.5087 | 60 | EZpaque | [5] | [0] | 0 | 10 | 95 | abnormal | malrotation w volvus / ladd's bands | 5.6147 | 2.7899 | 15.6647 | 22.8823 | 11.3702 | 260.1769 | 1.405e-13 | 4.4326 | 0.013709 | 0.7016 | 1.6283 | 0.03995 | 6.4078 | 0.090352 | 1.2306 | 4.6763 | 0.015166 | 7.307 | 1.2006 | 0.689 | 0.07581 | 2.5199 | 0.086167 | 1.6506 | 1.5625 | 2.9654 | 0.42049 | 0.25935 | 0.31077 | 0.88293 | 1.0373 | 1.2947 | 0.4467 | 0.77404 | 0.15992 | 1.7257 | 1.4615
1f37113 | UGI_a | 2 | 01m_076010_393x248x546.dat | 0.0663;0.0663;0.1400 | 393;248;546 | (0.1319;69.1162;6.1814) | 60 | 2.5 | 38 | 81.5087 | 60 | EZpaque | [5] | [0] | 0 | 10 | 95 | abnormal | malrotation w volvus / ladd's bands | 5.6147 | 2.7899 | 15.6647 | 22.8823 | 11.3702 | 260.1769 | 2.2729e-13 | 2.0797 | 0.0019408 | 0.30441 | 0.78062 | 0.0078735 | 3.3428 | 0.02397 | 0.46094 | 2.3727 | 0.0059874 | 4.5518 | 0.56015 | 0.24726 | 0.023583 | 0.9123 | 0.020998 | 0.71559 | 0.45615 | 1.0945 | 0.12088 | 0.069606 | 0.078466 | 0.37653 | 0.44469 | 0.67104 | 0.25556 | 0.64657 | 0.031368 | 0.8103 | 0.68212
1f37113 | UGI_a | 2 | 01m_076010_393x248x546.dat | 0.0663;0.0663;0.1400 | 393;248;546 | (0.1319;69.1162;6.1814) | 60 | 5.7448 | 47 | 81.5087 | 60 | EZpaque | [5] | [0] | 0 | 10 | 95 | abnormal | malrotation w volvus / ladd's bands | 5.6147 | 2.7899 | 15.6647 | 22.8823 | 11.3702 | 260.1769 | 1.4759e-13 | 3.7493 | 0.0059294 | 0.56129 | 1.3995 | 0.022605 | 5.7646 | 0.053545 | 0.98861 | 4.109 | 0.012096 | 6.9516 | 1.0398 | 0.52546 | 0.050758 | 1.9374 | 0.052279 | 1.3838 | 1.0793 | 2.3151 | 0.29223 | 0.17435 | 0.20573 | 0.6968 | 0.83287 | 1.1311 | 0.39934 | 0.76432 | 0.094111 | 1.4682 | 1.2328
1f37113 | UGI_a | 2 | 01m_076010_393x248x546.dat | 0.0663;0.0663;0.1400 | 393;248;546 | (0.1319;69.1162;6.1814) | 60 | 6.3535 | 49 | 81.5087 | 60 | EZpaque | [5] | [0] | 0 | 10 | 95 | abnormal | malrotation w volvus / ladd's bands | 5.6147 | 2.7899 | 15.6647 | 22.8823 | 11.3702 | 260.1769 | 1.4092e-13 | 3.9849 | 0.0069332 | 0.60746 | 1.4891 | 0.02403 | 6.0077 | 0.065317 | 1.0685 | 4.3296 | 0.013854 | 7.2076 | 1.1063 | 0.56739 | 0.061099 | 2.0968 | 0.060387 | 1.4793 | 1.1926 | 2.4933 | 0.32241 | 0.19583 | 0.23144 | 0.7467 | 0.8939 | 1.1907 | 0.41783 | 0.77705 | 0.10221 | 1.5536 | 1.3103
1f37113 | UGI_a | 2 | 01m_076010_393x248x546.dat | 0.0663;0.0663;0.1400 | 393;248;546 | (0.1319;69.1162;6.1814) | 80 | 2.9 | 44 | 81.5087 | 60 | EZpaque | [5] | [0] | 0 | 10 | 95 | abnormal | malrotation w volvus / ladd's bands | 5.6147 | 2.7899 | 15.6647 | 22.8823 | 11.3702 | 260.1769 | 2.0352e-13 | 2.4566 | 0.0036651 | 0.37276 | 0.92322 | 0.010997 | 3.8207 | 0.032622 | 0.59759 | 2.7502 | 0.0060551 | 5.0075 | 0.67174 | 0.31756 | 0.033189 | 1.1784 | 0.031243 | 0.87571 | 0.63229 | 1.4014 | 0.16833 | 0.10556 | 0.11914 | 0.46011 | 0.54524 | 0.78094 | 0.2873 | 0.66935 | 0.054173 | 0.95899 | 0.81168
1f37113 | UGI_a | 2 | 01m_076010_393x248x546.dat | 0.0663;0.0663;0.1400 | 393;248;546 | (0.1319;69.1162;6.1814) | 80 | 7.702 | 57 | 81.5087 | 60 | EZpaque | [5] | [0] | 0 | 10 | 95 | abnormal | malrotation w volvus / ladd's bands | 5.6147 | 2.7899 | 15.6647 | 22.8823 | 11.3702 | 260.1769 | 1.3604e-13 | 4.2297 | 0.010214 | 0.67646 | 1.581 | 0.034626 | 6.2977 | 0.080075 | 1.1793 | 4.5651 | 0.0072305 | 7.3525 | 1.1789 | 0.64746 | 0.066418 | 2.336 | 0.072565 | 1.5992 | 1.3841 | 2.7612 | 0.37742 | 0.2278 | 0.27903 | 0.82953 | 0.98921 | 1.2674 | 0.43768 | 0.78104 | 0.12825 | 1.6617 | 1.4079
1f37113 | UGI_a | 2 | 01m_076010_393x248x546.dat | 0.0663;0.0663;0.1400 | 393;248;546 | (0.1319;69.1162;6.1814) | 80 | 8.502 | 60 | 81.5087 | 60 | EZpaque | [5] | [0] | 0 | 10 | 95 | abnormal | malrotation w volvus / ladd's bands | 5.6147 | 2.7899 | 15.6647 | 22.8823 | 11.3702 | 260.1769 | 1.3267e-13 | 4.4042 | 0.011433 | 0.68897 | 1.637 | 0.038402 | 6.5036 | 0.091912 | 1.2385 | 4.7065 | 0.013234 | 7.4901 | 1.2254 | 0.68561 | 0.069123 | 2.4528 | 0.08041 | 1.6691 | 1.4751 | 2.8931 | 0.40232 | 0.24445 | 0.29643 | 0.87069 | 1.0378 | 1.3038 | 0.45026 | 0.7883 | 0.14089 | 1.7257 | 1.4601
1f37113 | UGI_a | 5 | 01m_076010_393x248x546.dat | 0.0663;0.0663;0.1400 | 393;248;546 | (0.1319;69.1162;6.1814) | 110 | 3.9 | 52 | 81.5087 | 60 | EZpaque | [110,73] | [100,60] | 1 | 10 | 95 | abnormal | malrotation w volvus / ladd's bands | 5.6147 | 2.7899 | 15.6647 | 22.8823 | 11.3702 | 260.1769 | 1.8193e-13 | 2.9379 | 0.0057247 | 0.45811 | 1.0571 | 0.019185 | 4.5638 | 0.048097 | 0.71401 | 3.2073 | 0.0074007 | 5.6011 | 0.7604 | 4.9871 | 0.043773 | 1.3105 | 0.041509 | 1.0481 | 0.46366 | 1.4346 | 0.21475 | 0.13183 | 0.16258 | 0.5557 | 0.65606 | 0.889 | 0.32253 | 0.69037 | 0.06995 | 1.4845 | 1.1431
1f37113 | UGI_a | 5 | 01m_076010_393x248x546.dat | 0.0663;0.0663;0.1400 | 393;248;546 | (0.1319;69.1162;6.1814) | 110 | 7.85 | 62 | 81.5087 | 60 | EZpaque | [110,73] | [100,60] | 1 | 10 | 95 | abnormal | malrotation w volvus / ladd's bands | 5.6147 | 2.7899 | 15.6647 | 22.8823 | 11.3702 | 260.1769 | 1.4531e-13 | 4.0539 | 0.010022 | 0.62971 | 1.4392 | 0.031373 | 6.0124 | 0.069839 | 1.0429 | 4.304 | 0.015542 | 7.0128 | 1.0418 | 8.2963 | 0.063603 | 1.9442 | 0.066821 | 1.4781 | 0.73459 | 2.1559 | 0.332 | 0.20336 | 0.26031 | 0.77909 | 0.91949 | 1.1745 | 0.41166 | 0.75434 | 0.13165 | 2.1408 | 1.6364
1f37113 | UGI_a | 5 | 01m_076010_393x248x546.dat | 0.0663;0.0663;0.1400 | 393;248;546 | (0.1319;69.1162;6.1814) | 110 | 9.9905 | 69 | 81.5087 | 60 | EZpaque | [110,73] | [100,60] | 1 | 10 | 95 | abnormal | malrotation w volvus / ladd's bands | 5.6147 | 2.7899 | 15.6647 | 22.8823 | 11.3702 | 260.1769 | 1.405e-13 | 4.3472 | 0.012404 | 0.67979 | 1.5393 | 0.035713 | 6.3587 | 0.084886 | 1.1402 | 4.5712 | 0.011932 | 7.2536 | 1.1121 | 9.863 | 0.070885 | 2.1595 | 0.079049 | 1.5925 | 0.84601 | 2.4007 | 0.38304 | 0.23653 | 0.29977 | 0.85204 | 1.001 | 1.2514 | 0.43331 | 0.76149 | 0.15107 | 2.3693 | 1.8058
1f37113 | UGI_a | 5 | 01m_076010_393x248x546.dat | 0.0663;0.0663;0.1400 | 393;248;546 | (0.1319;69.1162;6.1814) | 60 | 2.5 | 38 | 81.5087 | 60 | EZpaque | [110,73] | [100,60] | 1 | 10 | 95 | abnormal | malrotation w volvus / ladd's bands | 5.6147 | 2.7899 | 15.6647 | 22.8823 | 11.3702 | 260.1769 | 2.2729e-13 | 2.0563 | 0.0018203 | 0.29946 | 0.75066 | 0.0076333 | 3.3321 | 0.022405 | 0.43334 | 2.3412 | 0.0073231 | 4.5368 | 0.53217 | 2.0403 | 0.022721 | 0.77824 | 0.019827 | 0.69953 | 0.23666 | 0.82197 | 0.1127 | 0.063503 | 0.076531 | 0.37014 | 0.4373 | 0.65868 | 0.25236 | 0.64362 | 0.030305 | 0.92873 | 0.72588
1f37113 | UGI_a | 5 | 01m_076010_393x248x546.dat | 0.0663;0.0663;0.1400 | 393;248;546 | (0.1319;69.1162;6.1814) | 60 | 5.7448 | 47 | 81.5087 | 60 | EZpaque | [110,73] | [100,60] | 1 | 10 | 95 | abnormal | malrotation w volvus / ladd's bands | 5.6147 | 2.7899 | 15.6647 | 22.8823 | 11.3702 | 260.1769 | 1.4759e-13 | 3.6988 | 0.0054895 | 0.54961 | 1.3308 | 0.021502 | 5.7475 | 0.051574 | 0.92519 | 4.0373 | 0.010059 | 6.9239 | 0.97445 | 5.4686 | 0.048752 | 1.6464 | 0.047968 | 1.3456 | 0.55418 | 1.8048 | 0.26931 | 0.15435 | 0.1991 | 0.67914 | 0.81215 | 1.1038 | 0.39101 | 0.75686 | 0.09157 | 1.8055 | 1.3875
1f37113 | UGI_a | 5 | 01m_076010_393x248x546.dat | 0.0663;0.0663;0.1400 | 393;248;546 | (0.1319;69.1162;6.1814) | 60 | 6.3535 | 49 | 81.5087 | 60 | EZpaque | [110,73] | [100,60] | 1 | 10 | 95 | abnormal | malrotation w volvus / ladd's bands | 5.6147 | 2.7899 | 15.6647 | 22.8823 | 11.3702 | 260.1769 | 1.4092e-13 | 3.9264 | 0.006391 | 0.59403 | 1.4129 | 0.02209 | 5.9907 | 0.06271 | 0.9968 | 4.2498 | 0.013854 | 7.1764 | 1.0333 | 6.211 | 0.05953 | 1.7801 | 0.055741 | 1.4367 | 0.614 | 1.9527 | 0.29497 | 0.17775 | 0.22283 | 0.72671 | 0.87037 | 1.1599 | 0.40842 | 0.76841 | 0.10139 | 1.9402 | 1.4927
1f37113 | UGI_a | 5 | 01m_076010_393x248x546.dat | 0.0663;0.0663;0.1400 | 393;248;546 | (0.1319;69.1162;6.1814) | 80 | 2.9 | 44 | 81.5087 | 60 | EZpaque | [110,73] | [100,60] | 1 | 10 | 95 | abnormal | malrotation w volvus / ladd's bands | 5.6147 | 2.7899 | 15.6647 | 22.8823 | 11.3702 | 260.1769 | 2.0352e-13 | 2.4258 | 0.0033751 | 0.36663 | 0.88322 | 0.010557 | 3.8039 | 0.031696 | 0.55966 | 2.7071 | 0.0039366 | 4.9878 | 0.63346 | 3.2847 | 0.032551 | 1.0036 | 0.029154 | 0.85222 | 0.32895 | 1.0839 | 0.15525 | 0.096882 | 0.11586 | 0.44966 | 0.53305 | 0.76478 | 0.28237 | 0.66483 | 0.050743 | 1.1609 | 0.90358
1f37113 | UGI_a | 5 | 01m_076010_393x248x546.dat | 0.0663;0.0663;0.1400 | 393;248;546 | (0.1319;69.1162;6.1814) | 80 | 7.702 | 57 | 81.5087 | 60 | EZpaque | [110,73] | [100,60] | 1 | 10 | 95 | abnormal | malrotation w volvus / ladd's bands | 5.6147 | 2.7899 | 15.6647 | 22.8823 | 11.3702 | 260.1769 | 1.3604e-13 | 4.1635 | 0.0093226 | 0.65691 | 1.4959 | 0.031671 | 6.2654 | 0.077237 | 1.094 | 4.4717 | 0.0066585 | 7.3097 | 1.0952 | 8.3147 | 0.062046 | 1.9857 | 0.066474 | 1.5453 | 0.7177 | 2.1903 | 0.34655 | 0.20648 | 0.2688 | 0.80316 | 0.95813 | 1.2291 | 0.42585 | 0.77014 | 0.12295 | 2.1958 | 1.6807
1f37113 | UGI_a | 5 | 01m_076010_393x248x546.dat | 0.0663;0.0663;0.1400 | 393;248;546 | (0.1319;69.1162;6.1814) | 80 | 8.502 | 60 | 81.5087 | 60 | EZpaque | [110,73] | [100,60] | 1 | 10 | 95 | abnormal | malrotation w volvus / ladd's bands | 5.6147 | 2.7899 | 15.6647 | 22.8823 | 11.3702 | 260.1769 | 1.3267e-13 | 4.3268 | 0.010378 | 0.67167 | 1.5494 | 0.034491 | 6.4583 | 0.08858 | 1.1478 | 4.6065 | 0.012428 | 7.4435 | 1.1348 | 9.1829 | 0.064871 | 2.0871 | 0.073444 | 1.6114 | 0.76626 | 2.3072 | 0.36836 | 0.21929 | 0.28473 | 0.84165 | 1.0035 | 1.2642 | 0.43729 | 0.7762 | 0.13506 | 2.3191 | 1.7698
1f37113 | UGI_a | 6 | 01m_076010_393x248x546.dat | 0.0663;0.0663;0.1400 | 393;248;546 | (0.1319;69.1162;6.1814) | 110 | 3.9 | 52 | 81.5087 | 60 | EZpaque | [73,75] | [100,10] | 1 | 15 | 95 | abnormal | malrotation w volvus / ladd's bands | 5.6147 | 2.7899 | 15.6647 | 22.8823 | 11.3702 | 260.1769 | 1.8193e-13 | 2.9357 | 0.0059446 | 0.45721 | 1.0191 | 0.019651 | 4.5834 | 0.037938 | 0.72149 | 3.1936 | 0.0071253 | 5.5967 | 0.76447 | 0.39587 | 0.044468 | 1.2387 | 0.042602 | 0.96372 | 0.44299 | 1.3782 | 0.22116 | 0.13587 | 0.1331 | 0.55244 | 0.65034 | 0.87041 | 0.32057 | 0.68887 | 0.061628 | 1.1251 | 0.90296
1f37113 | UGI_a | 6 | 01m_076010_393x248x546.dat | 0.0663;0.0663;0.1400 | 393;248;546 | (0.1319;69.1162;6.1814) | 110 | 7.85 | 62 | 81.5087 | 60 | EZpaque | [73,75] | [100,10] | 1 | 15 | 95 | abnormal | malrotation w volvus / ladd's bands | 5.6147 | 2.7899 | 15.6647 | 22.8823 | 11.3702 | 260.1769 | 1.4531e-13 | 4.0422 | 0.010432 | 0.63022 | 1.3887 | 0.03197 | 6.0316 | 0.067632 | 1.0488 | 4.2849 | 0.018484 | 7.0059 | 1.0468 | 0.5849 | 0.065266 | 1.8511 | 0.069192 | 1.3902 | 0.69853 | 2.0746 | 0.34208 | 0.2116 | 0.21788 | 0.77391 | 0.91041 | 1.1566 | 0.40855 | 0.75184 | 0.11329 | 1.5379 | 1.2379
1f37113 | UGI_a | 6 | 01m_076010_393x248x546.dat | 0.0663;0.0663;0.1400 | 393;248;546 | (0.1319;69.1162;6.1814) | 110 | 9.9905 | 69 | 81.5087 | 60 | EZpaque | [73,75] | [100,10] | 1 | 15 | 95 | abnormal | malrotation w volvus / ladd's bands | 5.6147 | 2.7899 | 15.6647 | 22.8823 | 11.3702 | 260.1769 | 1.405e-13 | 4.3352 | 0.012883 | 0.67817 | 1.4857 | 0.037635 | 6.3851 | 0.077519 | 1.1462 | 4.5497 | 0.012333 | 7.2451 | 1.1148 | 0.6475 | 0.071668 | 2.0649 | 0.081078 | 1.5201 | 0.79803 | 2.3024 | 0.39352 | 0.24508 | 0.25029 | 0.84619 | 0.99089 | 1.2266 | 0.42978 | 0.75843 | 0.12826 | 1.6503 | 1.3295
1f37113 | UGI_a | 6 | 01m_076010_393x248x546.dat | 0.0663;0.0663;0.1400 | 393;248;546 | (0.1319;69.1162;6.1814) | 60 | 2.5 | 38 | 81.5087 | 60 | EZpaque | [73,75] | [100,10] | 1 | 15 | 95 | abnormal | malrotation w volvus / ladd's bands | 5.6147 | 2.7899 | 15.6647 | 22.8823 | 11.3702 | 260.1769 | 2.2729e-13 | 2.0535 | 0.0018809 | 0.29925 | 0.72421 | 0.0077864 | 3.3384 | 0.018435 | 0.43966 | 2.3315 | 0.0059874 | 4.5342 | 0.53644 | 0.23675 | 0.022895 | 0.72624 | 0.020227 | 0.61673 | 0.23143 | 0.79865 | 0.11684 | 0.067151 | 0.060054 | 0.36858 | 0.43453 | 0.64305 | 0.25129 | 0.64285 | 0.025196 | 0.78468 | 0.62981
1f37113 | UGI_a | 6 | 01m_076010_393x248x546.dat | 0.0663;0.0663;0.1400 | 393;248;546 | (0.1319;69.1162;6.1814) | 60 | 5.7448 | 47 | 81.5087 | 60 | EZpaque | [73,75] | [100,10] | 1 | 15 | 95 | abnormal | malrotation w volvus / ladd's bands | 5.6147 | 2.7899 | 15.6647 | 22.8823 | 11.3702 | 260.1769 | 1.4759e-13 | 3.692 | 0.0056946 | 0.5491 | 1.2753 | 0.022043 | 5.7611 | 0.041099 | 0.93705 | 4.0213 | 0.010059 | 6.9205 | 0.98082 | 0.5001 | 0.049159 | 1.5435 | 0.049562 | 1.2184 | 0.54086 | 1.7429 | 0.27893 | 0.16723 | 0.15589 | 0.6749 | 0.80464 | 1.0765 | 0.38812 | 0.75473 | 0.068175 | 1.4123 | 1.1254
1f37113 | UGI_a | 6 | 01m_076010_393x248x546.dat | 0.0663;0.0663;0.1400 | 393;248;546 | (0.1319;69.1162;6.1814) | 60 | 6.3535 | 49 | 81.5087 | 60 | EZpaque | [73,75] | [100,10] | 1 | 15 | 95 | abnormal | malrotation w volvus / ladd's bands | 5.6147 | 2.7899 | 15.6647 | 22.8823 | 11.3702 | 260.1769 | 1.4092e-13 | 3.9183 | 0.0066412 | 0.59164 | 1.3517 | 0.022101 | 6.0253 | 0.047236 | 1.0099 | 4.2329 | 0.013854 | 7.1735 | 1.0404 | 0.53582 | 0.059388 | 1.673 | 0.057217 | 1.3079 | 0.59935 | 1.8884 | 0.30674 | 0.1878 | 0.17476 | 0.72191 | 0.86187 | 1.1351 | 0.40538 | 0.76595 | 0.080761 | 1.4944 | 1.1942
1f37113 | UGI_a | 6 | 01m_076010_393x248x546.dat | 0.0663;0.0663;0.1400 | 393;248;546 | (0.1319;69.1162;6.1814) | 80 | 2.9 | 44 | 81.5087 | 60 | EZpaque | [73,75] | [100,10] | 1 | 15 | 95 | abnormal | malrotation w volvus / ladd's bands | 5.6147 | 2.7899 | 15.6647 | 22.8823 | 11.3702 | 260.1769 | 2.0352e-13 | 2.4232 | 0.0034954 | 0.3664 | 0.85114 | 0.010682 | 3.7951 | 0.027945 | 0.56708 | 2.6964 | 0.0039366 | 4.9849 | 0.63774 | 0.30325 | 0.03234 | 0.94425 | 0.030093 | 0.76677 | 0.31955 | 1.0447 | 0.1605 | 0.10255 | 0.093054 | 0.44742 | 0.52903 | 0.74788 | 0.28085 | 0.66365 | 0.041366 | 0.92411 | 0.74643
1f37113 | UGI_a | 6 | 01m_076010_393x248x546.dat | 0.0663;0.0663;0.1400 | 393;248;546 | (0.1319;69.1162;6.1814) | 80 | 7.702 | 57 | 81.5087 | 60 | EZpaque | [73,75] | [100,10] | 1 | 15 | 95 | abnormal | malrotation w volvus / ladd's bands | 5.6147 | 2.7899 | 15.6647 | 22.8823 | 11.3702 | 260.1769 | 1.3604e-13 | 4.1522 | 0.0097276 | 0.65583 | 1.4398 | 0.032699 | 6.302 | 0.065307 | 1.1045 | 4.4522 | 0.0069844 | 7.3038 | 1.101 | 0.61166 | 0.063333 | 1.8866 | 0.068536 | 1.4427 | 0.69376 | 2.1125 | 0.35711 | 0.21783 | 0.22243 | 0.79781 | 0.9485 | 1.2023 | 0.42256 | 0.76759 | 0.10957 | 1.5946 | 1.2816
1f37113 | UGI_a | 6 | 01m_076010_393x248x546.dat | 0.0663;0.0663;0.1400 | 393;248;546 | (0.1319;69.1162;6.1814) | 80 | 8.502 | 60 | 81.5087 | 60 | EZpaque | [73,75] | [100,10] | 1 | 15 | 95 | abnormal | malrotation w volvus / ladd's bands | 5.6147 | 2.7899 | 15.6647 | 22.8823 | 11.3702 | 260.1769 | 1.3267e-13 | 4.3123 | 0.010833 | 0.66991 | 1.4922 | 0.035985 | 6.4812 | 0.07695 | 1.1575 | 4.5845 | 0.014495 | 7.4374 | 1.1407 | 0.64775 | 0.066265 | 1.9897 | 0.075902 | 1.5141 | 0.73969 | 2.2248 | 0.37874 | 0.23129 | 0.23906 | 0.83585 | 0.99311 | 1.242 | 0.43371 | 0.77357 | 0.11466 | 1.6523 | 1.3288
1f37113 | UGI_a | 7 | 01m_076010_393x248x546.dat | 0.0663;0.0663;0.1400 | 393;248;546 | (0.1855;68.2875;4.7075) | 110 | 3.9 | 52 | 81.3761 | 60 | EZpaque | [73,75] | [90,20] | 1 | 20 | 95 | abnormal | malrotation w volvus / ladd's bands | 6.6306 | 3.791 | 25.1366 | 26.9788 | 15.4248 | 416.1412 | 1.9851e-13 | 4.1425 | 0.0041734 | 0.26185 | 0.93326 | 0.012489 | 2.2659 | 0.058788 | 0.44456 | 4.4478 | 0.0033098 | 2.1544 | 0.68637 | 0.31098 | 0.020264 | 2.7087 | 0.028111 | 1.4452 | 3.3389 | 1.6337 | 0.15174 | 0.095976 | 0.23552 | 0.72993 | 0.88884 | 1.2291 | 0.198 | 0.62095 | 0.1254 | 1.2362 | 0.78975
1f37113 | UGI_a | 7 | 01m_076010_393x248x546.dat | 0.0663;0.0663;0.1400 | 393;248;546 | (0.1855;68.2875;4.7075) | 110 | 7.85 | 62 | 81.3761 | 60 | EZpaque | [73,75] | [90,20] | 1 | 20 | 95 | abnormal | malrotation w volvus / ladd's bands | 6.6306 | 3.791 | 25.1366 | 26.9788 | 15.4248 | 416.1412 | 1.5854e-13 | 5.1567 | 0.0073469 | 0.40371 | 1.3542 | 0.021694 | 3.169 | 0.095507 | 0.65622 | 5.5355 | 0.0094876 | 2.8969 | 0.91041 | 0.44441 | 0.035661 | 3.6377 | 0.045358 | 2.0597 | 4.1674 | 2.3062 | 0.2293 | 0.15182 | 0.37526 | 0.98747 | 1.2076 | 1.6214 | 0.26516 | 0.67574 | 0.20993 | 1.6157 | 1.0911
1f37113 | UGI_a | 7 | 01m_076010_393x248x546.dat | 0.0663;0.0663;0.1400 | 393;248;546 | (0.1855;68.2875;4.7075) | 110 | 9.9905 | 69 | 81.3761 | 60 | EZpaque | [73,75] | [90,20] | 1 | 20 | 95 | abnormal | malrotation w volvus / ladd's bands | 6.6306 | 3.791 | 25.1366 | 26.9788 | 15.4248 | 416.1412 | 1.533e-13 | 5.3021 | 0.0091794 | 0.45877 | 1.4965 | 0.024286 | 3.3712 | 0.11267 | 0.72479 | 5.6869 | 0.013235 | 3.0864 | 0.95805 | 0.49807 | 0.039775 | 3.8557 | 0.055936 | 2.2628 | 4.2861 | 2.4971 | 0.26374 | 0.15887 | 0.43196 | 1.0575 | 1.2887 | 1.7291 | 0.28462 | 0.68206 | 0.20391 | 1.693 | 1.1757
1f37113 | UGI_a | 7 | 01m_076010_393x248x546.dat | 0.0663;0.0663;0.1400 | 393;248;546 | (0.1855;68.2875;4.7075) | 60 | 2.5 | 38 | 81.3761 | 60 | EZpaque | [73,75] | [90,20] | 1 | 20 | 95 | abnormal | malrotation w volvus / ladd's bands | 6.6306 | 3.791 | 25.1366 | 26.9788 | 15.4248 | 416.1412 | 2.4801e-13 | 3.3774 | 0.001303 | 0.14082 | 0.58304 | 0.0045413 | 1.5554 | 0.023852 | 0.26917 | 3.6448 | 0.0032199 | 1.5642 | 0.50897 | 0.18877 | 0.0083747 | 1.9727 | 0.012241 | 0.93686 | 2.7214 | 1.0882 | 0.078271 | 0.047325 | 0.12839 | 0.52152 | 0.63054 | 0.91747 | 0.14386 | 0.58021 | 0.051683 | 0.93976 | 0.54518
1f37113 | UGI_a | 7 | 01m_076010_393x248x546.dat | 0.0663;0.0663;0.1400 | 393;248;546 | (0.1855;68.2875;4.7075) | 60 | 5.7448 | 47 | 81.3761 | 60 | EZpaque | [73,75] | [90,20] | 1 | 20 | 95 | abnormal | malrotation w volvus / ladd's bands | 6.6306 | 3.791 | 25.1366 | 26.9788 | 15.4248 | 416.1412 | 1.6104e-13 | 5.0499 | 0.0039391 | 0.31075 | 1.1429 | 0.011218 | 2.8384 | 0.071368 | 0.56828 | 5.5397 | 0.0034237 | 2.7031 | 0.86725 | 0.39219 | 0.022315 | 3.4595 | 0.03367 | 1.8101 | 4.1593 | 2.0842 | 0.18759 | 0.1055 | 0.30023 | 0.9062 | 1.1206 | 1.5102 | 0.24071 | 0.67818 | 0.13353 | 1.5358 | 0.98576
1f37113 | UGI_a | 7 | 01m_076010_393x248x546.dat | 0.0663;0.0663;0.1400 | 393;248;546 | (0.1855;68.2875;4.7075) | 60 | 6.3535 | 49 | 81.3761 | 60 | EZpaque | [73,75] | [90,20] | 1 | 20 | 95 | abnormal | malrotation w volvus / ladd's bands | 6.6306 | 3.791 | 25.1366 | 26.9788 | 15.4248 | 416.1412 | 1.5376e-13 | 5.232 | 0.004605 | 0.3371 | 1.2266 | 0.015329 | 3.0477 | 0.078681 | 0.61536 | 5.7348 | 0.0087623 | 2.8476 | 0.91382 | 0.42312 | 0.024414 | 3.6372 | 0.037559 | 1.9389 | 4.305 | 2.2186 | 0.20585 | 0.12782 | 0.33491 | 0.95965 | 1.1896 | 1.5948 | 0.25446 | 0.68923 | 0.16681 | 1.6129 | 1.0471
1f37113 | UGI_a | 7 | 01m_076010_393x248x546.dat | 0.0663;0.0663;0.1400 | 393;248;546 | (0.1855;68.2875;4.7075) | 80 | 2.9 | 44 | 81.3761 | 60 | EZpaque | [73,75] | [90,20] | 1 | 20 | 95 | abnormal | malrotation w volvus / ladd's bands | 6.6306 | 3.791 | 25.1366 | 26.9788 | 15.4248 | 416.1412 | 2.2205e-13 | 3.691 | 0.0023802 | 0.19316 | 0.72884 | 0.0065215 | 1.8451 | 0.040689 | 0.34502 | 3.9933 | 0.00048908 | 1.813 | 0.58549 | 0.2426 | 0.013854 | 2.2893 | 0.019478 | 1.155 | 2.9825 | 1.3219 | 0.10782 | 0.066403 | 0.17781 | 0.61156 | 0.74477 | 1.0484 | 0.16662 | 0.59822 | 0.084611 | 1.0647 | 0.64957
1f37113 | UGI_a | 7 | 01m_076010_393x248x546.dat | 0.0663;0.0663;0.1400 | 393;248;546 | (0.1855;68.2875;4.7075) | 80 | 7.702 | 57 | 81.3761 | 60 | EZpaque | [73,75] | [90,20] | 1 | 20 | 95 | abnormal | malrotation w volvus / ladd's bands | 6.6306 | 3.791 | 25.1366 | 26.9788 | 15.4248 | 416.1412 | 1.4843e-13 | 5.361 | 0.0067791 | 0.39515 | 1.3767 | 0.018686 | 3.2283 | 0.088118 | 0.68256 | 5.8011 | 0.0054377 | 3.0005 | 0.95549 | 0.46601 | 0.034606 | 3.7928 | 0.046435 | 2.1253 | 4.3448 | 2.3802 | 0.23852 | 0.15235 | 0.39451 | 1.0282 | 1.271 | 1.6741 | 0.27268 | 0.69185 | 0.19986 | 1.6761 | 1.1252
1f37113 | UGI_a | 7 | 01m_076010_393x248x546.dat | 0.0663;0.0663;0.1400 | 393;248;546 | (0.1855;68.2875;4.7075) | 80 | 8.502 | 60 | 81.3761 | 60 | EZpaque | [73,75] | [90,20] | 1 | 20 | 95 | abnormal | malrotation w volvus / ladd's bands | 6.6306 | 3.791 | 25.1366 | 26.9788 | 15.4248 | 416.1412 | 1.4475e-13 | 5.4407 | 0.0076343 | 0.43245 | 1.447 | 0.021832 | 3.3602 | 0.10088 | 0.71784 | 5.8954 | 0.0079873 | 3.097 | 0.98318 | 0.49701 | 0.039683 | 3.9068 | 0.050741 | 2.2237 | 4.42 | 2.4823 | 0.25367 | 0.16246 | 0.41517 | 1.0672 | 1.3192 | 1.7258 | 0.28278 | 0.69579 | 0.22484 | 1.7222 | 1.1718
1f37113 | UGI_a | 8 | 01m_076010_393x248x546.dat | 0.0663;0.0663;0.1400 | 393;248;546 | (-0.1590;68.6569;4.7351) | 110 | 3.9 | 52 | 81.4785 | 60 | EZpaque | [73,75] | [90,20] | 1 | 15 | 95 | abnormal | malrotation w volvus / ladd's bands | 6.6625 | 3.7644 | 25.0802 | 27.1427 | 15.3357 | 416.2522 | 1.9733e-13 | 4.005 | 0.0040808 | 0.25542 | 0.93068 | 0.01285 | 1.8867 | 0.054635 | 0.45068 | 4.2957 | 0.0045962 | 1.7823 | 0.68586 | 0.30467 | 0.017136 | 3.0232 | 0.027178 | 1.3952 | 4.0181 | 1.7883 | 0.14593 | 0.091974 | 0.23369 | 0.70741 | 0.86029 | 1.1987 | 0.19501 | 0.61841 | 0.11249 | 1.2047 | 0.78466
1f37113 | UGI_a | 8 | 01m_076010_393x248x546.dat | 0.0663;0.0663;0.1400 | 393;248;546 | (-0.1590;68.6569;4.7351) | 110 | 7.85 | 62 | 81.4785 | 60 | EZpaque | [73,75] | [90,20] | 1 | 15 | 95 | abnormal | malrotation w volvus / ladd's bands | 6.6625 | 3.7644 | 25.0802 | 27.1427 | 15.3357 | 416.2522 | 1.576e-13 | 4.974 | 0.0072347 | 0.40285 | 1.3442 | 0.022421 | 2.7169 | 0.099485 | 0.65329 | 5.3676 | 0.011471 | 2.4479 | 0.90412 | 0.44604 | 0.035551 | 3.974 | 0.043906 | 1.9879 | 4.9204 | 2.4643 | 0.22728 | 0.14398 | 0.36498 | 0.95836 | 1.1707 | 1.5783 | 0.26046 | 0.67101 | 0.18542 | 1.5741 | 1.0808
1f37113 | UGI_a | 8 | 01m_076010_393x248x546.dat | 0.0663;0.0663;0.1400 | 393;248;546 | (-0.1590;68.6569;4.7351) | 110 | 9.9905 | 69 | 81.4785 | 60 | EZpaque | [73,75] | [90,20] | 1 | 15 | 95 | abnormal | malrotation w volvus / ladd's bands | 6.6625 | 3.7644 | 25.0802 | 27.1427 | 15.3357 | 416.2522 | 1.5239e-13 | 5.1433 | 0.0090322 | 0.47594 | 1.4818 | 0.022524 | 2.9804 | 0.10918 | 0.72204 | 5.5274 | 0.0060214 | 2.6316 | 0.95513 | 0.4734 | 0.037835 | 4.1705 | 0.053522 | 2.1796 | 5.0233 | 2.6569 | 0.25499 | 0.15436 | 0.40983 | 1.0273 | 1.2504 | 1.68 | 0.27906 | 0.67691 | 0.2171 | 1.6562 | 1.1658
1f37113 | UGI_a | 8 | 01m_076010_393x248x546.dat | 0.0663;0.0663;0.1400 | 393;248;546 | (-0.1590;68.6569;4.7351) | 60 | 2.5 | 38 | 81.4785 | 60 | EZpaque | [73,75] | [90,20] | 1 | 15 | 95 | abnormal | malrotation w volvus / ladd's bands | 6.6625 | 3.7644 | 25.0802 | 27.1427 | 15.3357 | 416.2522 | 2.4653e-13 | 3.2344 | 0.0013062 | 0.1379 | 0.58933 | 0.0039146 | 1.2354 | 0.02507 | 0.2796 | 3.4955 | 0.0027016 | 1.2464 | 0.51178 | 0.18982 | 0.0096364 | 2.2719 | 0.011838 | 0.90329 | 3.3677 | 1.2224 | 0.07646 | 0.043357 | 0.12259 | 0.50376 | 0.60836 | 0.89058 | 0.14232 | 0.57814 | 0.049356 | 0.91406 | 0.5436
1f37113 | UGI_a | 8 | 01m_076010_393x248x546.dat | 0.0663;0.0663;0.1400 | 393;248;546 | (-0.1590;68.6569;4.7351) | 60 | 5.7448 | 47 | 81.4785 | 60 | EZpaque | [73,75] | [90,20] | 1 | 15 | 95 | abnormal | malrotation w volvus / ladd's bands | 6.6625 | 3.7644 | 25.0802 | 27.1427 | 15.3357 | 416.2522 | 1.6008e-13 | 4.9098 | 0.0038873 | 0.30487 | 1.1392 | 0.011696 | 2.3951 | 0.066604 | 0.56994 | 5.3652 | 0.0019851 | 2.2423 | 0.86563 | 0.38559 | 0.020139 | 3.8287 | 0.033292 | 1.7398 | 4.9824 | 2.2742 | 0.18063 | 0.11311 | 0.29455 | 0.8787 | 1.0852 | 1.4755 | 0.23691 | 0.67552 | 0.14171 | 1.5025 | 0.98054
1f37113 | UGI_a | 8 | 01m_076010_393x248x546.dat | 0.0663;0.0663;0.1400 | 393;248;546 | (-0.1590;68.6569;4.7351) | 60 | 6.3535 | 49 | 81.4785 | 60 | EZpaque | [73,75] | [90,20] | 1 | 15 | 95 | abnormal | malrotation w volvus / ladd's bands | 6.6625 | 3.7644 | 25.0802 | 27.1427 | 15.3357 | 416.2522 | 1.5284e-13 | 5.097 | 0.0045791 | 0.33282 | 1.2186 | 0.014126 | 2.6072 | 0.067114 | 0.61469 | 5.5604 | 0.010679 | 2.3731 | 0.91158 | 0.41989 | 0.023971 | 4.0033 | 0.036475 | 1.8624 | 5.1369 | 2.4126 | 0.20058 | 0.12622 | 0.32879 | 0.93082 | 1.1526 | 1.5444 | 0.25004 | 0.68605 | 0.15383 | 1.5772 | 1.0401
1f37113 | UGI_a | 8 | 01m_076010_393x248x546.dat | 0.0663;0.0663;0.1400 | 393;248;546 | (-0.1590;68.6569;4.7351) | 80 | 2.9 | 44 | 81.4785 | 60 | EZpaque | [73,75] | [90,20] | 1 | 15 | 95 | abnormal | malrotation w volvus / ladd's bands | 6.6625 | 3.7644 | 25.0802 | 27.1427 | 15.3357 | 416.2522 | 2.2073e-13 | 3.555 | 0.0023332 | 0.19025 | 0.73492 | 0.0067009 | 1.5101 | 0.039934 | 0.35095 | 3.8425 | 0.005972 | 1.4717 | 0.58691 | 0.22902 | 0.01313 | 2.5916 | 0.018578 | 1.1114 | 3.6461 | 1.4732 | 0.10652 | 0.062057 | 0.17107 | 0.59185 | 0.71987 | 1.0245 | 0.16453 | 0.5958 | 0.083609 | 1.0373 | 0.64765
1f37113 | UGI_a | 8 | 01m_076010_393x248x546.dat | 0.0663;0.0663;0.1400 | 393;248;546 | (-0.1590;68.6569;4.7351) | 80 | 7.702 | 57 | 81.4785 | 60 | EZpaque | [73,75] | [90,20] | 1 | 15 | 95 | abnormal | malrotation w volvus / ladd's bands | 6.6625 | 3.7644 | 25.0802 | 27.1427 | 15.3357 | 416.2522 | 1.4754e-13 | 5.1892 | 0.0066078 | 0.39438 | 1.3648 | 0.017719 | 2.8174 | 0.094915 | 0.67988 | 5.6311 | 0.0044381 | 2.5266 | 0.95044 | 0.46725 | 0.031472 | 4.1507 | 0.045396 | 2.0482 | 5.1438 | 2.5557 | 0.2321 | 0.14662 | 0.3756 | 0.99793 | 1.232 | 1.6379 | 0.26771 | 0.68662 | 0.19 | 1.6408 | 1.1164
1f37113 | UGI_a | 8 | 01m_076010_393x248x546.dat | 0.0663;0.0663;0.1400 | 393;248;546 | (-0.1590;68.6569;4.7351) | 80 | 8.502 | 60 | 81.4785 | 60 | EZpaque | [73,75] | [90,20] | 1 | 15 | 95 | abnormal | malrotation w volvus / ladd's bands | 6.6625 | 3.7644 | 25.0802 | 27.1427 | 15.3357 | 416.2522 | 1.4389e-13 | 5.2717 | 0.0074223 | 0.41218 | 1.4314 | 0.021755 | 2.9669 | 0.099277 | 0.71582 | 5.7206 | 0.01211 | 2.6189 | 0.97609 | 0.49113 | 0.037818 | 4.2584 | 0.049233 | 2.1462 | 5.2103 | 2.6546 | 0.2466 | 0.16199 | 0.39983 | 1.0359 | 1.2788 | 1.6842 | 0.2772 | 0.69093 | 0.20588 | 1.6861 | 1.1586
1f37113 | UGI_a | 9 | 01m_076010_393x248x546.dat | 0.0663;0.0663;0.1400 | 393;248;546 | (0.2221;68.4041;4.6885) | 110 | 3.9 | 52 | 81.2771 | 60 | EZpaque | [73,75] | [90,20] | 1 | 15 | 95 | abnormal | malrotation w volvus / ladd's bands | 6.5386 | 3.7803 | 24.7177 | 26.5721 | 15.3624 | 408.212 | 1.9952e-13 | 4.1254 | 0.0042585 | 0.25684 | 0.94158 | 0.011219 | 2.4643 | 0.060336 | 0.44685 | 4.417 | 0.0085582 | 2.5381 | 0.66927 | 0.29941 | 0.021256 | 2.353 | 0.027971 | 1.4603 | 2.6425 | 1.4682 | 0.15226 | 0.096473 | 0.2421 | 0.72943 | 0.88841 | 1.2514 | 0.20234 | 0.63205 | 0.12238 | 1.2214 | 0.7818
1f37113 | UGI_a | 9 | 01m_076010_393x248x546.dat | 0.0663;0.0663;0.1400 | 393;248;546 | (0.2221;68.4041;4.6885) | 110 | 7.85 | 62 | 81.2771 | 60 | EZpaque | [73,75] | [90,20] | 1 | 15 | 95 | abnormal | malrotation w volvus / ladd's bands | 6.5386 | 3.7803 | 24.7177 | 26.5721 | 15.3624 | 408.212 | 1.5935e-13 | 5.1351 | 0.0075445 | 0.38563 | 1.3595 | 0.02003 | 3.423 | 0.1022 | 0.66189 | 5.5032 | 0.006103 | 3.349 | 0.89389 | 0.45912 | 0.034818 | 3.2312 | 0.048827 | 2.0841 | 3.3927 | 2.0952 | 0.23597 | 0.14945 | 0.379 | 0.98857 | 1.2091 | 1.6566 | 0.27124 | 0.68735 | 0.18863 | 1.6031 | 1.0803
1f37113 | UGI_a | 9 | 01m_076010_393x248x546.dat | 0.0663;0.0663;0.1400 | 393;248;546 | (0.2221;68.4041;4.6885) | 110 | 9.9905 | 69 | 81.2771 | 60 | EZpaque | [73,75] | [90,20] | 1 | 15 | 95 | abnormal | malrotation w volvus / ladd's bands | 6.5386 | 3.7803 | 24.7177 | 26.5721 | 15.3624 | 408.212 | 1.5408e-13 | 5.314 | 0.0094064 | 0.45314 | 1.5082 | 0.023483 | 3.6775 | 0.11422 | 0.73542 | 5.6674 | 0.0059056 | 3.5398 | 0.94434 | 0.50664 | 0.041934 | 3.4698 | 0.055189 | 2.2802 | 3.5356 | 2.2955 | 0.26986 | 0.16688 | 0.43196 | 1.0599 | 1.292 | 1.7529 | 0.29118 | 0.69459 | 0.22856 | 1.6925 | 1.1699
1f37113 | UGI_a | 9 | 01m_076010_393x248x546.dat | 0.0663;0.0663;0.1400 | 393;248;546 | (0.2221;68.4041;4.6885) | 60 | 2.5 | 38 | 81.2771 | 60 | EZpaque | [73,75] | [90,20] | 1 | 15 | 95 | abnormal | malrotation w volvus / ladd's bands | 6.5386 | 3.7803 | 24.7177 | 26.5721 | 15.3624 | 408.212 | 2.4928e-13 | 3.3126 | 0.0013316 | 0.12439 | 0.5885 | 0.0052813 | 1.7033 | 0.025671 | 0.26489 | 3.5974 | 7.6272e-05 | 1.9008 | 0.48953 | 0.18836 | 0.0088672 | 1.645 | 0.012335 | 0.94441 | 2.0791 | 0.93727 | 0.081495 | 0.046294 | 0.12868 | 0.51915 | 0.62787 | 0.93802 | 0.14704 | 0.59094 | 0.049334 | 0.91899 | 0.53428
1f37113 | UGI_a | 9 | 01m_076010_393x248x546.dat | 0.0663;0.0663;0.1400 | 393;248;546 | (0.2221;68.4041;4.6885) | 60 | 5.7448 | 47 | 81.2771 | 60 | EZpaque | [73,75] | [90,20] | 1 | 15 | 95 | abnormal | malrotation w volvus / ladd's bands | 6.5386 | 3.7803 | 24.7177 | 26.5721 | 15.3624 | 408.212 | 1.6186e-13 | 5.0353 | 0.0040239 | 0.29325 | 1.1561 | 0.011217 | 3.1579 | 0.066589 | 0.56822 | 5.4978 | 0.0088911 | 3.1781 | 0.84907 | 0.39768 | 0.021996 | 3.0304 | 0.033091 | 1.827 | 3.3097 | 1.8631 | 0.19061 | 0.12306 | 0.305 | 0.90532 | 1.1197 | 1.5455 | 0.24618 | 0.69106 | 0.14427 | 1.5276 | 0.97529
1f37113 | UGI_a | 9 | 01m_076010_393x248x546.dat | 0.0663;0.0663;0.1400 | 393;248;546 | (0.2221;68.4041;4.6885) | 60 | 6.3535 | 49 | 81.2771 | 60 | EZpaque | [73,75] | [90,20] | 1 | 15 | 95 | abnormal | malrotation w volvus / ladd's bands | 6.5386 | 3.7803 | 24.7177 | 26.5721 | 15.3624 | 408.212 | 1.5454e-13 | 5.2155 | 0.0046828 | 0.31545 | 1.238 | 0.01419 | 3.3282 | 0.079 | 0.61849 | 5.6961 | 0.0054549 | 3.3322 | 0.89534 | 0.43152 | 0.028763 | 3.2075 | 0.038168 | 1.959 | 3.4495 | 2.0047 | 0.21368 | 0.13403 | 0.34352 | 0.95914 | 1.1892 | 1.6181 | 0.26017 | 0.7003 | 0.15714 | 1.6003 | 1.0368
1f37113 | UGI_a | 9 | 01m_076010_393x248x546.dat | 0.0663;0.0663;0.1400 | 393;248;546 | (0.2221;68.4041;4.6885) | 80 | 2.9 | 44 | 81.2771 | 60 | EZpaque | [73,75] | [90,20] | 1 | 15 | 95 | abnormal | malrotation w volvus / ladd's bands | 6.5386 | 3.7803 | 24.7177 | 26.5721 | 15.3624 | 408.212 | 2.2318e-13 | 3.6465 | 0.0024342 | 0.17572 | 0.73743 | 0.0061309 | 2.0267 | 0.039192 | 0.34302 | 3.9464 | 0.0015857 | 2.1696 | 0.56775 | 0.23996 | 0.015586 | 1.9572 | 0.019322 | 1.1664 | 2.3123 | 1.1633 | 0.1121 | 0.067353 | 0.17918 | 0.61039 | 0.74354 | 1.0664 | 0.17059 | 0.60907 | 0.088565 | 1.0481 | 0.63944
1f37113 | UGI_a | 9 | 01m_076010_393x248x546.dat | 0.0663;0.0663;0.1400 | 393;248;546 | (0.2221;68.4041;4.6885) | 80 | 7.702 | 57 | 81.2771 | 60 | EZpaque | [73,75] | [90,20] | 1 | 15 | 95 | abnormal | malrotation w volvus / ladd's bands | 6.5386 | 3.7803 | 24.7177 | 26.5721 | 15.3624 | 408.212 | 1.4918e-13 | 5.3591 | 0.0069781 | 0.37495 | 1.3859 | 0.018773 | 3.5693 | 0.090722 | 0.69111 | 5.7736 | 0.012219 | 3.4762 | 0.93792 | 0.48135 | 0.033786 | 3.3723 | 0.048798 | 2.1482 | 3.5251 | 2.1662 | 0.24734 | 0.15574 | 0.38811 | 1.0293 | 1.2724 | 1.7074 | 0.27918 | 0.70317 | 0.19138 | 1.6726 | 1.1156
1f37113 | UGI_a | 9 | 01m_076010_393x248x546.dat | 0.0663;0.0663;0.1400 | 393;248;546 | (0.2221;68.4041;4.6885) | 80 | 8.502 | 60 | 81.2771 | 60 | EZpaque | [73,75] | [90,20] | 1 | 15 | 95 | abnormal | malrotation w volvus / ladd's bands | 6.5386 | 3.7803 | 24.7177 | 26.5721 | 15.3624 | 408.212 | 1.4549e-13 | 5.4518 | 0.0078501 | 0.40487 | 1.4568 | 0.019182 | 3.6678 | 0.10289 | 0.72796 | 5.8701 | 0.012516 | 3.5753 | 0.9675 | 0.5159 | 0.035951 | 3.4971 | 0.052212 | 2.2512 | 3.5979 | 2.2677 | 0.26086 | 0.17249 | 0.4181 | 1.0687 | 1.3213 | 1.7678 | 0.28943 | 0.70736 | 0.21651 | 1.7184 | 1.1625

## Normal Ref
Git Commit | Procedure | Field # | Phantom | Voxel Size | Voxel Array | Source Coordinate | Peak Potential | HVL | Average Energy | FDD | SSD | Contrast Material | Contrast Location | Contrast Percentage | # of Radigraphs | Field Time | Total Procedure Time | Disease State | Disease | Field Width @ 20cm | Field Height @ 20cm | Field Area @ 20cm | Field Width @ Image | Field Height @ Image | Field Area @ Image | Dose-ref | Adrenals | Brain | Breast | Colon | ET | GB-wall | Gonads | Ht-wall | Kidneys | Eye-lens | Liver | Lungs | Oesophagus | O-mucosa | Pancreas | S-glands | SI-wall | Spleen | St-wall | Thymus | Thyroid | UB-wall | R-marrow | Endost-BS | Lymph | Muscle | Skin | Prostate / Uterus | Remainder | Effective Dose
- | - | - | - | - | - | - | kVp | mm Al | keV | cm | cm | - | - | - | - | s | s | - | - | cm | cm | cm2 | cm | cm | cm2 | Gy | mGy/Gy-cm2 | mGy/Gy-cm2 | mGy/Gy-cm2 | mGy/Gy-cm2 | mGy/Gy-cm2 | mGy/Gy-cm2 | mGy/Gy-cm2 | mGy/Gy-cm2 | mGy/Gy-cm2 | mGy/Gy-cm2 | mGy/Gy-cm2 | mGy/Gy-cm2 | mGy/Gy-cm2 | mGy/Gy-cm2 | mGy/Gy-cm2 | mGy/Gy-cm2 | mGy/Gy-cm2 | mGy/Gy-cm2 | mGy/Gy-cm2 | mGy/Gy-cm2 | mGy/Gy-cm2 | mGy/Gy-cm2 | mGy/Gy-cm2 | mGy/Gy-cm2 | mGy/Gy-cm2 | mGy/Gy-cm2 | mGy/Gy-cm2 | mGy/Gy-cm2 | mGy/Gy-cm2 | mSv/Gy-cm2
1f37113 | UGI | 1 | 00f_051004_345x211x716.dat | 0.0663;0.0663;0.0663 | 345;211;716 | (-1.1751;68.2544;9.8487) | 110 | 3.9 | 52 | 77.9285 | 60 | EZpaque | [5] | [0] | 0 | 5 | 75 | normal | none | 4.0197 | 3.6218 | 14.5585 | 15.6624 | 14.1121 | 221.0293 | 1.6658e-15 | 64.9422 | 41.2357 | 662.8692 | 20.5002 | 499.5711 | 49.2469 | 8.2658 | 675.776 | 27.8583 | 68.412 | 207.019 | 687.6622 | 561.4337 | 879.2832 | 45.0825 | 832.6986 | 18.0863 | 135.0832 | 90.5217 | 542.7039 | 846.0857 | 4.2385 | 265.4308 | 318.463 | 174.9017 | 202.7455 | 177.5775 | 4.6442 | 325.2123 | 325.3757
1f37113 | UGI | 1 | 00f_051004_345x211x716.dat | 0.0663;0.0663;0.0663 | 345;211;716 | (-1.1751;68.2544;9.8487) | 110 | 7.85 | 62 | 77.9285 | 60 | EZpaque | [5] | [0] | 0 | 5 | 75 | normal | none | 4.0197 | 3.6218 | 14.5585 | 15.6624 | 14.1121 | 221.0293 | 1.3303e-15 | 93.2655 | 61.0921 | 753.8972 | 30.4573 | 622.0835 | 73.5382 | 11.3697 | 861.8437 | 41.8278 | 93.2129 | 280.8265 | 854.4769 | 735.3899 | 1020.7567 | 63.8388 | 981.3668 | 27.5752 | 172.9927 | 123.5146 | 716.7623 | 1043.4586 | 6.9674 | 357.1726 | 430.6644 | 221.0609 | 248.0648 | 194.3163 | 7.9825 | 409.8845 | 403.778
1f37113 | UGI | 1 | 00f_051004_345x211x716.dat | 0.0663;0.0663;0.0663 | 345;211;716 | (-1.1751;68.2544;9.8487) | 110 | 9.9905 | 69 | 77.9285 | 60 | EZpaque | [5] | [0] | 0 | 5 | 75 | normal | none | 4.0197 | 3.6218 | 14.5585 | 15.6624 | 14.1121 | 221.0293 | 1.2861e-15 | 100.1784 | 67.5528 | 774.4852 | 33.8184 | 648.6558 | 81.6185 | 11.9104 | 895.9604 | 46.2567 | 109.54 | 298.4902 | 882.2757 | 770.302 | 1031.8746 | 69.5005 | 1004.4274 | 30.6398 | 178.7567 | 129.6005 | 757.2782 | 1080.5487 | 7.6575 | 382.4923 | 459.3927 | 231.9032 | 257.1192 | 195.9785 | 9.1719 | 426.8058 | 420.0436
1f37113 | UGI | 1 | 00f_051004_345x211x716.dat | 0.0663;0.0663;0.0663 | 345;211;716 | (-1.1751;68.2544;9.8487) | 60 | 2.5 | 38 | 77.9285 | 60 | EZpaque | [5] | [0] | 0 | 5 | 75 | normal | none | 4.0197 | 3.6218 | 14.5585 | 15.6624 | 14.1121 | 221.0293 | 2.0815e-15 | 41.7284 | 24.4066 | 587.7539 | 11.7512 | 398.461 | 30.044 | 2.3086 | 533.2735 | 15.8123 | 48.0667 | 148.7929 | 562.6276 | 429.8713 | 786.122 | 28.496 | 730.2004 | 10.0155 | 104.1709 | 64.7519 | 409.5204 | 684.4157 | 1.7107 | 191.3302 | 227.8301 | 140.1124 | 168.0781 | 165.4288 | 2.095 | 260.1596 | 263.6599
1f37113 | UGI | 1 | 00f_051004_345x211x716.dat | 0.0663;0.0663;0.0663 | 345;211;716 | (-1.1751;68.2544;9.8487) | 60 | 5.7448 | 47 | 77.9285 | 60 | EZpaque | [5] | [0] | 0 | 5 | 75 | normal | none | 4.0197 | 3.6218 | 14.5585 | 15.6624 | 14.1121 | 221.0293 | 1.3516e-15 | 84.4054 | 52.8925 | 727.3456 | 26.3944 | 584.6895 | 65.3121 | 7.8768 | 848.8633 | 36.2008 | 88.9483 | 264.0777 | 841.7605 | 698.4015 | 1018.5176 | 59.5122 | 969.3156 | 23.2855 | 176.8533 | 120.1638 | 679.6012 | 1036.4227 | 4.6507 | 327.6546 | 400.2416 | 210.7421 | 242.189 | 195.8909 | 5.3666 | 393.73 | 389.4015
1f37113 | UGI | 1 | 00f_051004_345x211x716.dat | 0.0663;0.0663;0.0663 | 345;211;716 | (-1.1751;68.2544;9.8487) | 60 | 6.3535 | 49 | 77.9285 | 60 | EZpaque | [5] | [0] | 0 | 5 | 75 | normal | none | 4.0197 | 3.6218 | 14.5585 | 15.6624 | 14.1121 | 221.0293 | 1.2905e-15 | 89.8635 | 57.5259 | 746.3619 | 28.6041 | 601.4971 | 72.2968 | 8.196 | 881.3547 | 39.7919 | 97.2946 | 278.3079 | 868.9566 | 723.1774 | 1037.2617 | 63.9497 | 992.7833 | 25.6286 | 185.1589 | 127.4842 | 709.9656 | 1071.7441 | 5.5989 | 346.1798 | 424.0796 | 217.8194 | 250.1073 | 198.4269 | 6.2388 | 407.2939 | 403.5226
1f37113 | UGI | 1 | 00f_051004_345x211x716.dat | 0.0663;0.0663;0.0663 | 345;211;716 | (-1.1751;68.2544;9.8487) | 80 | 2.9 | 44 | 77.9285 | 60 | EZpaque | [5] | [0] | 0 | 5 | 75 | normal | none | 4.0197 | 3.6218 | 14.5585 | 15.6624 | 14.1121 | 221.0293 | 1.8636e-15 | 51.299 | 31.7823 | 620.2561 | 15.7031 | 433.3905 | 35.7719 | 3.8531 | 592.7822 | 21.3138 | 59.8524 | 173.7887 | 614.2462 | 486.149 | 828.457 | 36.5296 | 769.7529 | 13.5003 | 117.3759 | 76.1275 | 465.8226 | 751.9914 | 2.7628 | 223.0558 | 267.6815 | 154.4911 | 182.4269 | 170.6242 | 3.0432 | 286.5282 | 289.6044
1f37113 | UGI | 1 | 00f_051004_345x211x716.dat | 0.0663;0.0663;0.0663 | 345;211;716 | (-1.1751;68.2544;9.8487) | 80 | 7.702 | 57 | 77.9285 | 60 | EZpaque | [5] | [0] | 0 | 5 | 75 | normal | none | 4.0197 | 3.6218 | 14.5585 | 15.6624 | 14.1121 | 221.0293 | 1.2456e-15 | 97.6333 | 64.0337 | 765.0096 | 32.0783 | 627.9569 | 77.205 | 12.5331 | 898.859 | 44.1024 | 98.685 | 292.2014 | 883.7656 | 756.6601 | 1052.7633 | 69.452 | 1007.6437 | 29.078 | 186.3952 | 132.9984 | 739.1341 | 1094.3504 | 6.6836 | 370.336 | 452.0133 | 226.775 | 255.8793 | 198.8841 | 7.3163 | 421.6687 | 416.927
1f37113 | UGI | 1 | 00f_051004_345x211x716.dat | 0.0663;0.0663;0.0663 | 345;211;716 | (-1.1751;68.2544;9.8487) | 80 | 8.502 | 60 | 77.9285 | 60 | EZpaque | [5] | [0] | 0 | 5 | 75 | normal | none | 4.0197 | 3.6218 | 14.5585 | 15.6624 | 14.1121 | 221.0293 | 1.2147e-15 | 103.1507 | 67.4728 | 776.7423 | 34.0595 | 645.7911 | 80.0344 | 12.6761 | 915.5965 | 46.6393 | 98.6806 | 301.3104 | 897.9794 | 778.3723 | 1058.18 | 71.542 | 1017.1008 | 30.7065 | 189.7545 | 135.833 | 758.8535 | 1109.6318 | 7.0435 | 383.8256 | 468.4596 | 232.2552 | 260.4011 | 199.7866 | 7.8779 | 431.1142 | 425.5431
1f37113 | UGI | 2 | 00f_051004_345x211x716.dat | 0.0663;0.0663;0.0663 | 345;211;716 | (-1.1751;68.2544;13.0321) | 110 | 3.9 | 52 | 77.9285 | 60 | EZpaque | [5] | [0] | 0 | 5 | 75 | normal | none | 4.0197 | 1.6993 | 6.8305 | 15.6624 | 6.621 | 103.701 | 2.5382e-15 | 4.9684 | 34.8741 | 14.2804 | 1.8851 | 469.6163 | 4.7399 | 0.9128 | 35.1877 | 2.5412 | 55.5621 | 9.0354 | 41.9148 | 148.9535 | 835.0266 | 3.9433 | 786.0557 | 1.7173 | 7.9504 | 6.0432 | 173.4035 | 801.9723 | 0.43243 | 129.9069 | 169.6079 | 83.1901 | 117.5257 | 80.2137 | 0.58182 | 180.7149 | 94.1657
1f37113 | UGI | 2 | 00f_051004_345x211x716.dat | 0.0663;0.0663;0.0663 | 345;211;716 | (-1.1751;68.2544;13.0321) | 110 | 7.85 | 62 | 77.9285 | 60 | EZpaque | [5] | [0] | 0 | 5 | 75 | normal | none | 4.0197 | 1.6993 | 6.8305 | 15.6624 | 6.621 | 103.701 | 2.0271e-15 | 7.7268 | 51.2311 | 18.1235 | 2.9709 | 579.4021 | 6.3628 | 1.8056 | 49.6673 | 4.1052 | 76.489 | 13.7221 | 57.8564 | 198.8368 | 951.364 | 6.0777 | 915.3025 | 2.8035 | 12.0029 | 9.5146 | 225.254 | 980.5191 | 0.68275 | 176.9174 | 232.3009 | 104.8372 | 141.1989 | 87.2413 | 1.1944 | 219.6484 | 118.9594
1f37113 | UGI | 2 | 00f_051004_345x211x716.dat | 0.0663;0.0663;0.0663 | 345;211;716 | (-1.1751;68.2544;13.0321) | 110 | 9.9905 | 69 | 77.9285 | 60 | EZpaque | [5] | [0] | 0 | 5 | 75 | normal | none | 4.0197 | 1.6993 | 6.8305 | 15.6624 | 6.621 | 103.701 | 1.9599e-15 | 8.9622 | 56.1558 | 18.5147 | 3.5269 | 601.5093 | 6.3503 | 1.734 | 53.0026 | 4.8024 | 88.7952 | 15.3268 | 61.4061 | 210.092 | 962.6496 | 6.8345 | 933.5665 | 3.3203 | 13.3058 | 11.0796 | 235.9096 | 997.4982 | 1.1019 | 190.2402 | 248.9324 | 110.1247 | 145.5482 | 87.7838 | 1.1278 | 226.8017 | 123.7522
1f37113 | UGI | 2 | 00f_051004_345x211x716.dat | 0.0663;0.0663;0.0663 | 345;211;716 | (-1.1751;68.2544;13.0321) | 60 | 2.5 | 38 | 77.9285 | 60 | EZpaque | [5] | [0] | 0 | 5 | 75 | normal | none | 4.0197 | 1.6993 | 6.8305 | 15.6624 | 6.621 | 103.701 | 3.1712e-15 | 2.5557 | 21.2863 | 8.9178 | 0.86844 | 384.682 | 1.9378 | 0.15096 | 23.8119 | 1.2129 | 42.1167 | 4.883 | 28.6738 | 109.7821 | 748.4886 | 1.845 | 691.5069 | 0.74284 | 4.6147 | 3.2997 | 132.7136 | 680.9115 | 0.19581 | 91.7489 | 118.6796 | 67.0141 | 99.7715 | 75.2728 | 0.1922 | 150.6684 | 75.0117
1f37113 | UGI | 2 | 00f_051004_345x211x716.dat | 0.0663;0.0663;0.0663 | 345;211;716 | (-1.1751;68.2544;13.0321) | 60 | 5.7448 | 47 | 77.9285 | 60 | EZpaque | [5] | [0] | 0 | 5 | 75 | normal | none | 4.0197 | 1.6993 | 6.8305 | 15.6624 | 6.621 | 103.701 | 2.0592e-15 | 6.2698 | 45.2038 | 19.7613 | 2.2799 | 553.5561 | 5.2524 | 0.98726 | 46.8024 | 3.1451 | 77.6989 | 11.5883 | 55.0545 | 186.6667 | 955.8421 | 4.7411 | 905.1921 | 2.0568 | 10.5467 | 7.7058 | 216.6051 | 996.634 | 0.5385 | 160.9912 | 213.9023 | 100.2243 | 138.8181 | 88.2056 | 0.59333 | 213.2363 | 115.5046
1f37113 | UGI | 2 | 00f_051004_345x211x716.dat | 0.0663;0.0663;0.0663 | 345;211;716 | (-1.1751;68.2544;13.0321) | 60 | 6.3535 | 49 | 77.9285 | 60 | EZpaque | [5] | [0] | 0 | 5 | 75 | normal | none | 4.0197 | 1.6993 | 6.8305 | 15.6624 | 6.621 | 103.701 | 1.9662e-15 | 7.0271 | 48.9705 | 18.8211 | 2.3759 | 575.3605 | 6.9493 | 1.5882 | 50.2247 | 3.5975 | 83.9519 | 12.682 | 58.4718 | 196.8421 | 978.2603 | 5.3091 | 925.571 | 2.3458 | 11.5728 | 8.6312 | 225.8924 | 1018.6418 | 0.64534 | 170.4902 | 227.2448 | 103.4533 | 142.7637 | 89.4283 | 0.73211 | 220.9056 | 119.7552
1f37113 | UGI | 2 | 00f_051004_345x211x716.dat | 0.0663;0.0663;0.0663 | 345;211;716 | (-1.1751;68.2544;13.0321) | 80 | 2.9 | 44 | 77.9285 | 60 | EZpaque | [5] | [0] | 0 | 5 | 75 | normal | none | 4.0197 | 1.6993 | 6.8305 | 15.6624 | 6.621 | 103.701 | 2.8393e-15 | 3.53 | 27.2489 | 10.7405 | 1.3281 | 420.6253 | 3.1127 | 0.32296 | 29.0433 | 1.8223 | 45.5422 | 6.7227 | 34.7524 | 125.1345 | 780.7084 | 2.8282 | 728.1259 | 1.1323 | 6.1384 | 4.6683 | 149.612 | 732.0704 | 0.37068 | 108.0284 | 140.9857 | 73.478 | 107.0443 | 77.4106 | 0.33464 | 162.9153 | 83.0274
1f37113 | UGI | 2 | 00f_051004_345x211x716.dat | 0.0663;0.0663;0.0663 | 345;211;716 | (-1.1751;68.2544;13.0321) | 80 | 7.702 | 57 | 77.9285 | 60 | EZpaque | [5] | [0] | 0 | 5 | 75 | normal | none | 4.0197 | 1.6993 | 6.8305 | 15.6624 | 6.621 | 103.701 | 1.898e-15 | 8.0364 | 53.9204 | 19.4138 | 3.044 | 597.7921 | 7.1987 | 1.4314 | 53.0774 | 4.2612 | 78.8942 | 14.4912 | 61.6496 | 202.3884 | 979.2493 | 6.4716 | 935.7822 | 2.8073 | 12.3168 | 9.8868 | 234.1273 | 1015.8671 | 0.72566 | 183.2775 | 243.5612 | 107.2733 | 145.3493 | 89.2476 | 0.92261 | 226.4569 | 123.1259
1f37113 | UGI | 2 | 00f_051004_345x211x716.dat | 0.0663;0.0663;0.0663 | 345;211;716 | (-1.1751;68.2544;13.0321) | 80 | 8.502 | 60 | 77.9285 | 60 | EZpaque | [5] | [0] | 0 | 5 | 75 | normal | none | 4.0197 | 1.6993 | 6.8305 | 15.6624 | 6.621 | 103.701 | 1.851e-15 | 8.7093 | 56.58 | 20.5872 | 3.2647 | 602.3746 | 8.3884 | 1.8376 | 54.9755 | 4.6624 | 85.8505 | 15.2852 | 63.7383 | 207.7409 | 984.0585 | 6.8568 | 945.3229 | 3.1 | 13.4451 | 10.6445 | 239.7883 | 1031.9784 | 0.7779 | 190.3622 | 253.0198 | 109.8124 | 147.6189 | 89.7485 | 1.0995 | 229.1123 | 125.9501
1f37113 | UGI | 3 | 00f_051004_345x211x716.dat | 0.0663;0.0663;0.0663 | 345;211;716 | (-1.1751;68.2544;13.0321) | 110 | 3.9 | 52 | 77.9285 | 60 | EZpaque | [5,133,110] | [30,30,100] | 0 | 10 | 75 | normal | none | 4.0197 | 1.6993 | 6.8305 | 15.6624 | 6.621 | 103.701 | 2.5382e-15 | 4.4846 | 34.1894 | 13.7572 | 1.7726 | 468.7496 | 4.3672 | 0.79063 | 34.0669 | 2.2926 | 53.7774 | 8.3979 | 40.0474 | 2405.2076 | 2671.3367 | 3.7345 | 748.9434 | 1.62 | 7.5182 | 5.6894 | 171.7133 | 798.0719 | 0.37706 | 126.9392 | 165.9993 | 81.2433 | 115.3738 | 79.5081 | 0.50653 | 494.7559 | 220.7872
1f37113 | UGI | 3 | 00f_051004_345x211x716.dat | 0.0663;0.0663;0.0663 | 345;211;716 | (-1.1751;68.2544;13.0321) | 110 | 7.85 | 62 | 77.9285 | 60 | EZpaque | [5,133,110] | [30,30,100] | 0 | 10 | 75 | normal | none | 4.0197 | 1.6993 | 6.8305 | 15.6624 | 6.621 | 103.701 | 2.0271e-15 | 7.051 | 50.2099 | 18.387 | 2.7937 | 579.3035 | 5.9904 | 1.5601 | 47.9071 | 3.7495 | 74.2 | 12.7858 | 55.2664 | 3731.6557 | 3606.0569 | 5.7546 | 877.4156 | 2.6127 | 11.3315 | 8.9217 | 223.8086 | 981.9991 | 0.62597 | 173.088 | 227.5978 | 103.2928 | 139.1031 | 86.3208 | 1.0417 | 694.9245 | 316.0287
1f37113 | UGI | 3 | 00f_051004_345x211x716.dat | 0.0663;0.0663;0.0663 | 345;211;716 | (-1.1751;68.2544;13.0321) | 110 | 9.9905 | 69 | 77.9285 | 60 | EZpaque | [5,133,110] | [30,30,100] | 0 | 10 | 75 | normal | none | 4.0197 | 1.6993 | 6.8305 | 15.6624 | 6.621 | 103.701 | 1.9599e-15 | 8.204 | 55.0588 | 18.2264 | 3.3432 | 603.091 | 5.8559 | 1.6816 | 51.3546 | 4.4265 | 85.4583 | 14.2762 | 58.8754 | 4218.8307 | 3810.1371 | 6.4396 | 901.0139 | 3.0537 | 12.6287 | 10.3505 | 234.93 | 1003.9781 | 0.9878 | 186.3653 | 244.1658 | 108.4215 | 143.73 | 86.938 | 1.0091 | 753.8093 | 346.2456
1f37113 | UGI | 3 | 00f_051004_345x211x716.dat | 0.0663;0.0663;0.0663 | 345;211;716 | (-1.1751;68.2544;13.0321) | 60 | 2.5 | 38 | 77.9285 | 60 | EZpaque | [5,133,110] | [30,30,100] | 0 | 10 | 75 | normal | none | 4.0197 | 1.6993 | 6.8305 | 15.6624 | 6.621 | 103.701 | 3.1712e-15 | 2.2507 | 20.8735 | 9.0827 | 0.80761 | 381.7809 | 1.7707 | 0.097582 | 22.9425 | 1.1044 | 41.6563 | 4.5179 | 27.1624 | 1248.4901 | 1891.3717 | 1.7369 | 652.4679 | 0.70239 | 4.4106 | 3.178 | 130.3737 | 668.7394 | 0.19138 | 89.4648 | 115.9543 | 64.9801 | 97.464 | 74.6214 | 0.16563 | 325.0933 | 140.0992
1f37113 | UGI | 3 | 00f_051004_345x211x716.dat | 0.0663;0.0663;0.0663 | 345;211;716 | (-1.1751;68.2544;13.0321) | 60 | 5.7448 | 47 | 77.9285 | 60 | EZpaque | [5,133,110] | [30,30,100] | 0 | 10 | 75 | normal | none | 4.0197 | 1.6993 | 6.8305 | 15.6624 | 6.621 | 103.701 | 2.0592e-15 | 5.4797 | 44.2898 | 17.9756 | 2.1632 | 553.0704 | 4.7825 | 0.87139 | 45.2645 | 2.8611 | 75.7467 | 10.6972 | 52.2962 | 2964.2128 | 3482.1245 | 4.3652 | 858.2814 | 1.9075 | 10.0673 | 7.3115 | 214.4927 | 992.9433 | 0.54826 | 156.8644 | 208.8415 | 98.0216 | 136.0435 | 87.1983 | 0.58575 | 620.3365 | 273.6256
1f37113 | UGI | 3 | 00f_051004_345x211x716.dat | 0.0663;0.0663;0.0663 | 345;211;716 | (-1.1751;68.2544;13.0321) | 60 | 6.3535 | 49 | 77.9285 | 60 | EZpaque | [5,133,110] | [30,30,100] | 0 | 10 | 75 | normal | none | 4.0197 | 1.6993 | 6.8305 | 15.6624 | 6.621 | 103.701 | 1.9662e-15 | 6.2769 | 47.9421 | 17.1393 | 2.2341 | 576.2759 | 6.3568 | 1.2107 | 48.6129 | 3.2921 | 82.4159 | 11.7005 | 55.5475 | 3302.8427 | 3747.2938 | 4.9103 | 880.0528 | 2.1817 | 11.05 | 8.2569 | 224.1276 | 1019.0487 | 0.63797 | 166.1211 | 221.8589 | 101.4342 | 140.0299 | 88.4327 | 0.67865 | 672.1852 | 296.427
1f37113 | UGI | 3 | 00f_051004_345x211x716.dat | 0.0663;0.0663;0.0663 | 345;211;716 | (-1.1751;68.2544;13.0321) | 80 | 2.9 | 44 | 77.9285 | 60 | EZpaque | [5,133,110] | [30,30,100] | 0 | 10 | 75 | normal | none | 4.0197 | 1.6993 | 6.8305 | 15.6624 | 6.621 | 103.701 | 2.8393e-15 | 3.1464 | 26.6963 | 10.0819 | 1.2375 | 418.0191 | 2.9135 | 0.19052 | 27.9642 | 1.6622 | 44.792 | 6.205 | 32.9315 | 1781.1859 | 2270.3129 | 2.7082 | 689.9128 | 1.0586 | 5.8637 | 4.4225 | 147.5939 | 723.2656 | 0.33705 | 105.3902 | 137.7947 | 71.462 | 104.7938 | 76.7446 | 0.32046 | 403.854 | 176.7166
1f37113 | UGI | 3 | 00f_051004_345x211x716.dat | 0.0663;0.0663;0.0663 | 345;211;716 | (-1.1751;68.2544;13.0321) | 80 | 7.702 | 57 | 77.9285 | 60 | EZpaque | [5,133,110] | [30,30,100] | 0 | 10 | 75 | normal | none | 4.0197 | 1.6993 | 6.8305 | 15.6624 | 6.621 | 103.701 | 1.898e-15 | 7.1771 | 52.7665 | 19.2336 | 2.8145 | 599.0566 | 6.6286 | 1.3705 | 51.4246 | 3.8949 | 79.3579 | 13.3758 | 58.7255 | 3967.5774 | 3955.7227 | 6.1823 | 894.5279 | 2.5928 | 11.7309 | 9.3515 | 232.8154 | 1017.3951 | 0.69052 | 178.9522 | 238.1913 | 105.2065 | 142.9831 | 88.2469 | 0.8117 | 744.5029 | 334.4381
1f37113 | UGI | 3 | 00f_051004_345x211x716.dat | 0.0663;0.0663;0.0663 | 345;211;716 | (-1.1751;68.2544;13.0321) | 80 | 8.502 | 60 | 77.9285 | 60 | EZpaque | [5,133,110] | [30,30,100] | 0 | 10 | 75 | normal | none | 4.0197 | 1.6993 | 6.8305 | 15.6624 | 6.621 | 103.701 | 1.851e-15 | 7.7531 | 55.3806 | 20.2776 | 3.0408 | 605.3459 | 7.8449 | 1.7235 | 53.2332 | 4.2315 | 86.2395 | 14.1463 | 60.7345 | 4274.0501 | 4110.5175 | 6.4062 | 906.4792 | 2.8803 | 12.8319 | 10.0372 | 239.0265 | 1037.705 | 0.7209 | 185.9561 | 247.5362 | 108.1363 | 145.3706 | 88.718 | 0.95834 | 782.1708 | 353.65
1f37113 | UGI | 4 | 00f_051004_345x211x716.dat | 0.0663;0.0663;0.0663 | 345;211;716 | (-1.1751;68.2544;9.1960) | 110 | 3.9 | 52 | 77.9285 | 60 | EZpaque | [5,133,110,73] | [10,10,100,10] | 1 | 10 | 75 | normal | none | 4.0197 | 4.016 | 16.143 | 15.6624 | 15.648 | 245.0852 | 1.5136e-15 | 129.9047 | 41.1722 | 666.8994 | 30.7313 | 500.3794 | 71.4073 | 9.5674 | 703.898 | 40.7004 | 76.1114 | 292.4077 | 698.4803 | 10441.5277 | 1730.3443 | 66.7098 | 821.5006 | 23.0409 | 512.2057 | 238.4955 | 547.7772 | 836.4982 | 5.371 | 281.8548 | 336.0854 | 190.7468 | 222.6312 | 199.6959 | 5.5981 | 1165.5388 | 847.6221
1f37113 | UGI | 4 | 00f_051004_345x211x716.dat | 0.0663;0.0663;0.0663 | 345;211;716 | (-1.1751;68.2544;9.1960) | 110 | 7.85 | 62 | 77.9285 | 60 | EZpaque | [5,133,110,73] | [10,10,100,10] | 1 | 10 | 75 | normal | none | 4.0197 | 4.016 | 16.143 | 15.6624 | 15.648 | 245.0852 | 1.2087e-15 | 179.8947 | 61.1703 | 758.3556 | 44.8926 | 624.5846 | 114.5108 | 14.6926 | 901.9553 | 60.2892 | 103.1432 | 399.4598 | 871.5096 | 16032.0033 | 2233.7086 | 94.1336 | 972.692 | 36.0004 | 609.461 | 312.4909 | 728.2822 | 1052.5294 | 8.725 | 378.9637 | 454.0328 | 242.9145 | 273.0097 | 218.1624 | 9.6367 | 1701.5006 | 1206.0702
1f37113 | UGI | 4 | 00f_051004_345x211x716.dat | 0.0663;0.0663;0.0663 | 345;211;716 | (-1.1751;68.2544;9.1960) | 110 | 9.9905 | 69 | 77.9285 | 60 | EZpaque | [5,133,110,73] | [10,10,100,10] | 1 | 10 | 75 | normal | none | 4.0197 | 4.016 | 16.143 | 15.6624 | 15.648 | 245.0852 | 1.1686e-15 | 192.194 | 67.6273 | 804.4083 | 48.5927 | 658.9192 | 123.8223 | 17.2684 | 938.8072 | 66.3241 | 111.3202 | 427.7302 | 903.0382 | 17963.2122 | 2321.4748 | 103.5075 | 994.7711 | 40.7843 | 617.2116 | 331.8984 | 771.0438 | 1080.9418 | 9.6859 | 406.1332 | 484.5882 | 255.7277 | 283.0226 | 219.7458 | 11.6121 | 1872.9682 | 1322.3563
1f37113 | UGI | 4 | 00f_051004_345x211x716.dat | 0.0663;0.0663;0.0663 | 345;211;716 | (-1.1751;68.2544;9.1960) | 60 | 2.5 | 38 | 77.9285 | 60 | EZpaque | [5,133,110,73] | [10,10,100,10] | 1 | 10 | 75 | normal | none | 4.0197 | 4.016 | 16.143 | 15.6624 | 15.648 | 245.0852 | 1.8913e-15 | 90.4025 | 24.3127 | 601.4848 | 19.0312 | 401.82 | 43.6743 | 3.5933 | 551.2553 | 23.8865 | 49.9091 | 207.3367 | 567.1173 | 5611.4262 | 1334.7824 | 42.5772 | 708.5529 | 12.8334 | 441.1682 | 179.351 | 410.8454 | 673.6567 | 2.3046 | 203.332 | 240.7586 | 148.6607 | 184.4642 | 186.3165 | 2.5228 | 711.3952 | 545.4812
1f37113 | UGI | 4 | 00f_051004_345x211x716.dat | 0.0663;0.0663;0.0663 | 345;211;716 | (-1.1751;68.2544;9.1960) | 60 | 5.7448 | 47 | 77.9285 | 60 | EZpaque | [5,133,110,73] | [10,10,100,10] | 1 | 10 | 75 | normal | none | 4.0197 | 4.016 | 16.143 | 15.6624 | 15.648 | 245.0852 | 1.2281e-15 | 166.9141 | 52.7793 | 748.9392 | 39.5584 | 591.0394 | 98.2935 | 7.4181 | 885.0567 | 52.0497 | 94.5152 | 366.8967 | 855.7421 | 13036.8544 | 2229.0497 | 84.8902 | 950.9331 | 29.0361 | 623.945 | 299.9942 | 690.0983 | 1051.8242 | 5.8539 | 346.8794 | 421.1962 | 229.0432 | 265.4464 | 219.6969 | 6.8937 | 1455.8976 | 1045.138
1f37113 | UGI | 4 | 00f_051004_345x211x716.dat | 0.0663;0.0663;0.0663 | 345;211;716 | (-1.1751;68.2544;9.1960) | 60 | 6.3535 | 49 | 77.9285 | 60 | EZpaque | [5,133,110,73] | [10,10,100,10] | 1 | 10 | 75 | normal | none | 4.0197 | 4.016 | 16.143 | 15.6624 | 15.648 | 245.0852 | 1.1726e-15 | 176.2 | 57.2989 | 751.5598 | 42.2032 | 609.0119 | 101.826 | 10.1638 | 920.7838 | 56.2576 | 101.1353 | 387.2545 | 884.4539 | 14507.2266 | 2365.5367 | 90.7906 | 978.0076 | 31.9601 | 642.6554 | 314.1257 | 722.2912 | 1095.5254 | 6.7657 | 366.3957 | 446.134 | 238.9451 | 274.4025 | 222.7939 | 7.6318 | 1590.7627 | 1131.6665
1f37113 | UGI | 4 | 00f_051004_345x211x716.dat | 0.0663;0.0663;0.0663 | 345;211;716 | (-1.1751;68.2544;9.1960) | 80 | 2.9 | 44 | 77.9285 | 60 | EZpaque | [5,133,110,73] | [10,10,100,10] | 1 | 10 | 75 | normal | none | 4.0197 | 4.016 | 16.143 | 15.6624 | 15.648 | 245.0852 | 1.6933e-15 | 107.7595 | 31.6906 | 623.8085 | 24.1598 | 443.4692 | 54.7685 | 5.6638 | 615.3634 | 31.6593 | 63.4379 | 243.0745 | 621.5053 | 7852.6754 | 1532.8574 | 51.9675 | 754.3813 | 17.4587 | 469.1644 | 204.5463 | 468.5207 | 744.2236 | 3.616 | 236.813 | 282.5131 | 166.4345 | 200.111 | 191.9339 | 3.9035 | 920.9969 | 682.6214
1f37113 | UGI | 4 | 00f_051004_345x211x716.dat | 0.0663;0.0663;0.0663 | 345;211;716 | (-1.1751;68.2544;9.1960) | 80 | 7.702 | 57 | 77.9285 | 60 | EZpaque | [5,133,110,73] | [10,10,100,10] | 1 | 10 | 75 | normal | none | 4.0197 | 4.016 | 16.143 | 15.6624 | 15.648 | 245.0852 | 1.1317e-15 | 187.9321 | 63.8124 | 775.8858 | 46.6733 | 633.9891 | 114.7526 | 14.3682 | 940.5881 | 63.0304 | 111.9605 | 411.6056 | 902.0633 | 17193.0134 | 2423.4391 | 99.113 | 996.343 | 36.8619 | 638.6898 | 330.9509 | 751.6929 | 1098.0449 | 8.8404 | 392.312 | 475.8317 | 249.0028 | 281.1046 | 223.3132 | 9.443 | 1813.93 | 1278.6205
1f37113 | UGI | 4 | 00f_051004_345x211x716.dat | 0.0663;0.0663;0.0663 | 345;211;716 | (-1.1751;68.2544;9.1960) | 80 | 8.502 | 60 | 77.9285 | 60 | EZpaque | [5,133,110,73] | [10,10,100,10] | 1 | 10 | 75 | normal | none | 4.0197 | 4.016 | 16.143 | 15.6624 | 15.648 | 245.0852 | 1.1037e-15 | 194.5035 | 67.2957 | 798.4095 | 48.7323 | 652.1264 | 119.192 | 15.171 | 959.5157 | 66.4277 | 113.9459 | 425.8564 | 918.1088 | 18446.4398 | 2496.9153 | 102.6383 | 1011.4328 | 39.2767 | 641.9785 | 338.594 | 771.8529 | 1124.0559 | 9.3695 | 406.7712 | 493.278 | 254.4869 | 286.2161 | 224.3559 | 9.9259 | 1924.0282 | 1351.5635
1f37113 | UGI | 5 | 00f_051004_345x211x716.dat | 0.0663;0.0663;0.0663 | 345;211;716 | (0.1393;67.0610;8.9073) | 110 | 3.9 | 52 | 76.6025 | 60 | EZpaque | [110,73] | [100,60] | 1 | 10 | 75 | normal | none | 2.664 | 4.0021 | 10.6615 | 10.2034 | 15.3284 | 156.4027 | 2.0997e-15 | 161.1649 | 35.3597 | 257.0571 | 20.9468 | 244.574 | 85.5476 | 7.9094 | 572.5714 | 40.7806 | 37.1452 | 390.5126 | 908.9131 | 15431.6149 | 309.1419 | 48.7653 | 607.7678 | 19.3113 | 485.5093 | 173.9146 | 508.4655 | 714.1664 | 4.3794 | 344.585 | 386.3317 | 180.5112 | 232.7869 | 146.5173 | 5.048 | 1389.6574 | 1045.4283
1f37113 | UGI | 5 | 00f_051004_345x211x716.dat | 0.0663;0.0663;0.0663 | 345;211;716 | (0.1393;67.0610;8.9073) | 110 | 7.85 | 62 | 76.6025 | 60 | EZpaque | [110,73] | [100,60] | 1 | 10 | 75 | normal | none | 2.664 | 4.0021 | 10.6615 | 10.2034 | 15.3284 | 156.4027 | 1.6768e-15 | 211.3966 | 51.4381 | 371.9092 | 32.7526 | 353.2541 | 121.4848 | 12.5451 | 773.5782 | 59.5717 | 60.9094 | 514.8938 | 1113.4015 | 23436.9563 | 444.0008 | 71.3343 | 774.771 | 29.7259 | 591.5896 | 241.7469 | 706.4843 | 966.0931 | 6.8788 | 445.4774 | 503.1295 | 237.2356 | 281.3278 | 162.4961 | 8.3077 | 2081.3989 | 1527.3172
1f37113 | UGI | 5 | 00f_051004_345x211x716.dat | 0.0663;0.0663;0.0663 | 345;211;716 | (0.1393;67.0610;8.9073) | 110 | 9.9905 | 69 | 76.6025 | 60 | EZpaque | [110,73] | [100,60] | 1 | 10 | 75 | normal | none | 2.664 | 4.0021 | 10.6615 | 10.2034 | 15.3284 | 156.4027 | 1.6211e-15 | 222.6184 | 56.6065 | 415.3492 | 37.0428 | 381.1187 | 133.085 | 16.5699 | 827.7251 | 64.55 | 65.4876 | 544.0544 | 1144.9231 | 25865.6383 | 493.0202 | 76.1534 | 815.8194 | 33.4353 | 603.4658 | 262.7956 | 767.2095 | 1034.5638 | 8.7498 | 469.2472 | 528.146 | 249.003 | 290.5475 | 164.4758 | 10.1945 | 2289.3833 | 1669.3453
1f37113 | UGI | 5 | 00f_051004_345x211x716.dat | 0.0663;0.0663;0.0663 | 345;211;716 | (0.1393;67.0610;8.9073) | 60 | 2.5 | 38 | 76.6025 | 60 | EZpaque | [110,73] | [100,60] | 1 | 10 | 75 | normal | none | 2.664 | 4.0021 | 10.6615 | 10.2034 | 15.3284 | 156.4027 | 2.6235e-15 | 119.8099 | 21.9178 | 166.4311 | 11.6959 | 167.7499 | 50.9246 | 3.2021 | 413.4953 | 25.0651 | 23.0563 | 292.7553 | 758.3796 | 8543.5868 | 203.2599 | 30.8292 | 476.3124 | 10.8333 | 407.7396 | 120.397 | 352.0008 | 518.0126 | 2.0133 | 264.7119 | 293.8462 | 135.2484 | 195.731 | 134.3887 | 2.3827 | 800.6026 | 638.4417
1f37113 | UGI | 5 | 00f_051004_345x211x716.dat | 0.0663;0.0663;0.0663 | 345;211;716 | (0.1393;67.0610;8.9073) | 60 | 5.7448 | 47 | 76.6025 | 60 | EZpaque | [110,73] | [100,60] | 1 | 10 | 75 | normal | none | 2.664 | 4.0021 | 10.6615 | 10.2034 | 15.3284 | 156.4027 | 1.7036e-15 | 207.6275 | 44.6911 | 313.0848 | 27.037 | 303.4817 | 110.5347 | 9.6928 | 717.9971 | 54.0482 | 51.4983 | 487.8354 | 1108.8688 | 20234.4637 | 392.4213 | 63.8167 | 733.8456 | 24.8693 | 593.2633 | 216.4146 | 629.0692 | 913.1688 | 5.2092 | 422.4227 | 482.8271 | 221.7752 | 275.7957 | 163.1354 | 6.1897 | 1809.2848 | 1348.301
1f37113 | UGI | 5 | 00f_051004_345x211x716.dat | 0.0663;0.0663;0.0663 | 345;211;716 | (0.1393;67.0610;8.9073) | 60 | 6.3535 | 49 | 76.6025 | 60 | EZpaque | [110,73] | [100,60] | 1 | 10 | 75 | normal | none | 2.664 | 4.0021 | 10.6615 | 10.2034 | 15.3284 | 156.4027 | 1.6267e-15 | 219.0501 | 48.4262 | 329.7801 | 29.2016 | 322.2801 | 118.439 | 10.8326 | 755.4132 | 58.3835 | 54.9832 | 510.8568 | 1141.9108 | 22457.6809 | 416.719 | 68.9573 | 760.946 | 27.5786 | 611.5601 | 229.8391 | 664.921 | 960.3731 | 5.8779 | 442.2704 | 507.1664 | 231.7471 | 284.347 | 166.0204 | 6.8453 | 1994.3895 | 1473.1707
1f37113 | UGI | 5 | 00f_051004_345x211x716.dat | 0.0663;0.0663;0.0663 | 345;211;716 | (0.1393;67.0610;8.9073) | 80 | 2.9 | 44 | 76.6025 | 60 | EZpaque | [110,73] | [100,60] | 1 | 10 | 75 | normal | none | 2.664 | 4.0021 | 10.6615 | 10.2034 | 15.3284 | 156.4027 | 2.3488e-15 | 138.6732 | 27.8624 | 198.3668 | 15.6729 | 197.4301 | 68.6554 | 5.4785 | 479.0894 | 32.3727 | 26.8772 | 334.0598 | 820.8339 | 11813.5364 | 243.2444 | 38.6554 | 528.1351 | 14.537 | 442.0497 | 142.9647 | 416.3475 | 603.2363 | 3.0868 | 299.1115 | 334.8833 | 153.4924 | 211.0996 | 139.7406 | 3.63 | 1076.4351 | 827.3074
1f37113 | UGI | 5 | 00f_051004_345x211x716.dat | 0.0663;0.0663;0.0663 | 345;211;716 | (0.1393;67.0610;8.9073) | 80 | 7.702 | 57 | 76.6025 | 60 | EZpaque | [110,73] | [100,60] | 1 | 10 | 75 | normal | none | 2.664 | 4.0021 | 10.6615 | 10.2034 | 15.3284 | 156.4027 | 1.57e-15 | 224.2982 | 53.8297 | 381.1636 | 33.4686 | 354.1893 | 131.891 | 12.726 | 797.1934 | 63.1124 | 68.0888 | 532.5259 | 1155.1533 | 25638.7218 | 451.9531 | 74.3945 | 793.6265 | 30.747 | 614.4554 | 248.1898 | 716.7479 | 1007.1923 | 7.2923 | 463.8345 | 530.2396 | 243.3348 | 290.0901 | 166.8538 | 8.8917 | 2257.616 | 1648.624
1f37113 | UGI | 5 | 00f_051004_345x211x716.dat | 0.0663;0.0663;0.0663 | 345;211;716 | (0.1393;67.0610;8.9073) | 80 | 8.502 | 60 | 76.6025 | 60 | EZpaque | [110,73] | [100,60] | 1 | 10 | 75 | normal | none | 2.664 | 4.0021 | 10.6615 | 10.2034 | 15.3284 | 156.4027 | 1.5311e-15 | 230.9983 | 56.6667 | 390.3092 | 35.5484 | 365.8757 | 133.8651 | 14.1859 | 821.9614 | 65.8679 | 68.5654 | 547.4126 | 1170.9276 | 27302.7036 | 469.0568 | 77.0103 | 811.5767 | 32.9248 | 623.2473 | 258.8019 | 745.9373 | 1033.1176 | 8.1465 | 477.1124 | 545.5534 | 250.9914 | 294.7733 | 168.2546 | 9.5533 | 2394.9592 | 1739.9297
1f37113 | UGI | 6 | 00f_051004_345x211x716.dat | 0.0663;0.0663;0.0663 | 345;211;716 | (1.3504;68.1881;0.3461) | 110 | 3.9 | 52 | 78.0611 | 60 | EZpaque | [73,75] | [100,10] | 1 | 10 | 75 | normal | none | 4.0907 | 2.6174 | 10.7073 | 15.9664 | 10.216 | 163.1125 | 2.0588e-15 | 533.2229 | 1.3889 | 51.3746 | 442.709 | 4.8127 | 747.0366 | 89.081 | 79.182 | 577.9576 | 3.1788 | 799.64 | 80.168 | 130.6585 | 9.5687 | 231.1539 | 7.7181 | 346.8086 | 184.1703 | 291.0868 | 29.9733 | 14.063 | 42.0288 | 86.109 | 91.1746 | 310.3406 | 97.8596 | 152.9485 | 53.3611 | 216.1492 | 189.226
1f37113 | UGI | 6 | 00f_051004_345x211x716.dat | 0.0663;0.0663;0.0663 | 345;211;716 | (1.3504;68.1881;0.3461) | 110 | 7.85 | 62 | 78.0611 | 60 | EZpaque | [73,75] | [100,10] | 1 | 10 | 75 | normal | none | 4.0907 | 2.6174 | 10.7073 | 15.9664 | 10.216 | 163.1125 | 1.6441e-15 | 704.4694 | 2.3479 | 67.0833 | 546.7211 | 7.7326 | 956.587 | 129.3859 | 113.9182 | 742.059 | 4.3893 | 966.7447 | 112.4828 | 182.5404 | 13.7214 | 338.4884 | 12.2075 | 472.4604 | 269.6046 | 419.8776 | 44.7431 | 21.9856 | 62.6127 | 119.4225 | 126.4252 | 394.4476 | 123.447 | 165.721 | 79.4551 | 285.334 | 248.8838
1f37113 | UGI | 6 | 00f_051004_345x211x716.dat | 0.0663;0.0663;0.0663 | 345;211;716 | (1.3504;68.1881;0.3461) | 110 | 9.9905 | 69 | 78.0611 | 60 | EZpaque | [73,75] | [100,10] | 1 | 10 | 75 | normal | none | 4.0907 | 2.6174 | 10.7073 | 15.9664 | 10.216 | 163.1125 | 1.5895e-15 | 747.2325 | 2.8179 | 75.9312 | 566.656 | 8.7212 | 988.949 | 133.8123 | 121.5126 | 772.524 | 5.1724 | 984.9854 | 119.6 | 197.406 | 15.3322 | 377.0891 | 13.9236 | 507.8186 | 299.3019 | 458.8462 | 49.3361 | 25.6048 | 69.5643 | 129.3711 | 136.2231 | 414.5613 | 128.9865 | 166.7085 | 86.3875 | 301.2892 | 263.2074
1f37113 | UGI | 6 | 00f_051004_345x211x716.dat | 0.0663;0.0663;0.0663 | 345;211;716 | (1.3504;68.1881;0.3461) | 60 | 2.5 | 38 | 78.0611 | 60 | EZpaque | [73,75] | [100,10] | 1 | 10 | 75 | normal | none | 4.0907 | 2.6174 | 10.7073 | 15.9664 | 10.216 | 163.1125 | 2.5724e-15 | 403.7821 | 0.52709 | 35.4898 | 362.7431 | 2.2798 | 580.6191 | 55.6167 | 51.4028 | 452.9575 | 1.3817 | 677.7258 | 53.8713 | 88.5234 | 5.171 | 142.0176 | 3.8407 | 245.3053 | 113.9819 | 185.0898 | 17.3816 | 7.0894 | 25.9716 | 58.8672 | 62.3795 | 243.9699 | 78.0036 | 144.0929 | 31.5612 | 161.5346 | 141.4416
1f37113 | UGI | 6 | 00f_051004_345x211x716.dat | 0.0663;0.0663;0.0663 | 345;211;716 | (1.3504;68.1881;0.3461) | 60 | 5.7448 | 47 | 78.0611 | 60 | EZpaque | [73,75] | [100,10] | 1 | 10 | 75 | normal | none | 4.0907 | 2.6174 | 10.7073 | 15.9664 | 10.216 | 163.1125 | 1.6704e-15 | 664.8064 | 1.5002 | 69.1506 | 536.5206 | 5.1712 | 927.9152 | 115.1034 | 106.7103 | 723.3548 | 5.6383 | 979.2798 | 105.8661 | 162.014 | 11.6666 | 280.3861 | 9.2678 | 429.1219 | 230.2068 | 366.4248 | 38.1655 | 17.337 | 55.0906 | 107.0912 | 115.139 | 374.0756 | 119.0508 | 168.5238 | 69.426 | 268.3011 | 235.104
1f37113 | UGI | 6 | 00f_051004_345x211x716.dat | 0.0663;0.0663;0.0663 | 345;211;716 | (1.3504;68.1881;0.3461) | 60 | 6.3535 | 49 | 78.0611 | 60 | EZpaque | [73,75] | [100,10] | 1 | 10 | 75 | normal | none | 4.0907 | 2.6174 | 10.7073 | 15.9664 | 10.216 | 163.1125 | 1.5949e-15 | 694.7564 | 1.714 | 73.3128 | 554.0684 | 6.0167 | 962.6022 | 127.6092 | 114.9881 | 752.5639 | 4.5089 | 1006.8669 | 112.7184 | 172.2564 | 13.2719 | 301.7278 | 10.6292 | 454.4036 | 247.4815 | 391.0724 | 41.6534 | 18.8865 | 58.6966 | 114.0091 | 122.788 | 386.1283 | 123.7214 | 170.5173 | 74.9429 | 280.8189 | 246.6535
1f37113 | UGI | 6 | 00f_051004_345x211x716.dat | 0.0663;0.0663;0.0663 | 345;211;716 | (1.3504;68.1881;0.3461) | 80 | 2.9 | 44 | 78.0611 | 60 | EZpaque | [73,75] | [100,10] | 1 | 10 | 75 | normal | none | 4.0907 | 2.6174 | 10.7073 | 15.9664 | 10.216 | 163.1125 | 2.3031e-15 | 458.5036 | 0.88766 | 40.8112 | 395.9109 | 3.5163 | 637.65 | 72.9264 | 64.4293 | 506.7854 | 2.001 | 728.8297 | 65.7275 | 106.728 | 7.3148 | 178.1261 | 5.5676 | 287.7154 | 142.9046 | 227.667 | 22.3672 | 10.1631 | 32.8725 | 70.5966 | 75.0743 | 270.4394 | 86.2955 | 147.9052 | 41.9856 | 183.666 | 161.3977
1f37113 | UGI | 6 | 00f_051004_345x211x716.dat | 0.0663;0.0663;0.0663 | 345;211;716 | (1.3504;68.1881;0.3461) | 80 | 7.702 | 57 | 78.0611 | 60 | EZpaque | [73,75] | [100,10] | 1 | 10 | 75 | normal | none | 4.0907 | 2.6174 | 10.7073 | 15.9664 | 10.216 | 163.1125 | 1.5394e-15 | 723.3473 | 2.2855 | 75.4009 | 565.2828 | 6.9275 | 992.9379 | 144.4681 | 122.3487 | 771.6788 | 6.7696 | 1008.4638 | 119.4774 | 190.2075 | 15.6174 | 341.2562 | 12.5181 | 487.881 | 275.1123 | 426.7522 | 46.8743 | 23.5551 | 65.8711 | 123.8041 | 132.6431 | 404.3141 | 127.6644 | 169.904 | 82.852 | 294.8426 | 258.922
1f37113 | UGI | 6 | 00f_051004_345x211x716.dat | 0.0663;0.0663;0.0663 | 345;211;716 | (1.3504;68.1881;0.3461) | 80 | 8.502 | 60 | 78.0611 | 60 | EZpaque | [73,75] | [100,10] | 1 | 10 | 75 | normal | none | 4.0907 | 2.6174 | 10.7073 | 15.9664 | 10.216 | 163.1125 | 1.5012e-15 | 744.2 | 2.5399 | 80.2353 | 574.5634 | 8.6937 | 1011.318 | 142.8582 | 126.7645 | 787.4318 | 7.7204 | 1019.8444 | 123.8002 | 199.0329 | 15.9638 | 357.605 | 13.1361 | 505.1927 | 286.6955 | 447.1395 | 49.4142 | 24.8913 | 69.051 | 129.0151 | 138.1241 | 414.8244 | 130.5459 | 170.5498 | 85.7575 | 303.0958 | 266.1268
1f37113 | UGI | 7 | 00f_051004_345x211x716.dat | 0.0663;0.0663;0.0663 | 345;211;716 | (1.3504;68.1881;0.3461) | 110 | 3.9 | 52 | 78.0611 | 60 | EZpaque | [73,75] | [90,20] | 1 | 10 | 75 | normal | none | 4.0907 | 2.6174 | 10.7073 | 15.9664 | 10.216 | 163.1125 | 2.0588e-15 | 531.7657 | 1.381 | 50.9034 | 436.4384 | 4.7628 | 746.4052 | 83.6069 | 79.0557 | 573.6833 | 3.1543 | 799.0086 | 80.0611 | 130.3574 | 9.5915 | 213.9886 | 7.6229 | 315.8537 | 183.7574 | 285.3699 | 29.9844 | 13.9387 | 37.5782 | 85.5763 | 90.6241 | 308.0092 | 97.1437 | 152.4792 | 48.8488 | 213.7199 | 186.6932
1f37113 | UGI | 7 | 00f_051004_345x211x716.dat | 0.0663;0.0663;0.0663 | 345;211;716 | (1.3504;68.1881;0.3461) | 110 | 7.85 | 62 | 78.0611 | 60 | EZpaque | [73,75] | [90,20] | 1 | 10 | 75 | normal | none | 4.0907 | 2.6174 | 10.7073 | 15.9664 | 10.216 | 163.1125 | 1.6441e-15 | 702.5839 | 2.338 | 66.2865 | 538.5402 | 7.6754 | 959.4458 | 115.2929 | 113.8209 | 737.3147 | 4.4184 | 966.5014 | 112.2212 | 181.695 | 13.7725 | 316.4334 | 12.0518 | 438.0885 | 269.3187 | 414.4947 | 44.7018 | 22.0367 | 56.0145 | 118.6198 | 125.5891 | 391.1954 | 122.503 | 165.0269 | 73.5064 | 282.4864 | 245.2413
1f37113 | UGI | 7 | 00f_051004_345x211x716.dat | 0.0663;0.0663;0.0663 | 345;211;716 | (1.3504;68.1881;0.3461) | 110 | 9.9905 | 69 | 78.0611 | 60 | EZpaque | [73,75] | [90,20] | 1 | 10 | 75 | normal | none | 4.0907 | 2.6174 | 10.7073 | 15.9664 | 10.216 | 163.1125 | 1.5895e-15 | 745.6596 | 2.8043 | 76.6295 | 558.6344 | 8.6526 | 989.704 | 130.201 | 121.3553 | 768.4346 | 4.8541 | 984.7337 | 119.3798 | 196.5315 | 15.2523 | 355.0565 | 13.8556 | 476.7704 | 298.9811 | 454.0898 | 49.0643 | 26.1723 | 60.6424 | 128.5337 | 135.354 | 411.0194 | 128.0428 | 166.001 | 80.3855 | 298.2932 | 260.5867
1f37113 | UGI | 7 | 00f_051004_345x211x716.dat | 0.0663;0.0663;0.0663 | 345;211;716 | (1.3504;68.1881;0.3461) | 60 | 2.5 | 38 | 78.0611 | 60 | EZpaque | [73,75] | [90,20] | 1 | 10 | 75 | normal | none | 4.0907 | 2.6174 | 10.7073 | 15.9664 | 10.216 | 163.1125 | 2.5724e-15 | 402.3049 | 0.52538 | 35.3149 | 357.2113 | 2.22 | 574.2826 | 48.9188 | 51.2901 | 448.9146 | 1.3817 | 676.9095 | 53.8013 | 88.4418 | 5.1632 | 128.4235 | 3.8243 | 216.9741 | 113.3482 | 180.5805 | 17.342 | 7.1345 | 22.5651 | 58.5356 | 62.0394 | 241.1509 | 77.5081 | 143.7626 | 28.5932 | 159.0658 | 139.1582
1f37113 | UGI | 7 | 00f_051004_345x211x716.dat | 0.0663;0.0663;0.0663 | 345;211;716 | (1.3504;68.1881;0.3461) | 60 | 5.7448 | 47 | 78.0611 | 60 | EZpaque | [73,75] | [90,20] | 1 | 10 | 75 | normal | none | 4.0907 | 2.6174 | 10.7073 | 15.9664 | 10.216 | 163.1125 | 1.6704e-15 | 661.9927 | 1.4939 | 68.2407 | 527.7802 | 5.2118 | 927.9751 | 108.2967 | 106.5426 | 716.4703 | 5.6378 | 978.6812 | 105.6027 | 161.4872 | 11.642 | 255.4581 | 9.2534 | 383.7798 | 228.4048 | 357.2773 | 38.0457 | 17.2119 | 46.98 | 106.3172 | 114.3397 | 369.5594 | 118.0283 | 167.8556 | 62.332 | 264.6121 | 231.3472
1f37113 | UGI | 7 | 00f_051004_345x211x716.dat | 0.0663;0.0663;0.0663 | 345;211;716 | (1.3504;68.1881;0.3461) | 60 | 6.3535 | 49 | 78.0611 | 60 | EZpaque | [73,75] | [90,20] | 1 | 10 | 75 | normal | none | 4.0907 | 2.6174 | 10.7073 | 15.9664 | 10.216 | 163.1125 | 1.5949e-15 | 692.0604 | 1.7037 | 71.4882 | 545.5477 | 5.8703 | 956.9593 | 120.0855 | 114.6683 | 745.7925 | 4.4766 | 1006.5534 | 112.4238 | 172.0683 | 13.07 | 274.5419 | 10.4963 | 408.8912 | 245.6507 | 382.5016 | 41.5393 | 18.9962 | 50.428 | 113.1577 | 121.9012 | 382.2143 | 122.6179 | 169.76 | 67.2812 | 276.5042 | 242.7621
1f37113 | UGI | 7 | 00f_051004_345x211x716.dat | 0.0663;0.0663;0.0663 | 345;211;716 | (1.3504;68.1881;0.3461) | 80 | 2.9 | 44 | 78.0611 | 60 | EZpaque | [73,75] | [90,20] | 1 | 10 | 75 | normal | none | 4.0907 | 2.6174 | 10.7073 | 15.9664 | 10.216 | 163.1125 | 2.3031e-15 | 457.1576 | 0.88427 | 40.0722 | 390.1492 | 3.4181 | 634.6975 | 64.0689 | 64.3121 | 502.183 | 1.9011 | 728.3087 | 65.6277 | 106.4545 | 7.3447 | 163.2898 | 5.5546 | 257.9604 | 142.1622 | 223.1254 | 22.2861 | 10.1253 | 29.2874 | 70.1642 | 74.6314 | 267.7289 | 85.6782 | 147.5761 | 37.8917 | 181.22 | 158.8221
1f37113 | UGI | 7 | 00f_051004_345x211x716.dat | 0.0663;0.0663;0.0663 | 345;211;716 | (1.3504;68.1881;0.3461) | 80 | 7.702 | 57 | 78.0611 | 60 | EZpaque | [73,75] | [90,20] | 1 | 10 | 75 | normal | none | 4.0907 | 2.6174 | 10.7073 | 15.9664 | 10.216 | 163.1125 | 1.5394e-15 | 722.3079 | 2.274 | 75.8232 | 556.1492 | 7.0139 | 985.2075 | 128.598 | 121.8355 | 765.9621 | 6.7982 | 1008.2039 | 119.2305 | 189.4735 | 15.6934 | 315.369 | 12.4421 | 446.8643 | 273.917 | 418.2292 | 46.7665 | 23.4921 | 58.4278 | 122.8787 | 131.6808 | 400.4609 | 126.5436 | 169.0707 | 76.9665 | 290.8165 | 254.6017
1f37113 | UGI | 7 | 00f_051004_345x211x716.dat | 0.0663;0.0663;0.0663 | 345;211;716 | (1.3504;68.1881;0.3461) | 80 | 8.502 | 60 | 78.0611 | 60 | EZpaque | [73,75] | [90,20] | 1 | 10 | 75 | normal | none | 4.0907 | 2.6174 | 10.7073 | 15.9664 | 10.216 | 163.1125 | 1.5012e-15 | 742.2682 | 2.5234 | 80.0421 | 565.4308 | 8.661 | 1015.0483 | 130.5081 | 126.3848 | 782.5691 | 7.7204 | 1019.5114 | 123.4338 | 197.9204 | 16.0431 | 332.5852 | 13.0382 | 465.7045 | 285.5431 | 439.439 | 49.2889 | 24.4343 | 61.7129 | 128.0688 | 137.1385 | 410.2828 | 129.3792 | 169.723 | 80.0155 | 299.9314 | 262.1696
1f37113 | UGI | 8 | 00f_051004_345x211x716.dat | 0.0663;0.0663;0.0663 | 345;211;716 | (0.0901;67.0610;0.0030) | 110 | 3.9 | 52 | 76.6025 | 60 | EZpaque | [73,75] | [90,20] | 1 | 10 | 75 | normal | none | 4.788 | 2.6005 | 12.451 | 18.3385 | 9.9602 | 182.6546 | 1.6433e-15 | 1125.4035 | 1.2867 | 34.6956 | 301.566 | 3.2256 | 522.527 | 126.0739 | 69.3839 | 1167.5133 | 2.1702 | 593.5539 | 78.5239 | 170.1249 | 8.153 | 884.7933 | 7.0351 | 415.6764 | 997.1876 | 501.6364 | 26.5548 | 12.8289 | 49.7778 | 144.5469 | 151.5538 | 571.9957 | 93.1829 | 165.8729 | 74.5563 | 363.1261 | 217.2862
1f37113 | UGI | 8 | 00f_051004_345x211x716.dat | 0.0663;0.0663;0.0663 | 345;211;716 | (0.0901;67.0610;0.0030) | 110 | 7.85 | 62 | 76.6025 | 60 | EZpaque | [73,75] | [90,20] | 1 | 10 | 75 | normal | none | 4.788 | 2.6005 | 12.451 | 18.3385 | 9.9602 | 182.6546 | 1.3124e-15 | 1337.2772 | 2.2217 | 46.6047 | 408.8787 | 6.0514 | 723.7496 | 179.0478 | 99.2272 | 1367.6024 | 5.6902 | 751.2251 | 108.4771 | 225.9984 | 11.0169 | 1111.3626 | 11.695 | 577.1527 | 1193.6519 | 685.2336 | 41.0951 | 21.0127 | 73.8965 | 186.7267 | 196.2365 | 670.3387 | 116.8337 | 179.0346 | 106.7246 | 447.9484 | 287.1653
1f37113 | UGI | 8 | 00f_051004_345x211x716.dat | 0.0663;0.0663;0.0663 | 345;211;716 | (0.0901;67.0610;0.0030) | 110 | 9.9905 | 69 | 76.6025 | 60 | EZpaque | [73,75] | [90,20] | 1 | 10 | 75 | normal | none | 4.788 | 2.6005 | 12.451 | 18.3385 | 9.9602 | 182.6546 | 1.2689e-15 | 1365.0339 | 2.7284 | 53.9867 | 442.1209 | 7.7205 | 783.6434 | 193.1033 | 108.4714 | 1377.0127 | 3.8268 | 779.837 | 114.5554 | 244.7935 | 12.8544 | 1143.0317 | 13.198 | 620.6211 | 1210.9642 | 736.2167 | 44.9773 | 23.5407 | 81.322 | 196.0338 | 204.9527 | 685.171 | 122.2021 | 179.8074 | 117.6131 | 463.0958 | 305.356
1f37113 | UGI | 8 | 00f_051004_345x211x716.dat | 0.0663;0.0663;0.0663 | 345;211;716 | (0.0901;67.0610;0.0030) | 60 | 2.5 | 38 | 76.6025 | 60 | EZpaque | [73,75] | [90,20] | 1 | 10 | 75 | normal | none | 4.788 | 2.6005 | 12.451 | 18.3385 | 9.9602 | 182.6546 | 2.0532e-15 | 972.5252 | 0.49527 | 18.2461 | 214.1182 | 1.7801 | 372.4604 | 81.2629 | 43.3657 | 1025.0284 | 1.0979 | 473.5508 | 53.9155 | 121.8238 | 3.2898 | 718.3868 | 3.5868 | 284.3594 | 858.8984 | 355.1217 | 15.0136 | 6.9282 | 30.6077 | 111.2545 | 116.3702 | 497.263 | 74.7072 | 156.355 | 47.6902 | 299.6242 | 160.8591
1f37113 | UGI | 8 | 00f_051004_345x211x716.dat | 0.0663;0.0663;0.0663 | 345;211;716 | (0.0901;67.0610;0.0030) | 60 | 5.7448 | 47 | 76.6025 | 60 | EZpaque | [73,75] | [90,20] | 1 | 10 | 75 | normal | none | 4.788 | 2.6005 | 12.451 | 18.3385 | 9.9602 | 182.6546 | 1.3332e-15 | 1341.5942 | 1.3774 | 40.8449 | 370.6748 | 5.0663 | 662.7187 | 167.2305 | 91.2098 | 1414.127 | 3.3274 | 738.0643 | 104.4787 | 216.9383 | 8.8765 | 1112.7446 | 9.292 | 525.874 | 1219.031 | 635.3108 | 34.8848 | 15.7869 | 66.1369 | 178.7584 | 190.6503 | 669.2577 | 111.855 | 181.978 | 98.103 | 444.034 | 271.5807
1f37113 | UGI | 8 | 00f_051004_345x211x716.dat | 0.0663;0.0663;0.0663 | 345;211;716 | (0.0901;67.0610;0.0030) | 60 | 6.3535 | 49 | 76.6025 | 60 | EZpaque | [73,75] | [90,20] | 1 | 10 | 75 | normal | none | 4.788 | 2.6005 | 12.451 | 18.3385 | 9.9602 | 182.6546 | 1.273e-15 | 1375.6577 | 1.5843 | 49.0451 | 390.3719 | 5.3811 | 688.4258 | 180.0641 | 98.5553 | 1445.9645 | 3.4618 | 765.9441 | 111.4697 | 230.9128 | 10.0087 | 1155.9389 | 10.0527 | 557.7729 | 1250.755 | 673.3276 | 38.038 | 18.7354 | 69.5543 | 187.2523 | 200.1078 | 688.2466 | 116.3341 | 184.3148 | 105.6645 | 458.8084 | 286.2046
1f37113 | UGI | 8 | 00f_051004_345x211x716.dat | 0.0663;0.0663;0.0663 | 345;211;716 | (0.0901;67.0610;0.0030) | 80 | 2.9 | 44 | 76.6025 | 60 | EZpaque | [73,75] | [90,20] | 1 | 10 | 75 | normal | none | 4.788 | 2.6005 | 12.451 | 18.3385 | 9.9602 | 182.6546 | 1.8383e-15 | 1035.5634 | 0.82412 | 26.2674 | 250.5544 | 2.5101 | 436.6371 | 104.0786 | 54.7945 | 1085.065 | 2.5177 | 524.0972 | 65.1191 | 143.9736 | 5.2719 | 790.9382 | 5.1246 | 340.7127 | 917.249 | 416.0694 | 20.2005 | 9.7317 | 39.9266 | 125.7138 | 132.0981 | 527.4332 | 82.426 | 160.6211 | 58.5642 | 326.6067 | 185.2618
1f37113 | UGI | 8 | 00f_051004_345x211x716.dat | 0.0663;0.0663;0.0663 | 345;211;716 | (0.0901;67.0610;0.0030) | 80 | 7.702 | 57 | 76.6025 | 60 | EZpaque | [73,75] | [90,20] | 1 | 10 | 75 | normal | none | 4.788 | 2.6005 | 12.451 | 18.3385 | 9.9602 | 182.6546 | 1.2288e-15 | 1380.4418 | 2.1614 | 46.733 | 417.7946 | 6.8593 | 739.716 | 191.478 | 106.0457 | 1432.1179 | 3.6957 | 781.4312 | 116.1531 | 238.1004 | 11.5347 | 1164.3791 | 12.1093 | 599.7512 | 1244.9448 | 703.8927 | 43.1605 | 21.328 | 76.627 | 195.5574 | 207.9315 | 691.0522 | 120.5874 | 183.3088 | 113.1827 | 465.6952 | 297.5719
1f37113 | UGI | 8 | 00f_051004_345x211x716.dat | 0.0663;0.0663;0.0663 | 345;211;716 | (0.0901;67.0610;0.0030) | 80 | 8.502 | 60 | 76.6025 | 60 | EZpaque | [73,75] | [90,20] | 1 | 10 | 75 | normal | none | 4.788 | 2.6005 | 12.451 | 18.3385 | 9.9602 | 182.6546 | 1.1984e-15 | 1400.2983 | 2.4061 | 52.7843 | 433.6076 | 7.1472 | 780.1483 | 200.9784 | 110.8239 | 1439.6011 | 4.217 | 796.0447 | 119.7609 | 243.1184 | 12.7004 | 1182.8394 | 13.1335 | 622.0525 | 1257.1893 | 727.7446 | 45.25 | 23.2404 | 79.8949 | 201.0009 | 213.5838 | 699.1209 | 123.3665 | 183.8472 | 118.2088 | 474.5977 | 307.0394
1f37113 | UGI | 9 | 00f_051004_345x211x716.dat | 0.0663;0.0663;0.0663 | 345;211;716 | (-0.1989;67.2110;0.0312) | 110 | 3.9 | 52 | 76.5893 | 60 | EZpaque | [73,75] | [90,20] | 1 | 5 | 75 | normal | none | 4.7008 | 2.6075 | 12.2572 | 18.0017 | 9.9851 | 179.7492 | 1.6873e-15 | 1097.7969 | 1.292 | 35.5363 | 301.8275 | 3.8433 | 430.2584 | 124.14 | 69.1168 | 1141.4172 | 4.1375 | 531.4978 | 78.9492 | 185.6114 | 7.4955 | 957.2163 | 7.0148 | 409.9596 | 1090.4479 | 529.5538 | 26.7251 | 14.0136 | 50.6849 | 142.9604 | 149.9499 | 558.7172 | 92.2295 | 166.221 | 71.6949 | 357.382 | 217.9934
1f37113 | UGI | 9 | 00f_051004_345x211x716.dat | 0.0663;0.0663;0.0663 | 345;211;716 | (-0.1989;67.2110;0.0312) | 110 | 7.85 | 62 | 76.5893 | 60 | EZpaque | [73,75] | [90,20] | 1 | 5 | 75 | normal | none | 4.7008 | 2.6075 | 12.2572 | 18.0017 | 9.9851 | 179.7492 | 1.3475e-15 | 1308.4354 | 2.1792 | 53.6295 | 407.4918 | 6.3094 | 624.043 | 177.382 | 99.9342 | 1343.0925 | 2.869 | 685.0009 | 108.7506 | 240.5663 | 11.5155 | 1182.8683 | 10.8691 | 568.8737 | 1288.7692 | 718.0179 | 40.9696 | 22.4507 | 73.4849 | 185.0788 | 194.5459 | 658.4057 | 115.6354 | 179.2002 | 103.0065 | 441.6224 | 288.6695
1f37113 | UGI | 9 | 00f_051004_345x211x716.dat | 0.0663;0.0663;0.0663 | 345;211;716 | (-0.1989;67.2110;0.0312) | 110 | 9.9905 | 69 | 76.5893 | 60 | EZpaque | [73,75] | [90,20] | 1 | 5 | 75 | normal | none | 4.7008 | 2.6075 | 12.2572 | 18.0017 | 9.9851 | 179.7492 | 1.3029e-15 | 1338.0403 | 2.7042 | 57.3646 | 437.5552 | 7.3447 | 675.69 | 182.811 | 108.6366 | 1352.6234 | 5.7613 | 716.446 | 114.5543 | 251.4208 | 12.5891 | 1207.8667 | 12.5553 | 614.6635 | 1299.4334 | 766.3894 | 45.3535 | 22.9845 | 79.8848 | 194.4654 | 203.3578 | 674.2841 | 120.9058 | 179.7674 | 113.7944 | 455.0688 | 304.4859
1f37113 | UGI | 9 | 00f_051004_345x211x716.dat | 0.0663;0.0663;0.0663 | 345;211;716 | (-0.1989;67.2110;0.0312) | 60 | 2.5 | 38 | 76.5893 | 60 | EZpaque | [73,75] | [90,20] | 1 | 5 | 75 | normal | none | 4.7008 | 2.6075 | 12.2572 | 18.0017 | 9.9851 | 179.7492 | 2.1081e-15 | 940.1639 | 0.48849 | 17.1227 | 216.4085 | 1.6584 | 288.1256 | 83.1111 | 44.0383 | 998.3194 | 1.1021 | 413.2974 | 54.7211 | 140.2182 | 3.7758 | 797.5266 | 3.5344 | 281.2618 | 958.1893 | 382.7919 | 15.2992 | 6.8193 | 29.2006 | 109.7441 | 114.851 | 484.7085 | 74.0684 | 156.9751 | 46.1866 | 295.0575 | 162.0903
1f37113 | UGI | 9 | 00f_051004_345x211x716.dat | 0.0663;0.0663;0.0663 | 345;211;716 | (-0.1989;67.2110;0.0312) | 60 | 5.7448 | 47 | 76.5893 | 60 | EZpaque | [73,75] | [90,20] | 1 | 5 | 75 | normal | none | 4.7008 | 2.6075 | 12.2572 | 18.0017 | 9.9851 | 179.7492 | 1.3689e-15 | 1310.0497 | 1.3695 | 39.5908 | 368.104 | 4.6824 | 542.0346 | 162.1253 | 91.9073 | 1385.4399 | 2.6486 | 663.0387 | 105.1006 | 230.0933 | 9.5019 | 1196.8915 | 9.1674 | 519.3957 | 1329.8469 | 672.4333 | 34.6261 | 16.065 | 63.869 | 176.9489 | 188.7898 | 657.2098 | 110.6045 | 182.0348 | 94.8951 | 436.3553 | 271.5302
1f37113 | UGI | 9 | 00f_051004_345x211x716.dat | 0.0663;0.0663;0.0663 | 345;211;716 | (-0.1989;67.2110;0.0312) | 60 | 6.3535 | 49 | 76.5893 | 60 | EZpaque | [73,75] | [90,20] | 1 | 5 | 75 | normal | none | 4.7008 | 2.6075 | 12.2572 | 18.0017 | 9.9851 | 179.7492 | 1.3071e-15 | 1345.7601 | 1.5731 | 47.7435 | 385.7642 | 4.8447 | 586.2434 | 175.7062 | 98.8472 | 1418.3654 | 3.8036 | 690.515 | 111.9146 | 241.6018 | 10.1877 | 1237.8086 | 10.3866 | 552.5267 | 1359.1489 | 708.7466 | 37.8488 | 17.8246 | 68.138 | 185.3925 | 198.191 | 673.3333 | 114.9329 | 184.4104 | 102.6113 | 452.0946 | 285.724
1f37113 | UGI | 9 | 00f_051004_345x211x716.dat | 0.0663;0.0663;0.0663 | 345;211;716 | (-0.1989;67.2110;0.0312) | 80 | 2.9 | 44 | 76.5893 | 60 | EZpaque | [73,75] | [90,20] | 1 | 5 | 75 | normal | none | 4.7008 | 2.6075 | 12.2572 | 18.0017 | 9.9851 | 179.7492 | 1.8874e-15 | 1009.6164 | 0.81491 | 25.4979 | 251.4928 | 2.396 | 352.3909 | 99.6795 | 54.8253 | 1058.3594 | 1.7721 | 462.6667 | 65.7077 | 157.3923 | 5.5053 | 865.9834 | 5.4105 | 336.5017 | 1013.0602 | 442.7615 | 20.267 | 8.8908 | 37.3138 | 124.2413 | 130.6143 | 516.2032 | 81.6862 | 161.0833 | 57.681 | 321.9002 | 185.3963
1f37113 | UGI | 9 | 00f_051004_345x211x716.dat | 0.0663;0.0663;0.0663 | 345;211;716 | (-0.1989;67.2110;0.0312) | 80 | 7.702 | 57 | 76.5893 | 60 | EZpaque | [73,75] | [90,20] | 1 | 5 | 75 | normal | none | 4.7008 | 2.6075 | 12.2572 | 18.0017 | 9.9851 | 179.7492 | 1.2616e-15 | 1354.0781 | 2.1369 | 52.0959 | 414.0072 | 5.9349 | 625.5012 | 189.1175 | 106.175 | 1403.6185 | 5.4021 | 710.5522 | 116.4715 | 250.7854 | 12.4073 | 1239.8577 | 11.189 | 589.0077 | 1346.3102 | 739.9435 | 42.4415 | 22.4795 | 75.5804 | 193.7553 | 206.0685 | 679.0128 | 119.0891 | 183.3979 | 111.1608 | 458.1536 | 298.4645
1f37113 | UGI | 9 | 00f_051004_345x211x716.dat | 0.0663;0.0663;0.0663 | 345;211;716 | (-0.1989;67.2110;0.0312) | 80 | 8.502 | 60 | 76.5893 | 60 | EZpaque | [73,75] | [90,20] | 1 | 5 | 75 | normal | none | 4.7008 | 2.6075 | 12.2572 | 18.0017 | 9.9851 | 179.7492 | 1.2304e-15 | 1372.9437 | 2.3687 | 51.5872 | 429.373 | 6.8077 | 663.7967 | 193.8928 | 110.7019 | 1414.2303 | 5.9749 | 726.3362 | 120.032 | 256.6518 | 12.4299 | 1254.529 | 12.2665 | 613.188 | 1355.0636 | 760.8366 | 44.848 | 25.2995 | 80.8958 | 199.2037 | 211.7278 | 685.2799 | 121.9866 | 183.7997 | 115.757 | 466.6746 | 306.5052
1f37113 | UGI | 1 | 00m_051004_345x211x716.dat | 0.0663;0.0663;0.0663 | 345;211;716 | (-1.1751;68.2544;9.8098) | 110 | 3.9 | 52 | 77.9285 | 60 | EZpaque | [5] | [0] | 0 | 5 | 75 | normal | none | 4.0197 | 3.5981 | 14.4631 | 15.6624 | 14.0196 | 219.5805 | 1.6755e-15 | 64.4419 | 39.4583 | 661.4886 | 20.2207 | 482.5649 | 48.4039 | 1.134 | 675.3952 | 27.858 | 62.8841 | 207.9544 | 688.2871 | 565.1391 | 880.4727 | 44.7816 | 830.2777 | 17.8446 | 134.333 | 90.6555 | 542.6259 | 843.7665 | 4.9771 | 262.3935 | 313.2952 | 167.2954 | 200.2272 | 175.0517 | 2.4769 | 321.8652 | 323.9343
1f37113 | UGI | 1 | 00m_051004_345x211x716.dat | 0.0663;0.0663;0.0663 | 345;211;716 | (-1.1751;68.2544;9.8098) | 110 | 7.85 | 62 | 77.9285 | 60 | EZpaque | [5] | [0] | 0 | 5 | 75 | normal | none | 4.0197 | 3.5981 | 14.4631 | 15.6624 | 14.0196 | 219.5805 | 1.338e-15 | 92.9353 | 58.5474 | 751.1057 | 30.1257 | 606.0563 | 77.1509 | 2.2652 | 861.2679 | 41.5231 | 84.6769 | 281.8552 | 854.5415 | 729.6936 | 1017.3185 | 63.773 | 978.3058 | 27.4815 | 172.4329 | 122.6358 | 716.5922 | 1045.7932 | 8.2233 | 352.7548 | 423.2539 | 211.7337 | 244.9941 | 191.6478 | 3.7327 | 405.6021 | 401.3332
1f37113 | UGI | 1 | 00m_051004_345x211x716.dat | 0.0663;0.0663;0.0663 | 345;211;716 | (-1.1751;68.2544;9.8098) | 110 | 9.9905 | 69 | 77.9285 | 60 | EZpaque | [5] | [0] | 0 | 5 | 75 | normal | none | 4.0197 | 3.5981 | 14.4631 | 15.6624 | 14.0196 | 219.5805 | 1.2935e-15 | 100.3384 | 64.8083 | 771.4512 | 33.6577 | 631.8711 | 80.014 | 3.5801 | 895.9251 | 46.0919 | 106.0592 | 299.3143 | 882.6281 | 769.8818 | 1026.6534 | 69.6424 | 1000.6005 | 30.5584 | 177.7935 | 129.5918 | 756.5616 | 1073.3475 | 9.0381 | 377.6428 | 451.2986 | 221.6721 | 253.8192 | 193.5413 | 4.2369 | 422.1984 | 417.5126
1f37113 | UGI | 1 | 00m_051004_345x211x716.dat | 0.0663;0.0663;0.0663 | 345;211;716 | (-1.1751;68.2544;9.8098) | 60 | 2.5 | 38 | 77.9285 | 60 | EZpaque | [5] | [0] | 0 | 5 | 75 | normal | none | 4.0197 | 3.5981 | 14.4631 | 15.6624 | 14.0196 | 219.5805 | 2.0936e-15 | 41.5188 | 23.3136 | 587.0663 | 11.6773 | 387.5086 | 29.1904 | 0.51556 | 533.2841 | 15.7779 | 43.8984 | 149.8736 | 563.662 | 429.8752 | 785.4298 | 28.2815 | 728.6863 | 9.9478 | 104.0394 | 64.3858 | 409.5326 | 685.4599 | 2.1047 | 189.4236 | 224.4954 | 132.9216 | 166.0519 | 163.1168 | 1.3762 | 257.5582 | 262.9827
1f37113 | UGI | 1 | 00m_051004_345x211x716.dat | 0.0663;0.0663;0.0663 | 345;211;716 | (-1.1751;68.2544;9.8098) | 60 | 5.7448 | 47 | 77.9285 | 60 | EZpaque | [5] | [0] | 0 | 5 | 75 | normal | none | 4.0197 | 3.5981 | 14.4631 | 15.6624 | 14.0196 | 219.5805 | 1.3594e-15 | 83.6681 | 50.6069 | 730.9149 | 26.1796 | 562.4239 | 64.0501 | 1.5771 | 849.3331 | 35.9734 | 77.6287 | 265.3486 | 842.0506 | 696.9445 | 1025.1434 | 59.5857 | 965.1178 | 23.0753 | 176.671 | 119.2862 | 680.1653 | 1039.7085 | 5.8498 | 323.8877 | 393.7368 | 201.3679 | 239.0956 | 192.8958 | 2.9457 | 389.4708 | 388.2786
1f37113 | UGI | 1 | 00m_051004_345x211x716.dat | 0.0663;0.0663;0.0663 | 345;211;716 | (-1.1751;68.2544;9.8098) | 60 | 6.3535 | 49 | 77.9285 | 60 | EZpaque | [5] | [0] | 0 | 5 | 75 | normal | none | 4.0197 | 3.5981 | 14.4631 | 15.6624 | 14.0196 | 219.5805 | 1.298e-15 | 89.0729 | 55.0631 | 744.0151 | 28.597 | 578.6733 | 72.2205 | 1.452 | 881.253 | 39.4773 | 84.9436 | 279.4602 | 869.2348 | 720.4411 | 1044.8845 | 63.9026 | 989.1851 | 25.3683 | 185.3258 | 126.3445 | 709.7018 | 1072.3105 | 6.8058 | 342.067 | 417.0316 | 208.6453 | 246.9648 | 196.0999 | 3.5034 | 402.878 | 401.427
1f37113 | UGI | 1 | 00m_051004_345x211x716.dat | 0.0663;0.0663;0.0663 | 345;211;716 | (-1.1751;68.2544;9.8098) | 80 | 2.9 | 44 | 77.9285 | 60 | EZpaque | [5] | [0] | 0 | 5 | 75 | normal | none | 4.0197 | 3.5981 | 14.4631 | 15.6624 | 14.0196 | 219.5805 | 1.8744e-15 | 51.2915 | 30.4325 | 620.7179 | 15.6495 | 426.8843 | 35.5391 | 0.43923 | 593.3498 | 21.2421 | 53.2996 | 174.692 | 614.7428 | 488.6093 | 826.2724 | 36.2326 | 768.4419 | 13.5016 | 117.7737 | 76.5828 | 465.7225 | 748.756 | 3.4225 | 220.5882 | 263.4522 | 147.6548 | 180.1578 | 168.1711 | 1.5026 | 284.7187 | 288.9193
1f37113 | UGI | 1 | 00m_051004_345x211x716.dat | 0.0663;0.0663;0.0663 | 345;211;716 | (-1.1751;68.2544;9.8098) | 80 | 7.702 | 57 | 77.9285 | 60 | EZpaque | [5] | [0] | 0 | 5 | 75 | normal | none | 4.0197 | 3.5981 | 14.4631 | 15.6624 | 14.0196 | 219.5805 | 1.2528e-15 | 97.8942 | 61.3307 | 760.372 | 31.8228 | 609.4838 | 72.5498 | 2.1265 | 898.2412 | 43.8568 | 87.0862 | 293.2914 | 884.432 | 752.9406 | 1044.396 | 69.5492 | 1002.3296 | 28.9675 | 186.2416 | 132.3695 | 738.6923 | 1091.1719 | 8.2025 | 365.785 | 444.2913 | 218.0042 | 252.6161 | 196.0808 | 3.6844 | 416.2609 | 413.9598
1f37113 | UGI | 1 | 00m_051004_345x211x716.dat | 0.0663;0.0663;0.0663 | 345;211;716 | (-1.1751;68.2544;9.8098) | 80 | 8.502 | 60 | 77.9285 | 60 | EZpaque | [5] | [0] | 0 | 5 | 75 | normal | none | 4.0197 | 3.5981 | 14.4631 | 15.6624 | 14.0196 | 219.5805 | 1.2218e-15 | 103.1492 | 64.7156 | 770.4559 | 33.7701 | 623.4377 | 85.4789 | 2.2933 | 914.4539 | 46.3406 | 90.4551 | 302.3926 | 898.9852 | 773.2632 | 1053.1812 | 72.0219 | 1013.4863 | 30.4504 | 189.553 | 135.6744 | 757.6799 | 1108.0991 | 8.8401 | 379.02 | 460.3422 | 222.5789 | 257.0208 | 197.0492 | 4.3295 | 425.8749 | 422.4968
1f37113 | UGI | 2 | 00m_051004_345x211x716.dat | 0.0663;0.0663;0.0663 | 345;211;716 | (-1.1751;68.2544;12.9953) | 110 | 3.9 | 52 | 77.9285 | 60 | EZpaque | [5] | [0] | 0 | 5 | 75 | normal | none | 4.0197 | 1.6781 | 6.7454 | 15.6624 | 6.5385 | 102.409 | 2.5475e-15 | 5.0367 | 33.3729 | 13.5475 | 1.8546 | 458.0592 | 4.212 | 0.16269 | 35.0298 | 2.4592 | 55.2937 | 8.9618 | 41.7745 | 148.9978 | 833.9983 | 3.8412 | 785.4014 | 1.7481 | 7.9333 | 5.8666 | 173.5828 | 802.1237 | 0.64032 | 126.706 | 164.2433 | 79.0458 | 115.7146 | 78.7942 | 0.32073 | 178.3352 | 93.2302
1f37113 | UGI | 2 | 00m_051004_345x211x716.dat | 0.0663;0.0663;0.0663 | 345;211;716 | (-1.1751;68.2544;12.9953) | 110 | 7.85 | 62 | 77.9285 | 60 | EZpaque | [5] | [0] | 0 | 5 | 75 | normal | none | 4.0197 | 1.6781 | 6.7454 | 15.6624 | 6.5385 | 102.409 | 2.0346e-15 | 7.7882 | 49.0722 | 18.3681 | 3.0668 | 562.023 | 6.7035 | 0.21663 | 49.3804 | 4.1377 | 75.9014 | 13.6119 | 57.5048 | 200.1608 | 950.3029 | 6.0267 | 913.3918 | 2.8332 | 11.8425 | 9.217 | 224.8092 | 977.0893 | 1.0649 | 172.4044 | 224.7723 | 99.8703 | 138.9106 | 85.4612 | 0.85225 | 216.3837 | 117.6548
1f37113 | UGI | 2 | 00m_051004_345x211x716.dat | 0.0663;0.0663;0.0663 | 345;211;716 | (-1.1751;68.2544;12.9953) | 110 | 9.9905 | 69 | 77.9285 | 60 | EZpaque | [5] | [0] | 0 | 5 | 75 | normal | none | 4.0197 | 1.6781 | 6.7454 | 15.6624 | 6.5385 | 102.409 | 1.9671e-15 | 9.088 | 53.7948 | 19.3945 | 3.3857 | 590.5631 | 7.9752 | 0.587 | 52.7221 | 4.7623 | 80.7887 | 15.2173 | 61.0135 | 210.1921 | 962.0226 | 6.7673 | 932.1309 | 3.2895 | 13.2804 | 10.4921 | 235.9965 | 989.5249 | 1.2418 | 185.3117 | 240.7568 | 105.2585 | 143.1174 | 86.2573 | 0.2462 | 224.5596 | 122.3223
1f37113 | UGI | 2 | 00m_051004_345x211x716.dat | 0.0663;0.0663;0.0663 | 345;211;716 | (-1.1751;68.2544;12.9953) | 60 | 2.5 | 38 | 77.9285 | 60 | EZpaque | [5] | [0] | 0 | 5 | 75 | normal | none | 4.0197 | 1.6781 | 6.7454 | 15.6624 | 6.5385 | 102.409 | 3.1828e-15 | 2.4809 | 20.3509 | 8.9588 | 0.80285 | 378.2518 | 2.2366 | 0.082795 | 23.8529 | 1.2123 | 36.248 | 4.8803 | 28.6414 | 109.589 | 747.832 | 1.8036 | 691.121 | 0.73127 | 4.6384 | 3.4363 | 132.6159 | 680.8784 | 0.23586 | 89.6447 | 115.1208 | 63.6646 | 98.2568 | 73.9537 | 0.14744 | 149.2458 | 74.523
1f37113 | UGI | 2 | 00m_051004_345x211x716.dat | 0.0663;0.0663;0.0663 | 345;211;716 | (-1.1751;68.2544;12.9953) | 60 | 5.7448 | 47 | 77.9285 | 60 | EZpaque | [5] | [0] | 0 | 5 | 75 | normal | none | 4.0197 | 1.6781 | 6.7454 | 15.6624 | 6.5385 | 102.409 | 2.0669e-15 | 6.3328 | 43.2699 | 17.947 | 2.2637 | 541.2548 | 5.6414 | 0.32052 | 46.6664 | 3.0833 | 68.7999 | 11.486 | 54.8561 | 186.8048 | 955.3605 | 4.8365 | 905.2363 | 1.9726 | 10.4642 | 7.6512 | 216.7971 | 992.9053 | 0.74654 | 157.1243 | 207.3011 | 95.1138 | 136.5794 | 86.6497 | 0.38228 | 210.7775 | 114.2023
1f37113 | UGI | 2 | 00m_051004_345x211x716.dat | 0.0663;0.0663;0.0663 | 345;211;716 | (-1.1751;68.2544;12.9953) | 60 | 6.3535 | 49 | 77.9285 | 60 | EZpaque | [5] | [0] | 0 | 5 | 75 | normal | none | 4.0197 | 1.6781 | 6.7454 | 15.6624 | 6.5385 | 102.409 | 1.9734e-15 | 7.0552 | 46.9306 | 18.3116 | 2.45 | 560.2377 | 6.7922 | 0.10886 | 49.9952 | 3.4554 | 79.617 | 12.6368 | 58.152 | 199.2654 | 975.3994 | 5.3014 | 924.5747 | 2.3332 | 11.4414 | 8.2794 | 225.9446 | 1021.3089 | 0.80413 | 166.3646 | 220.1959 | 98.4597 | 140.5726 | 87.734 | 0.58426 | 217.9462 | 118.7441
1f37113 | UGI | 2 | 00m_051004_345x211x716.dat | 0.0663;0.0663;0.0663 | 345;211;716 | (-1.1751;68.2544;12.9953) | 80 | 2.9 | 44 | 77.9285 | 60 | EZpaque | [5] | [0] | 0 | 5 | 75 | normal | none | 4.0197 | 1.6781 | 6.7454 | 15.6624 | 6.5385 | 102.409 | 2.8498e-15 | 3.5838 | 26.0944 | 10.8595 | 1.2994 | 408.5942 | 3.3549 | 0.13585 | 29.0929 | 1.8097 | 45.944 | 6.677 | 34.6242 | 126.1505 | 780.3432 | 2.7846 | 726.2336 | 1.1566 | 6.0415 | 4.586 | 149.8015 | 731.006 | 0.33047 | 105.4644 | 136.6551 | 70.0722 | 105.405 | 76.023 | 0.32006 | 160.7621 | 82.3389
1f37113 | UGI | 2 | 00m_051004_345x211x716.dat | 0.0663;0.0663;0.0663 | 345;211;716 | (-1.1751;68.2544;12.9953) | 80 | 7.702 | 57 | 77.9285 | 60 | EZpaque | [5] | [0] | 0 | 5 | 75 | normal | none | 4.0197 | 1.6781 | 6.7454 | 15.6624 | 6.5385 | 102.409 | 1.905e-15 | 7.9928 | 51.6291 | 19.8958 | 3.1322 | 575.2316 | 7.2327 | 0.50484 | 52.8564 | 4.2946 | 76.9985 | 14.3614 | 61.5075 | 202.0607 | 977.4423 | 6.4552 | 933.9246 | 2.8356 | 12.4873 | 9.8049 | 233.7305 | 1019.8576 | 0.92316 | 178.6915 | 235.7972 | 102.2069 | 143.0421 | 87.4246 | 0.56631 | 222.1803 | 122.0417
1f37113 | UGI | 2 | 00m_051004_345x211x716.dat | 0.0663;0.0663;0.0663 | 345;211;716 | (-1.1751;68.2544;12.9953) | 80 | 8.502 | 60 | 77.9285 | 60 | EZpaque | [5] | [0] | 0 | 5 | 75 | normal | none | 4.0197 | 1.6781 | 6.7454 | 15.6624 | 6.5385 | 102.409 | 1.8578e-15 | 8.6404 | 54.2691 | 20.5557 | 3.2742 | 579.0244 | 9.4408 | 0.30023 | 54.7966 | 4.6028 | 83.3306 | 15.195 | 63.6405 | 209.3466 | 979.9868 | 6.8862 | 943.4916 | 3.0769 | 13.381 | 10.3441 | 239.7108 | 1031.8767 | 1.1525 | 185.5631 | 244.9117 | 104.524 | 145.2647 | 87.9754 | 0.41862 | 224.7436 | 124.6079
1f37113 | UGI | 3 | 00m_051004_345x211x716.dat | 0.0663;0.0663;0.0663 | 345;211;716 | (-1.1751;68.2544;12.9953) | 110 | 3.9 | 52 | 77.9285 | 60 | EZpaque | [5,133,110] | [30,30,100] | 0 | 10 | 75 | normal | none | 4.0197 | 1.6781 | 6.7454 | 15.6624 | 6.5385 | 102.409 | 2.5475e-15 | 4.6144 | 32.6895 | 13.1412 | 1.7493 | 457.1171 | 3.9631 | 0.16779 | 33.8671 | 2.2198 | 53.5351 | 8.3388 | 39.855 | 2404.8403 | 2668.3549 | 3.6383 | 747.3246 | 1.6409 | 7.5529 | 5.5572 | 171.6162 | 797.9628 | 0.62489 | 123.7559 | 160.6549 | 77.4948 | 113.5612 | 78.087 | 0.3168 | 492.2093 | 219.8238
1f37113 | UGI | 3 | 00m_051004_345x211x716.dat | 0.0663;0.0663;0.0663 | 345;211;716 | (-1.1751;68.2544;12.9953) | 110 | 7.85 | 62 | 77.9285 | 60 | EZpaque | [5,133,110] | [30,30,100] | 0 | 10 | 75 | normal | none | 4.0197 | 1.6781 | 6.7454 | 15.6624 | 6.5385 | 102.409 | 2.0346e-15 | 7.0107 | 48.0563 | 18.1056 | 2.8788 | 563.9398 | 6.2189 | 0.21918 | 47.8798 | 3.7329 | 74.7808 | 12.6737 | 54.9441 | 3728.0775 | 3600.3383 | 5.665 | 876.284 | 2.6561 | 11.2179 | 8.7378 | 223.2856 | 978.7604 | 0.96775 | 168.5756 | 220.0665 | 98.6514 | 136.8287 | 84.5635 | 0.70996 | 691.2522 | 314.4657
1f37113 | UGI | 3 | 00m_051004_345x211x716.dat | 0.0663;0.0663;0.0663 | 345;211;716 | (-1.1751;68.2544;12.9953) | 110 | 9.9905 | 69 | 77.9285 | 60 | EZpaque | [5,133,110] | [30,30,100] | 0 | 10 | 75 | normal | none | 4.0197 | 1.6781 | 6.7454 | 15.6624 | 6.5385 | 102.409 | 1.9671e-15 | 8.2985 | 52.7221 | 18.9471 | 3.2421 | 591.1731 | 7.8008 | 0.54146 | 51.1208 | 4.3516 | 79.589 | 14.2041 | 58.5378 | 4212.331 | 3800.9652 | 6.3906 | 899.6975 | 3.0547 | 12.6048 | 10.0015 | 234.7002 | 996.8453 | 1.0918 | 181.4557 | 236.0104 | 104.2661 | 141.3215 | 85.4136 | 0.24762 | 750.3185 | 344.461
1f37113 | UGI | 3 | 00m_051004_345x211x716.dat | 0.0663;0.0663;0.0663 | 345;211;716 | (-1.1751;68.2544;12.9953) | 60 | 2.5 | 38 | 77.9285 | 60 | EZpaque | [5,133,110] | [30,30,100] | 0 | 10 | 75 | normal | none | 4.0197 | 1.6781 | 6.7454 | 15.6624 | 6.5385 | 102.409 | 3.1828e-15 | 2.1877 | 19.9428 | 9.3377 | 0.76627 | 374.8272 | 1.9903 | 0.082795 | 23.0096 | 1.0972 | 35.2488 | 4.5143 | 27.0994 | 1247.3607 | 1889.0283 | 1.7172 | 651.4389 | 0.69178 | 4.409 | 3.2867 | 130.3695 | 668.845 | 0.21638 | 87.3635 | 112.3997 | 61.6144 | 95.9687 | 73.3143 | 0.11516 | 323.3933 | 139.5647
1f37113 | UGI | 3 | 00m_051004_345x211x716.dat | 0.0663;0.0663;0.0663 | 345;211;716 | (-1.1751;68.2544;12.9953) | 60 | 5.7448 | 47 | 77.9285 | 60 | EZpaque | [5,133,110] | [30,30,100] | 0 | 10 | 75 | normal | none | 4.0197 | 1.6781 | 6.7454 | 15.6624 | 6.5385 | 102.409 | 2.0669e-15 | 5.637 | 42.3439 | 16.7166 | 2.1409 | 541.0129 | 4.979 | 0.30892 | 45.0934 | 2.7651 | 65.7228 | 10.5904 | 52.1612 | 2965.3624 | 3476.1363 | 4.498 | 857.7247 | 1.8397 | 10.0002 | 7.3038 | 214.7311 | 992.5666 | 0.64513 | 153.007 | 202.2486 | 93.161 | 133.8244 | 85.653 | 0.32397 | 617.5798 | 272.5401
1f37113 | UGI | 3 | 00m_051004_345x211x716.dat | 0.0663;0.0663;0.0663 | 345;211;716 | (-1.1751;68.2544;12.9953) | 60 | 6.3535 | 49 | 77.9285 | 60 | EZpaque | [5,133,110] | [30,30,100] | 0 | 10 | 75 | normal | none | 4.0197 | 1.6781 | 6.7454 | 15.6624 | 6.5385 | 102.409 | 1.9734e-15 | 6.2814 | 45.8852 | 16.4443 | 2.3239 | 559.6296 | 6.3756 | 0.10657 | 48.4745 | 3.1124 | 78.2488 | 11.6659 | 55.2586 | 3306.345 | 3735.3911 | 4.9325 | 878.4625 | 2.1791 | 10.9098 | 7.8796 | 224.3332 | 1023.0824 | 0.67805 | 162.005 | 214.8104 | 96.8255 | 137.8632 | 86.7239 | 0.5799 | 668.4441 | 295.4209
1f37113 | UGI | 3 | 00m_051004_345x211x716.dat | 0.0663;0.0663;0.0663 | 345;211;716 | (-1.1751;68.2544;12.9953) | 80 | 2.9 | 44 | 77.9285 | 60 | EZpaque | [5,133,110] | [30,30,100] | 0 | 10 | 75 | normal | none | 4.0197 | 1.6781 | 6.7454 | 15.6624 | 6.5385 | 102.409 | 2.8498e-15 | 3.1907 | 25.5385 | 10.5668 | 1.2355 | 406.5589 | 2.7374 | 0.087797 | 28.0672 | 1.6421 | 44.2913 | 6.1721 | 32.7879 | 1778.9145 | 2268.1467 | 2.6177 | 688.8622 | 1.0782 | 5.7454 | 4.3656 | 147.6925 | 723.3211 | 0.3108 | 102.8393 | 133.4774 | 68.3184 | 103.1632 | 75.3557 | 0.28847 | 401.3767 | 175.9687
1f37113 | UGI | 3 | 00m_051004_345x211x716.dat | 0.0663;0.0663;0.0663 | 345;211;716 | (-1.1751;68.2544;12.9953) | 80 | 7.702 | 57 | 77.9285 | 60 | EZpaque | [5,133,110] | [30,30,100] | 0 | 10 | 75 | normal | none | 4.0197 | 1.6781 | 6.7454 | 15.6624 | 6.5385 | 102.409 | 1.905e-15 | 7.2316 | 50.4889 | 20.2748 | 2.9164 | 577.2789 | 6.3135 | 0.44732 | 51.1042 | 3.897 | 74.589 | 13.3057 | 58.5573 | 3965.3081 | 3944.3104 | 6.071 | 892.8216 | 2.6082 | 11.8406 | 9.4364 | 232.6859 | 1022.5873 | 0.86962 | 174.3745 | 230.4398 | 100.9594 | 140.7001 | 86.444 | 0.51748 | 739.512 | 333.3291
1f37113 | UGI | 3 | 00m_051004_345x211x716.dat | 0.0663;0.0663;0.0663 | 345;211;716 | (-1.1751;68.2544;12.9953) | 80 | 8.502 | 60 | 77.9285 | 60 | EZpaque | [5,133,110] | [30,30,100] | 0 | 10 | 75 | normal | none | 4.0197 | 1.6781 | 6.7454 | 15.6624 | 6.5385 | 102.409 | 1.8578e-15 | 7.7017 | 53.0407 | 19.7601 | 3.0286 | 579.9394 | 7.9202 | 0.30227 | 52.9261 | 4.172 | 83.3253 | 14.0802 | 60.7661 | 4276.8785 | 4095.2639 | 6.4405 | 904.5204 | 2.8319 | 12.7001 | 9.7547 | 238.7042 | 1036.0214 | 1.0113 | 181.1595 | 239.4297 | 103.2499 | 143.036 | 86.9608 | 0.40158 | 776.6595 | 352.1188
1f37113 | UGI | 4 | 00m_051004_345x211x716.dat | 0.0663;0.0663;0.0663 | 345;211;716 | (-1.1751;68.2544;9.1560) | 110 | 3.9 | 52 | 77.9285 | 60 | EZpaque | [5,133,110,73] | [10,10,100,10] | 1 | 10 | 75 | normal | none | 4.0197 | 3.9921 | 16.0471 | 15.6624 | 15.5551 | 243.6297 | 1.5224e-15 | 129.7305 | 39.3304 | 667.4389 | 30.6762 | 488.3714 | 74.1796 | 1.7672 | 702.7125 | 40.6907 | 65.7914 | 293.5063 | 699.2311 | 10461.864 | 1734.5136 | 66.9081 | 821.2107 | 23.0139 | 512.7476 | 238.6253 | 547.5679 | 831.3264 | 6.0506 | 278.7066 | 330.7607 | 179.651 | 219.8869 | 197.1783 | 3.4789 | 1164.4559 | 847.2322
1f37113 | UGI | 4 | 00m_051004_345x211x716.dat | 0.0663;0.0663;0.0663 | 345;211;716 | (-1.1751;68.2544;9.1560) | 110 | 7.85 | 62 | 77.9285 | 60 | EZpaque | [5,133,110,73] | [10,10,100,10] | 1 | 10 | 75 | normal | none | 4.0197 | 3.9921 | 16.0471 | 15.6624 | 15.5551 | 243.6297 | 1.2157e-15 | 180.8842 | 58.5879 | 758.0933 | 44.475 | 600.6278 | 111.4754 | 2.567 | 901.9534 | 59.983 | 88.8545 | 400.4377 | 871.6827 | 16045.1468 | 2225.0652 | 94.5961 | 969.6513 | 35.759 | 609.3388 | 314.8159 | 727.3043 | 1047.4669 | 9.6521 | 374.5005 | 446.5361 | 229.4563 | 269.5688 | 215.2068 | 5.3498 | 1696.3107 | 1204.3987
1f37113 | UGI | 4 | 00m_051004_345x211x716.dat | 0.0663;0.0663;0.0663 | 345;211;716 | (-1.1751;68.2544;9.1560) | 110 | 9.9905 | 69 | 77.9285 | 60 | EZpaque | [5,133,110,73] | [10,10,100,10] | 1 | 10 | 75 | normal | none | 4.0197 | 3.9921 | 16.0471 | 15.6624 | 15.5551 | 243.6297 | 1.1754e-15 | 191.8013 | 64.6862 | 808.8087 | 48.6131 | 631.9642 | 125.508 | 4.0577 | 938.928 | 65.8721 | 108.4753 | 428.8219 | 903.5353 | 17987.329 | 2309.8004 | 102.6899 | 994.1441 | 40.3775 | 618.2751 | 331.492 | 770.4468 | 1075.9897 | 12.031 | 401.2061 | 476.4037 | 241.7947 | 279.4492 | 216.6984 | 5.5052 | 1867.9272 | 1321.4007
1f37113 | UGI | 4 | 00m_051004_345x211x716.dat | 0.0663;0.0663;0.0663 | 345;211;716 | (-1.1751;68.2544;9.1560) | 60 | 2.5 | 38 | 77.9285 | 60 | EZpaque | [5,133,110,73] | [10,10,100,10] | 1 | 10 | 75 | normal | none | 4.0197 | 3.9921 | 16.0471 | 15.6624 | 15.5551 | 243.6297 | 1.9023e-15 | 91.0957 | 23.1695 | 600.068 | 18.8805 | 391.135 | 44.988 | 0.61473 | 551.3897 | 23.8913 | 41.6773 | 208.3075 | 568.3167 | 5623.2393 | 1336.3407 | 42.8127 | 706.887 | 12.7357 | 441.5533 | 179.8942 | 411.2214 | 671.6662 | 2.8301 | 201.3513 | 237.3095 | 139.7186 | 182.1113 | 184.0094 | 1.3065 | 710.0296 | 545.2295
1f37113 | UGI | 4 | 00m_051004_345x211x716.dat | 0.0663;0.0663;0.0663 | 345;211;716 | (-1.1751;68.2544;9.1560) | 60 | 5.7448 | 47 | 77.9285 | 60 | EZpaque | [5,133,110,73] | [10,10,100,10] | 1 | 10 | 75 | normal | none | 4.0197 | 3.9921 | 16.0471 | 15.6624 | 15.5551 | 243.6297 | 1.2353e-15 | 166.7909 | 50.3821 | 739.5451 | 38.8558 | 578.332 | 93.875 | 1.5284 | 884.1868 | 51.7875 | 84.7595 | 368.1575 | 855.9336 | 13061.2249 | 2231.7581 | 84.8972 | 947.6553 | 29.0838 | 624.8566 | 300.2446 | 688.827 | 1049.901 | 7.1412 | 343.0294 | 414.5594 | 214.7146 | 262.3129 | 216.6797 | 4.1313 | 1453.9362 | 1043.6574
1f37113 | UGI | 4 | 00m_051004_345x211x716.dat | 0.0663;0.0663;0.0663 | 345;211;716 | (-1.1751;68.2544;9.1560) | 60 | 6.3535 | 49 | 77.9285 | 60 | EZpaque | [5,133,110,73] | [10,10,100,10] | 1 | 10 | 75 | normal | none | 4.0197 | 3.9921 | 16.0471 | 15.6624 | 15.5551 | 243.6297 | 1.1795e-15 | 176.7322 | 54.8332 | 751.0929 | 42.5709 | 593.666 | 102.2919 | 2.2612 | 919.4824 | 56.2338 | 84.4584 | 388.37 | 885.1449 | 14537.9117 | 2360.7256 | 90.9732 | 972.3029 | 31.7372 | 641.8572 | 314.1925 | 722.2494 | 1099.2245 | 8.2408 | 362.2014 | 438.9475 | 224.5033 | 271.0265 | 219.8511 | 5.1223 | 1588.8142 | 1131.6722
1f37113 | UGI | 4 | 00m_051004_345x211x716.dat | 0.0663;0.0663;0.0663 | 345;211;716 | (-1.1751;68.2544;9.1560) | 80 | 2.9 | 44 | 77.9285 | 60 | EZpaque | [5,133,110,73] | [10,10,100,10] | 1 | 10 | 75 | normal | none | 4.0197 | 3.9921 | 16.0471 | 15.6624 | 15.5551 | 243.6297 | 1.7031e-15 | 108.4499 | 30.2644 | 623.631 | 23.8707 | 428.5503 | 57.6006 | 0.87335 | 614.9409 | 31.3612 | 58.8107 | 244.0739 | 622.3979 | 7864.526 | 1530.3942 | 52.4171 | 750.9877 | 17.2833 | 470.7442 | 203.9527 | 469.059 | 741.2994 | 4.2211 | 234.3753 | 278.3075 | 155.6449 | 197.7029 | 189.4739 | 2.5902 | 918.599 | 681.9442
1f37113 | UGI | 4 | 00m_051004_345x211x716.dat | 0.0663;0.0663;0.0663 | 345;211;716 | (-1.1751;68.2544;9.1560) | 80 | 7.702 | 57 | 77.9285 | 60 | EZpaque | [5,133,110,73] | [10,10,100,10] | 1 | 10 | 75 | normal | none | 4.0197 | 3.9921 | 16.0471 | 15.6624 | 15.5551 | 243.6297 | 1.1383e-15 | 187.7543 | 61.0781 | 779.3315 | 46.8042 | 611.9146 | 116.2351 | 2.4996 | 940.1771 | 62.8975 | 89.3265 | 412.6518 | 903.1042 | 17228.3811 | 2416.3307 | 99.3854 | 993.6781 | 36.5669 | 638.5245 | 330.7839 | 751.1226 | 1102.3493 | 9.8112 | 387.7248 | 468.0257 | 234.5703 | 277.5962 | 220.1466 | 4.8207 | 1811.0077 | 1278.8077
1f37113 | UGI | 4 | 00m_051004_345x211x716.dat | 0.0663;0.0663;0.0663 | 345;211;716 | (-1.1751;68.2544;9.1560) | 80 | 8.502 | 60 | 77.9285 | 60 | EZpaque | [5,133,110,73] | [10,10,100,10] | 1 | 10 | 75 | normal | none | 4.0197 | 3.9921 | 16.0471 | 15.6624 | 15.5551 | 243.6297 | 1.1101e-15 | 194.6436 | 64.4248 | 795.5633 | 48.7744 | 627.2049 | 124.6249 | 3.1891 | 960.4266 | 66.1534 | 106.3477 | 426.9944 | 918.9 | 18485.1944 | 2493.6681 | 103.222 | 1007.8984 | 38.935 | 642.2391 | 341.5901 | 771.5841 | 1115.4533 | 11.2023 | 401.9461 | 485.1035 | 241.2859 | 282.5357 | 220.7885 | 5.6955 | 1921.8034 | 1351.0203
1f37113 | UGI | 5 | 00m_051004_345x211x716.dat | 0.0663;0.0663;0.0663 | 345;211;716 | (0.1393;67.0610;8.8690) | 110 | 3.9 | 52 | 76.6025 | 60 | EZpaque | [110,73] | [100,60] | 1 | 10 | 75 | normal | none | 2.664 | 3.9783 | 10.5982 | 10.2034 | 15.2375 | 155.4744 | 2.1166e-15 | 161.7615 | 34.0748 | 256.5818 | 20.8931 | 242.4981 | 86.0989 | 1.2734 | 572.2762 | 40.6428 | 35.5621 | 391.8908 | 909.793 | 15433.9294 | 308.2628 | 48.7188 | 604.6389 | 19.3704 | 486.1962 | 173.5963 | 508.4957 | 713.1129 | 5.428 | 342.4676 | 382.6734 | 170.2593 | 229.6147 | 144.7202 | 2.7989 | 1388.2966 | 1044.5328
1f37113 | UGI | 5 | 00m_051004_345x211x716.dat | 0.0663;0.0663;0.0663 | 345;211;716 | (0.1393;67.0610;8.8690) | 110 | 7.85 | 62 | 76.6025 | 60 | EZpaque | [110,73] | [100,60] | 1 | 10 | 75 | normal | none | 2.664 | 3.9783 | 10.5982 | 10.2034 | 15.2375 | 155.4744 | 1.6903e-15 | 211.3118 | 49.7551 | 374.5434 | 32.5789 | 343.7677 | 124.2443 | 2.157 | 774.0054 | 59.2381 | 59.1061 | 516.2817 | 1114.3004 | 23434.3251 | 443.0165 | 70.455 | 769.3908 | 29.8243 | 591.1797 | 242.1111 | 706.2067 | 963.9719 | 8.9292 | 442.3084 | 497.7966 | 226.0569 | 277.5877 | 160.1836 | 4.8335 | 2078.3705 | 1525.9896
1f37113 | UGI | 5 | 00m_051004_345x211x716.dat | 0.0663;0.0663;0.0663 | 345;211;716 | (0.1393;67.0610;8.8690) | 110 | 9.9905 | 69 | 76.6025 | 60 | EZpaque | [110,73] | [100,60] | 1 | 10 | 75 | normal | none | 2.664 | 3.9783 | 10.5982 | 10.2034 | 15.2375 | 155.4744 | 1.6342e-15 | 222.1598 | 54.798 | 411.3367 | 36.6868 | 375.6125 | 136.0128 | 2.5662 | 828.0583 | 64.546 | 70.4755 | 545.324 | 1145.2196 | 25877.1293 | 488.6597 | 76.3806 | 811.7811 | 33.4252 | 603.6589 | 264.04 | 766.7434 | 1030.8506 | 10.1525 | 465.6942 | 522.2605 | 240.6629 | 286.4927 | 162.234 | 4.0371 | 2287.8544 | 1667.5541
1f37113 | UGI | 5 | 00m_051004_345x211x716.dat | 0.0663;0.0663;0.0663 | 345;211;716 | (0.1393;67.0610;8.8690) | 60 | 2.5 | 38 | 76.6025 | 60 | EZpaque | [110,73] | [100,60] | 1 | 10 | 75 | normal | none | 2.664 | 3.9783 | 10.5982 | 10.2034 | 15.2375 | 155.4744 | 2.6448e-15 | 120.101 | 21.0812 | 170.0675 | 11.7114 | 163.9876 | 51.6831 | 0.55903 | 413.1546 | 25.0933 | 21.575 | 294.2105 | 759.1956 | 8558.3907 | 200.452 | 31.1282 | 474.3697 | 10.8323 | 408.088 | 120.4527 | 352.0907 | 514.3731 | 2.4868 | 263.4806 | 291.6115 | 127.3106 | 193.172 | 132.6505 | 1.3401 | 800.1455 | 639.0267
1f37113 | UGI | 5 | 00m_051004_345x211x716.dat | 0.0663;0.0663;0.0663 | 345;211;716 | (0.1393;67.0610;8.8690) | 60 | 5.7448 | 47 | 76.6025 | 60 | EZpaque | [110,73] | [100,60] | 1 | 10 | 75 | normal | none | 2.664 | 3.9783 | 10.5982 | 10.2034 | 15.2375 | 155.4744 | 1.7174e-15 | 207.5536 | 43.1126 | 307.7814 | 26.7575 | 297.0849 | 109.5035 | 1.3629 | 717.8344 | 53.9744 | 50.2333 | 489.5575 | 1109.7086 | 20242.3704 | 388.2816 | 63.812 | 730.3534 | 25.0165 | 593.7506 | 216.2121 | 627.8722 | 918.0804 | 6.6467 | 419.6731 | 478.1052 | 209.8127 | 272.1882 | 160.896 | 3.1373 | 1806.9623 | 1346.9513
1f37113 | UGI | 5 | 00m_051004_345x211x716.dat | 0.0663;0.0663;0.0663 | 345;211;716 | (0.1393;67.0610;8.8690) | 60 | 6.3535 | 49 | 76.6025 | 60 | EZpaque | [110,73] | [100,60] | 1 | 10 | 75 | normal | none | 2.664 | 3.9783 | 10.5982 | 10.2034 | 15.2375 | 155.4744 | 1.6399e-15 | 218.9182 | 46.6924 | 333.4082 | 29.2838 | 315.852 | 120.588 | 1.7239 | 754.7495 | 58.3194 | 49.9018 | 512.4577 | 1142.9483 | 22460.7658 | 412.3346 | 69.0903 | 758.5913 | 27.563 | 611.6295 | 230.7483 | 664.4382 | 961.4108 | 7.106 | 439.343 | 502.1367 | 219.3208 | 280.6012 | 163.8674 | 4.0744 | 1991.9157 | 1472.6381
1f37113 | UGI | 5 | 00m_051004_345x211x716.dat | 0.0663;0.0663;0.0663 | 345;211;716 | (0.1393;67.0610;8.8690) | 80 | 2.9 | 44 | 76.6025 | 60 | EZpaque | [110,73] | [100,60] | 1 | 10 | 75 | normal | none | 2.664 | 3.9783 | 10.5982 | 10.2034 | 15.2375 | 155.4744 | 2.368e-15 | 138.4817 | 26.8298 | 198.6558 | 15.8085 | 195.9023 | 67.142 | 1.0218 | 479.2299 | 32.362 | 26.3745 | 335.4567 | 821.3802 | 11813.0939 | 245.9664 | 38.4697 | 525.6833 | 14.3879 | 441.8983 | 142.7048 | 416.7206 | 600.6422 | 3.7746 | 297.4482 | 331.9657 | 144.5742 | 208.279 | 137.9501 | 1.8869 | 1075.2316 | 826.5722
1f37113 | UGI | 5 | 00m_051004_345x211x716.dat | 0.0663;0.0663;0.0663 | 345;211;716 | (0.1393;67.0610;8.8690) | 80 | 7.702 | 57 | 76.6025 | 60 | EZpaque | [110,73] | [100,60] | 1 | 10 | 75 | normal | none | 2.664 | 3.9783 | 10.5982 | 10.2034 | 15.2375 | 155.4744 | 1.5827e-15 | 224.1433 | 51.9614 | 374.1219 | 33.273 | 345.7967 | 129.9178 | 2.0494 | 797.1856 | 62.9693 | 57.0603 | 534.0202 | 1155.3095 | 25647.4278 | 446.4606 | 74.3606 | 788.1504 | 30.8702 | 613.8652 | 248.1088 | 717.7009 | 1005.4383 | 9.1774 | 460.5493 | 524.6507 | 232.4949 | 286.172 | 164.714 | 4.519 | 2254.9958 | 1646.4643
1f37113 | UGI | 5 | 00m_051004_345x211x716.dat | 0.0663;0.0663;0.0663 | 345;211;716 | (0.1393;67.0610;8.8690) | 80 | 8.502 | 60 | 76.6025 | 60 | EZpaque | [110,73] | [100,60] | 1 | 10 | 75 | normal | none | 2.664 | 3.9783 | 10.5982 | 10.2034 | 15.2375 | 155.4744 | 1.5436e-15 | 230.2918 | 54.7506 | 386.6637 | 35.2626 | 357.2772 | 136.295 | 2.4611 | 822.4475 | 65.9318 | 64.9471 | 548.9376 | 1171.4451 | 27303.7024 | 465.3582 | 77.8458 | 807.3526 | 32.7586 | 623.2785 | 259.484 | 747.2319 | 1031.8979 | 10.1518 | 473.6233 | 539.6531 | 238.633 | 290.7666 | 165.9665 | 4.5754 | 2392.1257 | 1737.8942
1f37113 | UGI | 6 | 00m_051004_345x211x716.dat | 0.0663;0.0663;0.0663 | 345;211;716 | (1.3504;68.1881;0.3461) | 110 | 3.9 | 52 | 78.0611 | 60 | EZpaque | [73,75] | [100,10] | 1 | 10 | 75 | normal | none | 4.0907 | 2.6174 | 10.7073 | 15.9664 | 10.216 | 163.1125 | 2.0588e-15 | 533.1257 | 1.3874 | 51.5348 | 442.3545 | 4.7422 | 747.2309 | 11.3445 | 79.0946 | 578.0062 | 3.5639 | 799.64 | 80.0466 | 130.1145 | 9.8412 | 230.9888 | 7.6987 | 347.3817 | 184.1023 | 290.8488 | 29.9762 | 13.8522 | 54.4832 | 86.1094 | 91.1695 | 250.3061 | 97.5677 | 152.1154 | 25.1408 | 209.2982 | 182.5779
1f37113 | UGI | 6 | 00m_051004_345x211x716.dat | 0.0663;0.0663;0.0663 | 345;211;716 | (1.3504;68.1881;0.3461) | 110 | 7.85 | 62 | 78.0611 | 60 | EZpaque | [73,75] | [100,10] | 1 | 10 | 75 | normal | none | 4.0907 | 2.6174 | 10.7073 | 15.9664 | 10.216 | 163.1125 | 1.6441e-15 | 704.0437 | 2.3452 | 66.7062 | 545.8513 | 7.7582 | 957.1953 | 17.5485 | 113.7966 | 741.9373 | 4.2608 | 966.6231 | 112.2699 | 182.7716 | 13.9811 | 338.8107 | 12.0615 | 472.6794 | 269.3431 | 419.829 | 44.703 | 21.9856 | 79.2422 | 119.392 | 126.3919 | 321.2766 | 123.1037 | 164.9105 | 39.1041 | 276.6338 | 239.3677
1f37113 | UGI | 6 | 00m_051004_345x211x716.dat | 0.0663;0.0663;0.0663 | 345;211;716 | (1.3504;68.1881;0.3461) | 110 | 9.9905 | 69 | 78.0611 | 60 | EZpaque | [73,75] | [100,10] | 1 | 10 | 75 | normal | none | 4.0907 | 2.6174 | 10.7073 | 15.9664 | 10.216 | 163.1125 | 1.5895e-15 | 747.2325 | 2.8141 | 75.4216 | 565.7186 | 8.4708 | 988.4457 | 20.6233 | 121.305 | 772.3352 | 4.345 | 984.9225 | 119.4993 | 197.6073 | 15.4454 | 377.4477 | 13.9462 | 508.4037 | 299.3208 | 458.7581 | 49.2166 | 25.4362 | 87.5263 | 129.327 | 136.1709 | 339.2027 | 128.6328 | 165.77 | 41.3189 | 291.9332 | 253.5355
1f37113 | UGI | 6 | 00m_051004_345x211x716.dat | 0.0663;0.0663;0.0663 | 345;211;716 | (1.3504;68.1881;0.3461) | 60 | 2.5 | 38 | 78.0611 | 60 | EZpaque | [73,75] | [100,10] | 1 | 10 | 75 | normal | none | 4.0907 | 2.6174 | 10.7073 | 15.9664 | 10.216 | 163.1125 | 2.5724e-15 | 403.7821 | 0.52728 | 36.6689 | 362.16 | 2.2109 | 579.8416 | 6.3702 | 51.4067 | 453.1519 | 1.6274 | 677.8036 | 53.8402 | 88.3096 | 5.1776 | 142.2392 | 3.8967 | 245.7796 | 113.8264 | 184.9538 | 17.3739 | 7.2445 | 32.7282 | 58.8783 | 62.3915 | 195.4934 | 77.746 | 143.1927 | 14.8879 | 156.4486 | 137.2071
1f37113 | UGI | 6 | 00m_051004_345x211x716.dat | 0.0663;0.0663;0.0663 | 345;211;716 | (1.3504;68.1881;0.3461) | 60 | 5.7448 | 47 | 78.0611 | 60 | EZpaque | [73,75] | [100,10] | 1 | 10 | 75 | normal | none | 4.0907 | 2.6174 | 10.7073 | 15.9664 | 10.216 | 163.1125 | 1.6704e-15 | 664.5669 | 1.4913 | 68.7256 | 535.9638 | 5.1649 | 923.4852 | 13.2422 | 106.5366 | 723.5344 | 5.9145 | 979.2798 | 105.6087 | 162.2834 | 11.9533 | 280.6255 | 9.2798 | 429.9959 | 230.0811 | 365.8261 | 38.0361 | 17.1018 | 71.1921 | 107.0764 | 115.1233 | 302.2333 | 118.6945 | 167.4729 | 30.6523 | 259.4563 | 226.3062
1f37113 | UGI | 6 | 00m_051004_345x211x716.dat | 0.0663;0.0663;0.0663 | 345;211;716 | (1.3504;68.1881;0.3461) | 60 | 6.3535 | 49 | 78.0611 | 60 | EZpaque | [73,75] | [100,10] | 1 | 10 | 75 | normal | none | 4.0907 | 2.6174 | 10.7073 | 15.9664 | 10.216 | 163.1125 | 1.5949e-15 | 695.0699 | 1.7049 | 73.6952 | 553.7298 | 5.9347 | 963.7307 | 16.0394 | 114.7561 | 752.5639 | 5.4634 | 1006.8669 | 112.568 | 172.7141 | 13.1954 | 301.6463 | 10.6781 | 455.3316 | 247.5442 | 390.3138 | 41.5255 | 19.2872 | 76.0715 | 113.9951 | 122.7728 | 315.1202 | 123.3308 | 169.6344 | 34.0695 | 272.2763 | 237.318
1f37113 | UGI | 6 | 00m_051004_345x211x716.dat | 0.0663;0.0663;0.0663 | 345;211;716 | (1.3504;68.1881;0.3461) | 80 | 2.9 | 44 | 78.0611 | 60 | EZpaque | [73,75] | [100,10] | 1 | 10 | 75 | normal | none | 4.0907 | 2.6174 | 10.7073 | 15.9664 | 10.216 | 163.1125 | 2.3031e-15 | 458.1563 | 0.8854 | 40.3991 | 395.5288 | 3.3772 | 635.4356 | 8.527 | 64.3468 | 506.9591 | 1.911 | 728.96 | 65.6928 | 106.6629 | 7.1672 | 178.5081 | 5.5242 | 288.041 | 143.0566 | 227.8016 | 22.3282 | 10.2021 | 42.5119 | 70.6043 | 75.0848 | 217.5233 | 86.0257 | 146.9783 | 19.3166 | 177.6296 | 155.8191
1f37113 | UGI | 6 | 00m_051004_345x211x716.dat | 0.0663;0.0663;0.0663 | 345;211;716 | (1.3504;68.1881;0.3461) | 80 | 7.702 | 57 | 78.0611 | 60 | EZpaque | [73,75] | [100,10] | 1 | 10 | 75 | normal | none | 4.0907 | 2.6174 | 10.7073 | 15.9664 | 10.216 | 163.1125 | 1.5394e-15 | 723.0225 | 2.2807 | 75.5503 | 564.9385 | 7.429 | 987.806 | 17.398 | 122.1018 | 771.7437 | 6.385 | 1008.3988 | 119.224 | 190.0256 | 15.5219 | 341.7694 | 12.5902 | 488.8165 | 275.0669 | 426.3884 | 46.7587 | 23.2225 | 84.3656 | 123.7638 | 132.5995 | 331.0853 | 127.3154 | 169.084 | 39.4336 | 285.4956 | 248.2412
1f37113 | UGI | 6 | 00m_051004_345x211x716.dat | 0.0663;0.0663;0.0663 | 345;211;716 | (1.3504;68.1881;0.3461) | 80 | 8.502 | 60 | 78.0611 | 60 | EZpaque | [73,75] | [100,10] | 1 | 10 | 75 | normal | none | 4.0907 | 2.6174 | 10.7073 | 15.9664 | 10.216 | 163.1125 | 1.5012e-15 | 743.7337 | 2.5248 | 79.436 | 574.1904 | 8.4385 | 1008.7867 | 20.0565 | 126.6845 | 787.232 | 7.0263 | 1019.7112 | 123.5537 | 198.7664 | 16.2536 | 358.2045 | 13.0268 | 505.8788 | 286.7222 | 447.2594 | 49.2923 | 24.4709 | 87.8225 | 128.9625 | 138.0684 | 338.4527 | 130.1992 | 169.6934 | 40.7498 | 293.4794 | 255.6943
1f37113 | UGI | 7 | 00m_051004_345x211x716.dat | 0.0663;0.0663;0.0663 | 345;211;716 | (1.3504;68.1881;0.3461) | 110 | 3.9 | 52 | 78.0611 | 60 | EZpaque | [73,75] | [90,20] | 1 | 10 | 75 | normal | none | 4.0907 | 2.6174 | 10.7073 | 15.9664 | 10.216 | 163.1125 | 2.0588e-15 | 531.7657 | 1.3788 | 51.3794 | 435.9478 | 4.6655 | 746.7452 | 10.9928 | 78.9586 | 573.7805 | 3.5355 | 799.0086 | 79.9251 | 129.7648 | 9.8023 | 214.246 | 7.6088 | 316.0771 | 183.636 | 285.2436 | 29.9762 | 13.7119 | 48.0075 | 85.5785 | 90.6213 | 247.874 | 96.8468 | 151.6212 | 23.4753 | 207.1205 | 180.4348
1f37113 | UGI | 7 | 00m_051004_345x211x716.dat | 0.0663;0.0663;0.0663 | 345;211;716 | (1.3504;68.1881;0.3461) | 110 | 7.85 | 62 | 78.0611 | 60 | EZpaque | [73,75] | [90,20] | 1 | 10 | 75 | normal | none | 4.0907 | 2.6174 | 10.7073 | 15.9664 | 10.216 | 163.1125 | 1.6441e-15 | 702.2798 | 2.3346 | 66.4934 | 537.9684 | 7.7624 | 959.1416 | 16.2073 | 113.6932 | 737.2538 | 3.9381 | 966.3798 | 112.0266 | 182.2485 | 13.9957 | 316.4152 | 11.9277 | 438.7272 | 269.1971 | 413.9412 | 44.6373 | 21.9163 | 72.5454 | 118.597 | 125.5649 | 318.0933 | 122.1481 | 164.2561 | 36.4527 | 273.9911 | 236.8231
1f37113 | UGI | 7 | 00m_051004_345x211x716.dat | 0.0663;0.0663;0.0663 | 345;211;716 | (1.3504;68.1881;0.3461) | 110 | 9.9905 | 69 | 78.0611 | 60 | EZpaque | [73,75] | [90,20] | 1 | 10 | 75 | normal | none | 4.0907 | 2.6174 | 10.7073 | 15.9664 | 10.216 | 163.1125 | 1.5895e-15 | 745.7854 | 2.8011 | 75.7362 | 558.1311 | 8.3777 | 991.0252 | 19.4235 | 121.2295 | 768.5604 | 4.6071 | 984.6708 | 119.2791 | 196.8335 | 15.224 | 355.9059 | 13.9078 | 477.6449 | 299.0125 | 454.222 | 48.9957 | 25.8175 | 78.7183 | 128.4944 | 135.3058 | 336.4676 | 127.6662 | 165.0197 | 39.1767 | 289.5096 | 251.2105
1f37113 | UGI | 7 | 00m_051004_345x211x716.dat | 0.0663;0.0663;0.0663 | 345;211;716 | (1.3504;68.1881;0.3461) | 60 | 2.5 | 38 | 78.0611 | 60 | EZpaque | [73,75] | [90,20] | 1 | 10 | 75 | normal | none | 4.0907 | 2.6174 | 10.7073 | 15.9664 | 10.216 | 163.1125 | 2.5724e-15 | 402.2272 | 0.52623 | 36.3548 | 356.6477 | 2.1607 | 574.5547 | 5.7906 | 51.2862 | 449.0312 | 1.6274 | 677.0261 | 53.7625 | 88.3057 | 5.1718 | 128.4662 | 3.8667 | 217.3512 | 113.1616 | 180.1373 | 17.3187 | 7.2496 | 28.5746 | 58.5484 | 62.0527 | 193.1913 | 77.2466 | 142.8555 | 13.3811 | 154.1925 | 135.3597
1f37113 | UGI | 7 | 00m_051004_345x211x716.dat | 0.0663;0.0663;0.0663 | 345;211;716 | (1.3504;68.1881;0.3461) | 60 | 5.7448 | 47 | 78.0611 | 60 | EZpaque | [73,75] | [90,20] | 1 | 10 | 75 | normal | none | 4.0907 | 2.6174 | 10.7073 | 15.9664 | 10.216 | 163.1125 | 1.6704e-15 | 661.8131 | 1.4852 | 67.7917 | 527.3133 | 5.2223 | 929.8309 | 12.4047 | 106.3211 | 716.6499 | 5.948 | 978.6812 | 105.3333 | 161.8643 | 12.003 | 255.6975 | 9.2726 | 384.4922 | 228.3749 | 356.062 | 37.9128 | 16.8887 | 62.5415 | 106.3045 | 114.3239 | 297.9655 | 117.6448 | 166.8338 | 28.5995 | 256.6729 | 223.0479
1f37113 | UGI | 7 | 00m_051004_345x211x716.dat | 0.0663;0.0663;0.0663 | 345;211;716 | (1.3504;68.1881;0.3461) | 60 | 6.3535 | 49 | 78.0611 | 60 | EZpaque | [73,75] | [90,20] | 1 | 10 | 75 | normal | none | 4.0907 | 2.6174 | 10.7073 | 15.9664 | 10.216 | 163.1125 | 1.5949e-15 | 692.1231 | 1.6963 | 72.3911 | 544.8141 | 5.954 | 956.2697 | 14.2525 | 114.5179 | 745.7925 | 4.976 | 1006.4907 | 112.2545 | 172.6076 | 13.0418 | 274.4416 | 10.5627 | 409.5809 | 245.588 | 381.6176 | 41.3989 | 19.3756 | 66.6918 | 113.1427 | 121.8852 | 310.2661 | 122.2152 | 168.8448 | 31.3571 | 268.1492 | 233.861
1f37113 | UGI | 7 | 00m_051004_345x211x716.dat | 0.0663;0.0663;0.0663 | 345;211;716 | (1.3504;68.1881;0.3461) | 80 | 2.9 | 44 | 78.0611 | 60 | EZpaque | [73,75] | [90,20] | 1 | 10 | 75 | normal | none | 4.0907 | 2.6174 | 10.7073 | 15.9664 | 10.216 | 163.1125 | 2.3031e-15 | 456.8103 | 0.88097 | 39.5876 | 389.8279 | 3.3329 | 632.7003 | 7.3864 | 64.2209 | 502.2699 | 1.7998 | 728.3955 | 65.5843 | 106.3112 | 7.1993 | 163.1813 | 5.5329 | 258.4033 | 142.3923 | 223.0429 | 22.2331 | 10.1631 | 38.1131 | 70.171 | 74.6365 | 215.4147 | 85.4001 | 146.6343 | 16.9837 | 175.3377 | 153.8132
1f37113 | UGI | 7 | 00m_051004_345x211x716.dat | 0.0663;0.0663;0.0663 | 345;211;716 | (1.3504;68.1881;0.3461) | 80 | 7.702 | 57 | 78.0611 | 60 | EZpaque | [73,75] | [90,20] | 1 | 10 | 75 | normal | none | 4.0907 | 2.6174 | 10.7073 | 15.9664 | 10.216 | 163.1125 | 1.5394e-15 | 722.0481 | 2.2683 | 76.031 | 555.7529 | 7.6057 | 985.4024 | 15.7447 | 121.6796 | 766.222 | 6.405 | 1008.074 | 118.9382 | 189.2006 | 15.5135 | 315.8303 | 12.509 | 447.1631 | 273.9041 | 417.5276 | 46.6632 | 23.2459 | 75.7257 | 122.8424 | 131.6374 | 327.8509 | 126.1764 | 168.2551 | 36.2557 | 282.158 | 245.0461
1f37113 | UGI | 7 | 00m_051004_345x211x716.dat | 0.0663;0.0663;0.0663 | 345;211;716 | (1.3504;68.1881;0.3461) | 80 | 8.502 | 60 | 78.0611 | 60 | EZpaque | [73,75] | [90,20] | 1 | 10 | 75 | normal | none | 4.0907 | 2.6174 | 10.7073 | 15.9664 | 10.216 | 163.1125 | 1.5012e-15 | 742.0018 | 2.5106 | 79.4293 | 564.4916 | 8.2673 | 1012.4504 | 17.7437 | 126.3315 | 782.3692 | 7.0263 | 1019.5114 | 123.1674 | 197.8605 | 16.1337 | 332.9382 | 12.9815 | 466.4972 | 285.9961 | 439.1526 | 49.145 | 24.2012 | 78.7965 | 128.0191 | 137.0808 | 334.8534 | 129.0139 | 168.8656 | 37.5591 | 290.5532 | 252.4262
1f37113 | UGI | 8 | 00m_051004_345x211x716.dat | 0.0663;0.0663;0.0663 | 345;211;716 | (0.0901;67.0610;0.0030) | 110 | 3.9 | 52 | 76.6025 | 60 | EZpaque | [73,75] | [90,20] | 1 | 10 | 75 | normal | none | 4.788 | 2.6005 | 12.451 | 18.3385 | 9.9602 | 182.6546 | 1.6433e-15 | 1125.9512 | 1.2873 | 35.4672 | 300.8845 | 3.3329 | 522.0159 | 15.3555 | 69.3048 | 1168.3653 | 2.3827 | 593.6391 | 78.5178 | 170.5935 | 8.2005 | 885.2193 | 6.9372 | 416.65 | 997.1267 | 501.6547 | 26.5335 | 13.0492 | 69.9802 | 144.5317 | 151.5352 | 466.794 | 92.9048 | 164.9251 | 32.727 | 351.9443 | 207.9258
1f37113 | UGI | 8 | 00m_051004_345x211x716.dat | 0.0663;0.0663;0.0663 | 345;211;716 | (0.0901;67.0610;0.0030) | 110 | 7.85 | 62 | 76.6025 | 60 | EZpaque | [73,75] | [90,20] | 1 | 10 | 75 | normal | none | 4.788 | 2.6005 | 12.451 | 18.3385 | 9.9602 | 182.6546 | 1.3124e-15 | 1337.201 | 2.2276 | 46.783 | 408.8102 | 6.2512 | 724.6487 | 22.5579 | 98.9681 | 1367.7548 | 5.8598 | 751.1641 | 108.4009 | 225.8689 | 11.0115 | 1111.2103 | 11.6119 | 578.4328 | 1194.1853 | 685.8356 | 40.993 | 20.868 | 103.0216 | 186.6885 | 196.1909 | 553.0496 | 116.5386 | 178.1629 | 46.1772 | 434.3019 | 274.2219
1f37113 | UGI | 8 | 00m_051004_345x211x716.dat | 0.0663;0.0663;0.0663 | 345;211;716 | (0.0901;67.0610;0.0030) | 110 | 9.9905 | 69 | 76.6025 | 60 | EZpaque | [73,75] | [90,20] | 1 | 10 | 75 | normal | none | 4.788 | 2.6005 | 12.451 | 18.3385 | 9.9602 | 182.6546 | 1.2689e-15 | 1365.1915 | 2.7249 | 54.3925 | 441.7899 | 7.4128 | 786.646 | 23.9805 | 108.3926 | 1377.328 | 3.8176 | 779.7582 | 114.4214 | 244.2734 | 13.0861 | 1143.1105 | 13.0309 | 622.0397 | 1210.7278 | 737.2885 | 44.8946 | 23.7055 | 110.3076 | 195.9854 | 204.9028 | 569.461 | 121.8915 | 178.8336 | 52.7368 | 449.3721 | 291.4251
1f37113 | UGI | 8 | 00m_051004_345x211x716.dat | 0.0663;0.0663;0.0663 | 345;211;716 | (0.0901;67.0610;0.0030) | 60 | 2.5 | 38 | 76.6025 | 60 | EZpaque | [73,75] | [90,20] | 1 | 10 | 75 | normal | none | 4.788 | 2.6005 | 12.451 | 18.3385 | 9.9602 | 182.6546 | 2.0532e-15 | 973.2558 | 0.496 | 18.2719 | 214.2595 | 1.8267 | 376.0889 | 7.6402 | 43.3964 | 1026.0511 | 1.3756 | 473.7164 | 53.8814 | 122.3206 | 3.3217 | 719.166 | 3.5358 | 284.9731 | 859.2393 | 355.1168 | 15.0287 | 6.9998 | 43.845 | 111.2488 | 116.3619 | 400.093 | 74.4298 | 155.4785 | 19.3818 | 290.4759 | 154.4357
1f37113 | UGI | 8 | 00m_051004_345x211x716.dat | 0.0663;0.0663;0.0663 | 345;211;716 | (0.0901;67.0610;0.0030) | 60 | 5.7448 | 47 | 76.6025 | 60 | EZpaque | [73,75] | [90,20] | 1 | 10 | 75 | normal | none | 4.788 | 2.6005 | 12.451 | 18.3385 | 9.9602 | 182.6546 | 1.3332e-15 | 1342.7193 | 1.3726 | 41.1202 | 370.8999 | 5.0585 | 665.389 | 18.5915 | 91.1723 | 1414.9521 | 3.3143 | 738.0343 | 104.4262 | 217.6884 | 8.878 | 1113.3447 | 9.235 | 528.1018 | 1219.031 | 635.9109 | 34.908 | 15.8417 | 92.71 | 178.7263 | 190.6178 | 553.2209 | 111.5413 | 181.1017 | 42.2925 | 431.248 | 259.3613
1f37113 | UGI | 8 | 00m_051004_345x211x716.dat | 0.0663;0.0663;0.0663 | 345;211;716 | (0.0901;67.0610;0.0030) | 60 | 6.3535 | 49 | 76.6025 | 60 | EZpaque | [73,75] | [90,20] | 1 | 10 | 75 | normal | none | 4.788 | 2.6005 | 12.451 | 18.3385 | 9.9602 | 182.6546 | 1.273e-15 | 1375.6577 | 1.5838 | 48.1574 | 390.694 | 5.4444 | 693.257 | 20.6867 | 98.571 | 1446.4358 | 3.8402 | 765.8577 | 111.4305 | 231.0778 | 10.2829 | 1156.5674 | 10.0904 | 558.802 | 1250.5979 | 673.6968 | 37.9822 | 18.4259 | 98.6653 | 187.2097 | 200.0597 | 567.4633 | 116.0387 | 183.3306 | 42.1472 | 445.1054 | 272.9219
1f37113 | UGI | 8 | 00m_051004_345x211x716.dat | 0.0663;0.0663;0.0663 | 345;211;716 | (0.0901;67.0610;0.0030) | 80 | 2.9 | 44 | 76.6025 | 60 | EZpaque | [73,75] | [90,20] | 1 | 10 | 75 | normal | none | 4.788 | 2.6005 | 12.451 | 18.3385 | 9.9602 | 182.6546 | 1.8383e-15 | 1035.9986 | 0.82298 | 25.3225 | 250.5544 | 2.7175 | 439.8248 | 10.0706 | 54.7401 | 1085.6634 | 2.4261 | 524.1407 | 65.0375 | 144.4849 | 5.2108 | 791.591 | 5.2445 | 341.9258 | 917.521 | 415.8518 | 20.2717 | 9.667 | 55.1372 | 125.6924 | 132.0728 | 427.4558 | 82.1669 | 159.6934 | 24.635 | 316.7291 | 177.0237
1f37113 | UGI | 8 | 00m_051004_345x211x716.dat | 0.0663;0.0663;0.0663 | 345;211;716 | (0.0901;67.0610;0.0030) | 80 | 7.702 | 57 | 76.6025 | 60 | EZpaque | [73,75] | [90,20] | 1 | 10 | 75 | normal | none | 4.788 | 2.6005 | 12.451 | 18.3385 | 9.9602 | 182.6546 | 1.2288e-15 | 1380.6046 | 2.168 | 47.8186 | 418.0469 | 6.7616 | 744.1593 | 22.2003 | 105.8097 | 1432.0365 | 4.4868 | 781.423 | 116.0147 | 238.8165 | 11.6544 | 1164.1349 | 11.953 | 600.3128 | 1245.0262 | 704.2101 | 43.0978 | 21.3768 | 105.8586 | 195.4947 | 207.8622 | 572.1114 | 120.2603 | 182.3479 | 47.8146 | 451.8479 | 283.7303
1f37113 | UGI | 8 | 00m_051004_345x211x716.dat | 0.0663;0.0663;0.0663 | 345;211;716 | (0.0901;67.0610;0.0030) | 80 | 8.502 | 60 | 76.6025 | 60 | EZpaque | [73,75] | [90,20] | 1 | 10 | 75 | normal | none | 4.788 | 2.6005 | 12.451 | 18.3385 | 9.9602 | 182.6546 | 1.1984e-15 | 1399.9645 | 2.4033 | 53.99 | 433.8496 | 7.29 | 782.9103 | 22.799 | 110.5736 | 1440.1018 | 4.1547 | 796.0029 | 119.6608 | 243.5439 | 13.4139 | 1183.2566 | 13.005 | 622.8119 | 1257.1893 | 728.1451 | 45.1089 | 23.4757 | 114.2952 | 200.9409 | 213.5152 | 578.2309 | 123.0452 | 182.9474 | 50.7599 | 460.4223 | 292.6764
1f37113 | UGI | 9 | 00m_051004_345x211x716.dat | 0.0663;0.0663;0.0663 | 345;211;716 | (-0.1989;67.2110;0.0312) | 110 | 3.9 | 52 | 76.5893 | 60 | EZpaque | [73,75] | [90,20] | 1 | 5 | 75 | normal | none | 4.7008 | 2.6075 | 12.2572 | 18.0017 | 9.9851 | 179.7492 | 1.6873e-15 | 1097.9155 | 1.2925 | 35.7781 | 301.8216 | 3.7564 | 432.0305 | 15.4639 | 69.0457 | 1141.9506 | 4.166 | 531.5511 | 78.9314 | 184.9121 | 7.355 | 958.1646 | 6.9781 | 411.0204 | 1090.7442 | 529.3997 | 26.6831 | 13.8085 | 68.7375 | 142.9322 | 149.9177 | 456.9946 | 91.9449 | 165.3183 | 32.1113 | 346.6631 | 208.6957
1f37113 | UGI | 9 | 00m_051004_345x211x716.dat | 0.0663;0.0663;0.0663 | 345;211;716 | (-0.1989;67.2110;0.0312) | 110 | 7.85 | 62 | 76.5893 | 60 | EZpaque | [73,75] | [90,20] | 1 | 5 | 75 | normal | none | 4.7008 | 2.6075 | 12.2572 | 18.0017 | 9.9851 | 179.7492 | 1.3475e-15 | 1307.7675 | 2.1686 | 53.9716 | 407.8332 | 5.8958 | 623.9762 | 22.2904 | 99.7857 | 1343.4636 | 2.6216 | 685.0232 | 108.6541 | 240.9151 | 11.658 | 1182.2004 | 10.976 | 570.0685 | 1288.7692 | 717.3797 | 40.8509 | 22.4618 | 98.3312 | 185.0342 | 194.4947 | 545.8395 | 115.3308 | 178.2208 | 45.3117 | 428.3762 | 275.661
1f37113 | UGI | 9 | 00m_051004_345x211x716.dat | 0.0663;0.0663;0.0663 | 345;211;716 | (-0.1989;67.2110;0.0312) | 110 | 9.9905 | 69 | 76.5893 | 60 | EZpaque | [73,75] | [90,20] | 1 | 5 | 75 | normal | none | 4.7008 | 2.6075 | 12.2572 | 18.0017 | 9.9851 | 179.7492 | 1.3029e-15 | 1338.117 | 2.6901 | 58.123 | 437.0947 | 7.1099 | 673.303 | 23.28 | 108.368 | 1352.5467 | 5.9528 | 716.3693 | 114.3547 | 252.2958 | 12.8424 | 1207.2527 | 12.609 | 616.0911 | 1299.0496 | 765.9903 | 45.2729 | 23.4566 | 109.1048 | 194.4227 | 203.3094 | 559.463 | 120.6322 | 178.8246 | 52.259 | 441.2748 | 291.237
1f37113 | UGI | 9 | 00m_051004_345x211x716.dat | 0.0663;0.0663;0.0663 | 345;211;716 | (-0.1989;67.2110;0.0312) | 60 | 2.5 | 38 | 76.5893 | 60 | EZpaque | [73,75] | [90,20] | 1 | 5 | 75 | normal | none | 4.7008 | 2.6075 | 12.2572 | 18.0017 | 9.9851 | 179.7492 | 2.1081e-15 | 940.4011 | 0.48735 | 16.977 | 216.361 | 1.6467 | 287.6608 | 7.2652 | 43.9268 | 999.363 | 1.5177 | 413.416 | 54.6785 | 140.5597 | 3.9251 | 797.906 | 3.4898 | 281.7693 | 958.3316 | 383.086 | 15.2983 | 6.7685 | 43.1465 | 109.7431 | 114.8475 | 390.4104 | 73.7956 | 156.036 | 18.7037 | 285.788 | 155.4815
1f37113 | UGI | 9 | 00m_051004_345x211x716.dat | 0.0663;0.0663;0.0663 | 345;211;716 | (-0.1989;67.2110;0.0312) | 60 | 5.7448 | 47 | 76.5893 | 60 | EZpaque | [73,75] | [90,20] | 1 | 5 | 75 | normal | none | 4.7008 | 2.6075 | 12.2572 | 18.0017 | 9.9851 | 179.7492 | 1.3689e-15 | 1310.8533 | 1.371 | 40.9116 | 368.4401 | 4.6553 | 542.2465 | 17.9271 | 91.9073 | 1385.9512 | 2.6346 | 663.0679 | 104.9983 | 229.8011 | 9.6057 | 1196.9645 | 9.1337 | 520.7691 | 1329.6278 | 672.4917 | 34.6393 | 16.0832 | 90.3951 | 176.9245 | 188.7609 | 539.4105 | 110.3009 | 181.0409 | 39.5974 | 423.1222 | 259.6377
1f37113 | UGI | 9 | 00m_051004_345x211x716.dat | 0.0663;0.0663;0.0663 | 345;211;716 | (-0.1989;67.2110;0.0312) | 60 | 6.3535 | 49 | 76.5893 | 60 | EZpaque | [73,75] | [90,20] | 1 | 5 | 75 | normal | none | 4.7008 | 2.6075 | 12.2572 | 18.0017 | 9.9851 | 179.7492 | 1.3071e-15 | 1346.3722 | 1.5718 | 47.6356 | 386.0013 | 4.6566 | 584.6215 | 19.2591 | 98.7171 | 1418.9009 | 3.5684 | 690.515 | 111.8075 | 242.1144 | 10.2412 | 1238.0381 | 10.4585 | 553.8656 | 1359.3019 | 709.3204 | 37.7601 | 17.9241 | 96.8963 | 185.3583 | 198.1525 | 553.9747 | 114.5939 | 183.4322 | 43.1806 | 438.2945 | 272.785
1f37113 | UGI | 9 | 00m_051004_345x211x716.dat | 0.0663;0.0663;0.0663 | 345;211;716 | (-0.1989;67.2110;0.0312) | 80 | 2.9 | 44 | 76.5893 | 60 | EZpaque | [73,75] | [90,20] | 1 | 5 | 75 | normal | none | 4.7008 | 2.6075 | 12.2572 | 18.0017 | 9.9851 | 179.7492 | 1.8874e-15 | 1009.9872 | 0.81941 | 24.5395 | 251.5776 | 2.5434 | 353.2968 | 9.5197 | 54.8624 | 1059.1541 | 2.0414 | 462.6984 | 65.7183 | 157.5936 | 5.3135 | 866.5662 | 5.3093 | 337.4607 | 1013.3251 | 443.339 | 20.2776 | 8.9035 | 53.3259 | 124.2228 | 130.5945 | 417.664 | 81.4079 | 160.1234 | 23.0258 | 311.8643 | 177.5823
1f37113 | UGI | 9 | 00m_051004_345x211x716.dat | 0.0663;0.0663;0.0663 | 345;211;716 | (-0.1989;67.2110;0.0312) | 80 | 7.702 | 57 | 76.5893 | 60 | EZpaque | [73,75] | [90,20] | 1 | 5 | 75 | normal | none | 4.7008 | 2.6075 | 12.2572 | 18.0017 | 9.9851 | 179.7492 | 1.2616e-15 | 1354.7122 | 2.1246 | 50.4678 | 414.1023 | 6.0113 | 628.5846 | 22.4446 | 106.0482 | 1404.0148 | 4.3704 | 710.6473 | 116.2971 | 250.8964 | 12.1005 | 1239.0651 | 11.0836 | 589.9827 | 1346.1516 | 740.7203 | 42.3289 | 22.3407 | 106.5555 | 193.7153 | 206.0257 | 562.5128 | 118.7862 | 182.4546 | 47.5279 | 444.5077 | 284.6073
1f37113 | UGI | 9 | 00m_051004_345x211x716.dat | 0.0663;0.0663;0.0663 | 345;211;716 | (-0.1989;67.2110;0.0312) | 80 | 8.502 | 60 | 76.5893 | 60 | EZpaque | [73,75] | [90,20] | 1 | 5 | 75 | normal | none | 4.7008 | 2.6075 | 12.2572 | 18.0017 | 9.9851 | 179.7492 | 1.2304e-15 | 1372.9437 | 2.3634 | 50.0048 | 429.4299 | 6.9936 | 662.797 | 22.3712 | 110.5718 | 1414.6367 | 6.3711 | 726.32 | 119.8776 | 257.2695 | 12.3649 | 1254.529 | 12.4234 | 614.1958 | 1354.9824 | 760.7959 | 44.8131 | 25.0946 | 110.6043 | 199.1599 | 211.6755 | 570.35 | 121.6406 | 182.8206 | 51.1963 | 452.8538 | 292.1087
1f37113 | UGI | 1 | 01f_076010_393x248x546.dat | 0.0663;0.0663;0.1400 | 393;248;546 | (-0.1676;69.4477;19.5711) | 110 | 3.9 | 52 | 81.6413 | 60 | EZpaque | [5] | [0] | 0 | 10 | 95 | normal | none | 5.7111 | 4.9662 | 28.3624 | 23.3131 | 20.2723 | 472.6096 | 8.6413e-16 | 87.3245 | 68.626 | 378.7726 | 8.4487 | 438.7402 | 28.7988 | 2.9412 | 571.7058 | 31.678 | 70.6616 | 62.0495 | 561.2791 | 647.4117 | 632.2288 | 26.2691 | 698.4571 | 8.9134 | 86.011 | 80.7132 | 652.7812 | 742.073 | 2.3861 | 212.9061 | 224.9425 | 130.0863 | 210.2696 | 133.8691 | 1.8922 | 299.8405 | 254.6863
1f37113 | UGI | 1 | 01f_076010_393x248x546.dat | 0.0663;0.0663;0.1400 | 393;248;546 | (-0.1676;69.4477;19.5711) | 110 | 7.85 | 62 | 81.6413 | 60 | EZpaque | [5] | [0] | 0 | 10 | 95 | normal | none | 5.7111 | 4.9662 | 28.3624 | 23.3131 | 20.2723 | 472.6096 | 6.901e-16 | 130.5816 | 104.1784 | 454.7135 | 13.939 | 600.6624 | 49.1693 | 6.6591 | 743.8001 | 49.6867 | 111.6323 | 93.1873 | 704.2988 | 842.4228 | 778.7947 | 40.4953 | 884.8946 | 14.9441 | 119.2703 | 115.4086 | 853.8123 | 962.1292 | 3.8764 | 298.5686 | 311.7842 | 166.7064 | 263.8818 | 148.4299 | 3.5318 | 394.1698 | 328.822
1f37113 | UGI | 1 | 01f_076010_393x248x546.dat | 0.0663;0.0663;0.1400 | 393;248;546 | (-0.1676;69.4477;19.5711) | 110 | 9.9905 | 69 | 81.6413 | 60 | EZpaque | [5] | [0] | 0 | 10 | 95 | normal | none | 5.7111 | 4.9662 | 28.3624 | 23.3131 | 20.2723 | 472.6096 | 6.6723e-16 | 139.1546 | 117.297 | 481.6486 | 16.0934 | 645.7001 | 54.7218 | 7.2465 | 780.5713 | 55.9928 | 111.4909 | 103.4232 | 731.6826 | 882.89 | 814.8174 | 46.6107 | 924.5698 | 17.5832 | 126.9099 | 122.5965 | 902.2536 | 1011.7962 | 4.7225 | 326.0253 | 336.9461 | 174.9917 | 276.3008 | 151.2134 | 5.4086 | 417.3164 | 347.4368
1f37113 | UGI | 1 | 01f_076010_393x248x546.dat | 0.0663;0.0663;0.1400 | 393;248;546 | (-0.1676;69.4477;19.5711) | 60 | 2.5 | 38 | 81.6413 | 60 | EZpaque | [5] | [0] | 0 | 10 | 95 | normal | none | 5.7111 | 4.9662 | 28.3624 | 23.3131 | 20.2723 | 472.6096 | 1.0797e-15 | 53.6746 | 38.2964 | 316.0479 | 3.748 | 310.1389 | 14.7012 | 0.95841 | 437.6824 | 16.4433 | 45.5622 | 35.5633 | 451.8251 | 484.6025 | 512.9897 | 13.4379 | 553.3895 | 3.8533 | 58.1666 | 52.7957 | 496.2723 | 567.6155 | 0.80571 | 142.1025 | 153.6386 | 102.065 | 168.4705 | 122.8578 | 1.0043 | 224.7401 | 195.2531
1f37113 | UGI | 1 | 01f_076010_393x248x546.dat | 0.0663;0.0663;0.1400 | 393;248;546 | (-0.1676;69.4477;19.5711) | 60 | 5.7448 | 47 | 81.6413 | 60 | EZpaque | [5] | [0] | 0 | 10 | 95 | normal | none | 5.7111 | 4.9662 | 28.3624 | 23.3131 | 20.2723 | 472.6096 | 7.0109e-16 | 114.1735 | 84.7037 | 420.4732 | 9.9585 | 538.4179 | 36.2307 | 2.9969 | 718.4944 | 39.9648 | 88.5277 | 79.1652 | 688.9832 | 808.283 | 749.1751 | 32.7475 | 848.1209 | 10.4014 | 113.2492 | 104.9236 | 817.597 | 941.6037 | 2.1161 | 261.8464 | 280.8987 | 154.6183 | 252.5541 | 146.8943 | 2.2687 | 369.4571 | 309.7697
1f37113 | UGI | 1 | 01f_076010_393x248x546.dat | 0.0663;0.0663;0.1400 | 393;248;546 | (-0.1676;69.4477;19.5711) | 60 | 6.3535 | 49 | 81.6413 | 60 | EZpaque | [5] | [0] | 0 | 10 | 95 | normal | none | 5.7111 | 4.9662 | 28.3624 | 23.3131 | 20.2723 | 472.6096 | 6.6941e-16 | 121.4664 | 92.7322 | 430.3482 | 11.1692 | 567.125 | 40.4803 | 2.397 | 750.525 | 44.3524 | 89.7699 | 86.3983 | 714.9564 | 841.2315 | 774.068 | 36.5724 | 879.7429 | 11.8485 | 120.4476 | 112.9007 | 854.0338 | 980.7272 | 2.6486 | 279.7281 | 299.6531 | 163.5453 | 262.5746 | 149.6704 | 2.2484 | 386.5652 | 323.1301
1f37113 | UGI | 1 | 01f_076010_393x248x546.dat | 0.0663;0.0663;0.1400 | 393;248;546 | (-0.1676;69.4477;19.5711) | 80 | 2.9 | 44 | 81.6413 | 60 | EZpaque | [5] | [0] | 0 | 10 | 95 | normal | none | 5.7111 | 4.9662 | 28.3624 | 23.3131 | 20.2723 | 472.6096 | 9.667e-16 | 70.8319 | 51.2922 | 340.2927 | 5.8107 | 368.1401 | 22.0121 | 1.3418 | 493.7534 | 23.4531 | 49.3174 | 47.2164 | 498.2429 | 556.8445 | 563.7133 | 18.9739 | 611.7531 | 6.0335 | 71.0326 | 65.7579 | 561.934 | 649.5416 | 1.3329 | 172.3378 | 184.8462 | 113.4348 | 186.1059 | 127.5878 | 1.157 | 257.5765 | 220.8618
1f37113 | UGI | 1 | 01f_076010_393x248x546.dat | 0.0663;0.0663;0.1400 | 393;248;546 | (-0.1676;69.4477;19.5711) | 80 | 7.702 | 57 | 81.6413 | 60 | EZpaque | [5] | [0] | 0 | 10 | 95 | normal | none | 5.7111 | 4.9662 | 28.3624 | 23.3131 | 20.2723 | 472.6096 | 6.4613e-16 | 136.7795 | 106.8938 | 452.7435 | 13.8932 | 606.1963 | 48.9702 | 3.4831 | 774.5067 | 51.4852 | 111.9454 | 97.4034 | 732.2859 | 881.1266 | 803.5103 | 42.4839 | 912.56 | 15.0696 | 127.7596 | 120.956 | 888.9888 | 1016.9512 | 3.9554 | 307.7728 | 325.6694 | 170.1929 | 272.357 | 151.3649 | 3.5646 | 406.6429 | 339.3363
1f37113 | UGI | 1 | 01f_076010_393x248x546.dat | 0.0663;0.0663;0.1400 | 393;248;546 | (-0.1676;69.4477;19.5711) | 80 | 8.502 | 60 | 81.6413 | 60 | EZpaque | [5] | [0] | 0 | 10 | 95 | normal | none | 5.7111 | 4.9662 | 28.3624 | 23.3131 | 20.2723 | 472.6096 | 6.3012e-16 | 143.3423 | 113.6925 | 463.7999 | 15.1887 | 632.1485 | 53.3533 | 4.0507 | 793.3715 | 55.0291 | 118.1027 | 103.0564 | 746.1742 | 898.0657 | 817.6367 | 45.2612 | 934.281 | 16.4111 | 131.9175 | 127.5152 | 912.6343 | 1039.483 | 4.3323 | 322.1545 | 339.7703 | 175.4233 | 278.865 | 153.0444 | 4.0918 | 418.567 | 348.7374
1f37113 | UGI | 2 | 01f_076010_393x248x546.dat | 0.0663;0.0663;0.1400 | 393;248;546 | (-0.1676;69.4477;23.8417) | 110 | 3.9 | 52 | 81.6413 | 60 | EZpaque | [5] | [0] | 0 | 5 | 95 | normal | none | 5.7111 | 2.4075 | 13.7495 | 23.3131 | 9.8276 | 229.1109 | 1.277e-15 | 7.3668 | 62.1072 | 7.8026 | 0.90237 | 415.6876 | 3.0083 | 0.25048 | 24.14 | 3.0298 | 54.3584 | 5.4326 | 33.1167 | 241.5878 | 592.3169 | 2.5547 | 630.7203 | 0.96275 | 7.0998 | 5.6506 | 80.6519 | 542.112 | 0.26893 | 90.8841 | 77.6987 | 61.6227 | 165.4649 | 65.6565 | 0.31843 | 154.8798 | 75.1463
1f37113 | UGI | 2 | 01f_076010_393x248x546.dat | 0.0663;0.0663;0.1400 | 393;248;546 | (-0.1676;69.4477;23.8417) | 110 | 7.85 | 62 | 81.6413 | 60 | EZpaque | [5] | [0] | 0 | 5 | 95 | normal | none | 5.7111 | 2.4075 | 13.7495 | 23.3131 | 9.8276 | 229.1109 | 1.02e-15 | 11.4128 | 93.4054 | 10.9461 | 1.4993 | 567.003 | 4.8009 | 0.60656 | 35.3982 | 5.0078 | 83.0171 | 8.8952 | 47.012 | 311.2467 | 733.847 | 4.2673 | 797.8179 | 1.6749 | 11.0844 | 9.2907 | 111.6378 | 671.8663 | 0.52891 | 131.0675 | 112.1732 | 80.7018 | 205.5374 | 72.0921 | 0.6109 | 202.9596 | 98.8379
1f37113 | UGI | 2 | 01f_076010_393x248x546.dat | 0.0663;0.0663;0.1400 | 393;248;546 | (-0.1676;69.4477;23.8417) | 110 | 9.9905 | 69 | 81.6413 | 60 | EZpaque | [5] | [0] | 0 | 5 | 95 | normal | none | 5.7111 | 2.4075 | 13.7495 | 23.3131 | 9.8276 | 229.1109 | 9.8628e-16 | 13.1321 | 104.4528 | 12.0979 | 1.8729 | 610.5244 | 5.0601 | 0.59812 | 39.0567 | 5.9542 | 86.9892 | 10.4108 | 50.3953 | 326.3768 | 771.0767 | 4.9597 | 836.4636 | 2.0594 | 12.4285 | 10.8539 | 117.8566 | 702.7494 | 0.67279 | 144.8126 | 123.3623 | 85.2587 | 214.7214 | 73.472 | 0.35607 | 215.7583 | 105.3287
1f37113 | UGI | 2 | 01f_076010_393x248x546.dat | 0.0663;0.0663;0.1400 | 393;248;546 | (-0.1676;69.4477;23.8417) | 60 | 2.5 | 38 | 81.6413 | 60 | EZpaque | [5] | [0] | 0 | 5 | 95 | normal | none | 5.7111 | 2.4075 | 13.7495 | 23.3131 | 9.8276 | 229.1109 | 1.5953e-15 | 3.0747 | 35.6203 | 4.3095 | 0.33017 | 303.0835 | 1.086 | 0.05132 | 14.2722 | 1.2621 | 37.798 | 2.4886 | 21.5982 | 188.7079 | 477.1543 | 1.0018 | 502.1093 | 0.34048 | 3.9109 | 2.7923 | 56.8387 | 435.0235 | 0.085359 | 57.3453 | 48.9398 | 46.1666 | 134.1683 | 60.5759 | 0.16024 | 117.6969 | 56.0175
1f37113 | UGI | 2 | 01f_076010_393x248x546.dat | 0.0663;0.0663;0.1400 | 393;248;546 | (-0.1676;69.4477;23.8417) | 60 | 5.7448 | 47 | 81.6413 | 60 | EZpaque | [5] | [0] | 0 | 5 | 95 | normal | none | 5.7111 | 2.4075 | 13.7495 | 23.3131 | 9.8276 | 229.1109 | 1.0359e-15 | 9.0654 | 77.3723 | 8.8793 | 0.95646 | 509.7083 | 3.2023 | 0.20121 | 31.0321 | 3.4856 | 71.4453 | 6.4586 | 42.8998 | 300.0697 | 700.3397 | 2.9185 | 765.5471 | 1.0248 | 8.9921 | 7.3712 | 105.7798 | 673.9093 | 0.26882 | 111.5731 | 96.9072 | 74.6795 | 197.4837 | 71.2596 | 0.25787 | 188.287 | 92.5512
1f37113 | UGI | 2 | 01f_076010_393x248x546.dat | 0.0663;0.0663;0.1400 | 393;248;546 | (-0.1676;69.4477;23.8417) | 60 | 6.3535 | 49 | 81.6413 | 60 | EZpaque | [5] | [0] | 0 | 5 | 95 | normal | none | 5.7111 | 2.4075 | 13.7495 | 23.3131 | 9.8276 | 229.1109 | 9.8912e-16 | 9.8163 | 84.4376 | 9.8212 | 1.0851 | 536.3246 | 3.6324 | 0.18142 | 33.8664 | 3.9937 | 79.1854 | 7.2988 | 46.1551 | 312.2772 | 723.1874 | 3.1365 | 793.8158 | 1.1563 | 9.9277 | 7.8013 | 112.5039 | 698.6909 | 0.31593 | 120.0721 | 104.4946 | 78.6377 | 204.9635 | 72.6032 | 0.22239 | 196.8374 | 97.124
1f37113 | UGI | 2 | 01f_076010_393x248x546.dat | 0.0663;0.0663;0.1400 | 393;248;546 | (-0.1676;69.4477;23.8417) | 80 | 2.9 | 44 | 81.6413 | 60 | EZpaque | [5] | [0] | 0 | 5 | 95 | normal | none | 5.7111 | 2.4075 | 13.7495 | 23.3131 | 9.8276 | 229.1109 | 1.4284e-15 | 4.9563 | 47.0221 | 5.8566 | 0.54759 | 349.7468 | 2.1146 | 0.085667 | 18.57 | 2.0333 | 46.1016 | 3.7878 | 26.7356 | 211.0074 | 522.0965 | 1.6834 | 555.0417 | 0.57939 | 5.1639 | 4.2303 | 67.4858 | 478.1743 | 0.1245 | 71.5878 | 61.4312 | 52.624 | 147.2559 | 62.6951 | 0.21181 | 133.041 | 64.0324
1f37113 | UGI | 2 | 01f_076010_393x248x546.dat | 0.0663;0.0663;0.1400 | 393;248;546 | (-0.1676;69.4477;23.8417) | 80 | 7.702 | 57 | 81.6413 | 60 | EZpaque | [5] | [0] | 0 | 5 | 95 | normal | none | 5.7111 | 2.4075 | 13.7495 | 23.3131 | 9.8276 | 229.1109 | 9.5488e-16 | 11.3878 | 96.1437 | 11.8276 | 1.4779 | 577.0968 | 4.695 | 0.65658 | 37.3627 | 5.0778 | 88.2464 | 9.0347 | 49.5443 | 322.8772 | 750.2489 | 4.3537 | 820.6659 | 1.5766 | 11.3448 | 9.5103 | 118.4543 | 708.2961 | 0.44175 | 134.4676 | 116.4729 | 82.8871 | 211.8794 | 73.4024 | 0.3183 | 207.9797 | 102.5223
1f37113 | UGI | 2 | 01f_076010_393x248x546.dat | 0.0663;0.0663;0.1400 | 393;248;546 | (-0.1676;69.4477;23.8417) | 80 | 8.502 | 60 | 81.6413 | 60 | EZpaque | [5] | [0] | 0 | 5 | 95 | normal | none | 5.7111 | 2.4075 | 13.7495 | 23.3131 | 9.8276 | 229.1109 | 9.3129e-16 | 12.5751 | 101.9911 | 12.2422 | 1.6417 | 592.8031 | 5.1498 | 0.79013 | 39.4164 | 5.5101 | 86.4169 | 9.7799 | 51.7263 | 329.4687 | 767.7008 | 4.7601 | 839.6442 | 1.7875 | 12.21 | 9.9636 | 122.0783 | 718.4571 | 0.61483 | 141.601 | 122.5906 | 84.7064 | 216.5813 | 74.1504 | 0.74559 | 213.4076 | 105.4497
1f37113 | UGI | 3 | 01f_076010_393x248x546.dat | 0.0663;0.0663;0.1400 | 393;248;546 | (-0.1676;69.4477;23.8417) | 110 | 3.9 | 52 | 81.6413 | 60 | EZpaque | [5,133,110] | [30,30,100] | 0 | 10 | 95 | normal | none | 5.7111 | 2.4075 | 13.7495 | 23.3131 | 9.8276 | 229.1109 | 1.277e-15 | 6.5199 | 61.1636 | 7.3772 | 0.8593 | 412.4142 | 2.6965 | 0.17056 | 22.3522 | 2.7531 | 54.0311 | 4.9297 | 30.8575 | 3227.7224 | 1160.3261 | 2.4199 | 606.0838 | 0.88663 | 6.7789 | 5.3374 | 76.1773 | 531.4696 | 0.25763 | 88.663 | 75.7852 | 60.2498 | 162.1099 | 65.0283 | 0.28459 | 426.8031 | 225.8571
1f37113 | UGI | 3 | 01f_076010_393x248x546.dat | 0.0663;0.0663;0.1400 | 393;248;546 | (-0.1676;69.4477;23.8417) | 110 | 7.85 | 62 | 81.6413 | 60 | EZpaque | [5,133,110] | [30,30,100] | 0 | 10 | 95 | normal | none | 5.7111 | 2.4075 | 13.7495 | 23.3131 | 9.8276 | 229.1109 | 1.02e-15 | 10.2863 | 91.8819 | 10.2452 | 1.3967 | 561.2971 | 4.1533 | 0.4836 | 32.8659 | 4.5569 | 80.7661 | 8.0199 | 43.8012 | 4985.6145 | 1621.2831 | 4.0132 | 767.4648 | 1.5511 | 10.5216 | 8.7129 | 105.4319 | 657.7486 | 0.50378 | 127.7419 | 109.2828 | 79.1824 | 201.295 | 71.2302 | 0.60579 | 628.6063 | 334.9733
1f37113 | UGI | 3 | 01f_076010_393x248x546.dat | 0.0663;0.0663;0.1400 | 393;248;546 | (-0.1676;69.4477;23.8417) | 110 | 9.9905 | 69 | 81.6413 | 60 | EZpaque | [5,133,110] | [30,30,100] | 0 | 10 | 95 | normal | none | 5.7111 | 2.4075 | 13.7495 | 23.3131 | 9.8276 | 229.1109 | 9.8628e-16 | 11.6244 | 102.6683 | 11.6234 | 1.7493 | 605.3535 | 4.9333 | 0.69275 | 36.2827 | 5.4247 | 82.4053 | 9.4137 | 46.9977 | 5655.2719 | 1759.7379 | 4.6424 | 807.1312 | 1.8955 | 11.737 | 10.1237 | 111.0736 | 688.0579 | 0.62187 | 141.17 | 120.1917 | 83.7918 | 210.4564 | 72.5807 | 0.40339 | 699.5653 | 374.5633
1f37113 | UGI | 3 | 01f_076010_393x248x546.dat | 0.0663;0.0663;0.1400 | 393;248;546 | (-0.1676;69.4477;23.8417) | 60 | 2.5 | 38 | 81.6413 | 60 | EZpaque | [5,133,110] | [30,30,100] | 0 | 10 | 95 | normal | none | 5.7111 | 2.4075 | 13.7495 | 23.3131 | 9.8276 | 229.1109 | 1.5953e-15 | 2.763 | 35.2235 | 4.2158 | 0.31291 | 299.6734 | 1.0289 | 0.05132 | 13.3388 | 1.1624 | 37.0113 | 2.2594 | 20.0819 | 1687.4259 | 765.6384 | 0.95827 | 481.3229 | 0.31451 | 3.7808 | 2.6293 | 53.4336 | 423.2826 | 0.0951 | 56.0501 | 47.8468 | 45.0788 | 131.4935 | 60.2078 | 0.16024 | 253.9868 | 131.2458
1f37113 | UGI | 3 | 01f_076010_393x248x546.dat | 0.0663;0.0663;0.1400 | 393;248;546 | (-0.1676;69.4477;23.8417) | 60 | 5.7448 | 47 | 81.6413 | 60 | EZpaque | [5,133,110] | [30,30,100] | 0 | 10 | 95 | normal | none | 5.7111 | 2.4075 | 13.7495 | 23.3131 | 9.8276 | 229.1109 | 1.0359e-15 | 8.0875 | 76.2101 | 8.495 | 0.89284 | 503.7716 | 2.962 | 0.20121 | 28.8177 | 3.1589 | 68.2559 | 5.8485 | 39.8571 | 3856.1641 | 1446.9183 | 2.8063 | 731.7223 | 0.96239 | 8.6426 | 6.8695 | 99.4859 | 657.0644 | 0.24118 | 108.6794 | 94.4185 | 73.2088 | 192.9071 | 70.4557 | 0.2137 | 517.098 | 272.3439
1f37113 | UGI | 3 | 01f_076010_393x248x546.dat | 0.0663;0.0663;0.1400 | 393;248;546 | (-0.1676;69.4477;23.8417) | 60 | 6.3535 | 49 | 81.6413 | 60 | EZpaque | [5,133,110] | [30,30,100] | 0 | 10 | 95 | normal | none | 5.7111 | 2.4075 | 13.7495 | 23.3131 | 9.8276 | 229.1109 | 9.8912e-16 | 8.6548 | 83.095 | 9.5118 | 0.99821 | 530.572 | 3.2868 | 0.12213 | 31.2965 | 3.6345 | 78.222 | 6.5807 | 42.7956 | 4288.8576 | 1560.9816 | 2.9882 | 758.4915 | 1.0715 | 9.5547 | 7.3553 | 106.0942 | 682.7374 | 0.31625 | 116.8832 | 101.7409 | 77.104 | 200.1965 | 71.7604 | 0.1806 | 564.9553 | 298.4003
1f37113 | UGI | 3 | 01f_076010_393x248x546.dat | 0.0663;0.0663;0.1400 | 393;248;546 | (-0.1676;69.4477;23.8417) | 80 | 2.9 | 44 | 81.6413 | 60 | EZpaque | [5,133,110] | [30,30,100] | 0 | 10 | 95 | normal | none | 5.7111 | 2.4075 | 13.7495 | 23.3131 | 9.8276 | 229.1109 | 1.4284e-15 | 4.3212 | 46.3557 | 5.573 | 0.51168 | 345.2594 | 1.8237 | 0.080802 | 17.4016 | 1.8412 | 45.0851 | 3.4205 | 24.8461 | 2378.3401 | 943.3413 | 1.6237 | 531.7995 | 0.53811 | 4.9371 | 3.9408 | 63.5605 | 465.594 | 0.11291 | 69.8523 | 59.9418 | 51.4866 | 144.2447 | 62.2204 | 0.15054 | 330.6657 | 173.1551
1f37113 | UGI | 3 | 01f_076010_393x248x546.dat | 0.0663;0.0663;0.1400 | 393;248;546 | (-0.1676;69.4477;23.8417) | 80 | 7.702 | 57 | 81.6413 | 60 | EZpaque | [5,133,110] | [30,30,100] | 0 | 10 | 95 | normal | none | 5.7111 | 2.4075 | 13.7495 | 23.3131 | 9.8276 | 229.1109 | 9.5488e-16 | 10.121 | 94.4775 | 11.2569 | 1.3859 | 570.7714 | 4.1521 | 0.57446 | 34.598 | 4.6094 | 86.0294 | 8.1189 | 45.9973 | 5226.6084 | 1717.9066 | 4.0237 | 787.1539 | 1.4477 | 10.8107 | 8.9223 | 111.5634 | 696.0957 | 0.40125 | 130.8499 | 113.3197 | 81.4897 | 207.113 | 72.4749 | 0.3183 | 657.2343 | 350.6468
1f37113 | UGI | 3 | 01f_076010_393x248x546.dat | 0.0663;0.0663;0.1400 | 393;248;546 | (-0.1676;69.4477;23.8417) | 80 | 8.502 | 60 | 81.6413 | 60 | EZpaque | [5,133,110] | [30,30,100] | 0 | 10 | 95 | normal | none | 5.7111 | 2.4075 | 13.7495 | 23.3131 | 9.8276 | 229.1109 | 9.3129e-16 | 11.2017 | 100.1785 | 11.6162 | 1.5229 | 586.2316 | 4.4987 | 0.77396 | 36.573 | 4.9993 | 83.4887 | 8.8017 | 48.128 | 5636.177 | 1804.2767 | 4.4636 | 805.3476 | 1.6466 | 11.5711 | 9.2106 | 114.7981 | 705.4858 | 0.5533 | 137.7779 | 119.2523 | 83.3522 | 211.7681 | 73.1896 | 0.70091 | 698.8671 | 373.937
1f37113 | UGI | 4 | 01f_076010_393x248x546.dat | 0.0663;0.0663;0.1400 | 393;248;546 | (-0.1676;69.4477;17.7998) | 110 | 3.9 | 52 | 81.6413 | 60 | EZpaque | [5,133,110,73] | [10,10,100,10] | 1 | 10 | 95 | normal | none | 5.7111 | 6.0274 | 34.4232 | 23.3131 | 24.6043 | 573.6031 | 7.2128e-16 | 429.681 | 68.8929 | 548.9691 | 17.7005 | 445.6527 | 64.9901 | 6.6669 | 697.178 | 80.909 | 84.077 | 189.9264 | 703.7358 | 9579.3692 | 900.1091 | 54.0041 | 694.8904 | 18.1414 | 643.4956 | 314.5384 | 675.3972 | 721.1632 | 4.7068 | 255.9781 | 272.5726 | 157.3966 | 228.6463 | 170.335 | 3.4839 | 1058.6515 | 780.3557
1f37113 | UGI | 4 | 01f_076010_393x248x546.dat | 0.0663;0.0663;0.1400 | 393;248;546 | (-0.1676;69.4477;17.7998) | 110 | 7.85 | 62 | 81.6413 | 60 | EZpaque | [5,133,110,73] | [10,10,100,10] | 1 | 10 | 95 | normal | none | 5.7111 | 6.0274 | 34.4232 | 23.3131 | 24.6043 | 573.6031 | 5.7601e-16 | 583.2747 | 104.8513 | 647.3886 | 28.267 | 602.5453 | 101.5249 | 9.4468 | 914.1217 | 121.0125 | 114.655 | 276.6809 | 879.9033 | 14945.666 | 1210.5073 | 82.1466 | 881.3269 | 29.6577 | 769.5921 | 420.6724 | 894.4518 | 938.0277 | 7.6558 | 355.9585 | 374.5615 | 200.3303 | 286.8213 | 188.1117 | 6.5027 | 1580.8808 | 1132.5339
1f37113 | UGI | 4 | 01f_076010_393x248x546.dat | 0.0663;0.0663;0.1400 | 393;248;546 | (-0.1676;69.4477;17.7998) | 110 | 9.9905 | 69 | 81.6413 | 60 | EZpaque | [5,133,110,73] | [10,10,100,10] | 1 | 10 | 95 | normal | none | 5.7111 | 6.0274 | 34.4232 | 23.3131 | 24.6043 | 573.6031 | 5.5691e-16 | 627.0977 | 118.1581 | 683.5336 | 32.4897 | 652.1464 | 120.8372 | 11.4493 | 959.698 | 135.1787 | 138.5041 | 306.6896 | 912.2221 | 17052.6979 | 1288.8686 | 91.6891 | 925.6892 | 34.4415 | 782.8127 | 448.7221 | 942.5679 | 993.3656 | 9.0987 | 387.7104 | 403.787 | 211.6564 | 300.5698 | 191.3231 | 8.7764 | 1772.61 | 1260.2542
1f37113 | UGI | 4 | 01f_076010_393x248x546.dat | 0.0663;0.0663;0.1400 | 393;248;546 | (-0.1676;69.4477;17.7998) | 60 | 2.5 | 38 | 81.6413 | 60 | EZpaque | [5,133,110,73] | [10,10,100,10] | 1 | 10 | 95 | normal | none | 5.7111 | 6.0274 | 34.4232 | 23.3131 | 24.6043 | 573.6031 | 9.0124e-16 | 300.6186 | 38.2983 | 464.3039 | 8.6558 | 310.4717 | 33.9609 | 1.4781 | 527.661 | 47.0096 | 50.1885 | 117.7154 | 570.1801 | 4857.1881 | 654.5193 | 29.5736 | 548.4323 | 8.103 | 552.5156 | 225.844 | 507.0339 | 542.951 | 1.5721 | 173.6548 | 189.1325 | 122.0269 | 183.2191 | 156.9502 | 1.5607 | 606.5627 | 476.1276
1f37113 | UGI | 4 | 01f_076010_393x248x546.dat | 0.0663;0.0663;0.1400 | 393;248;546 | (-0.1676;69.4477;17.7998) | 60 | 5.7448 | 47 | 81.6413 | 60 | EZpaque | [5,133,110,73] | [10,10,100,10] | 1 | 10 | 95 | normal | none | 5.7111 | 6.0274 | 34.4232 | 23.3131 | 24.6043 | 573.6031 | 5.8519e-16 | 531.1467 | 84.9096 | 595.5534 | 20.831 | 536.7859 | 81.3997 | 6.7992 | 881.1717 | 100.8499 | 104.6008 | 232.8146 | 860.1015 | 11414.817 | 1113.3368 | 66.6676 | 841.1332 | 20.6891 | 787.8339 | 386.7825 | 849.1135 | 908.2058 | 4.6004 | 313.5755 | 338.8682 | 186.9719 | 274.0138 | 186.2912 | 5.1459 | 1275.2466 | 931.7243
1f37113 | UGI | 4 | 01f_076010_393x248x546.dat | 0.0663;0.0663;0.1400 | 393;248;546 | (-0.1676;69.4477;17.7998) | 60 | 6.3535 | 49 | 81.6413 | 60 | EZpaque | [5,133,110,73] | [10,10,100,10] | 1 | 10 | 95 | normal | none | 5.7111 | 6.0274 | 34.4232 | 23.3131 | 24.6043 | 573.6031 | 5.5873e-16 | 564.6898 | 92.8102 | 611.9576 | 23.1166 | 565.889 | 91.901 | 6.6687 | 920.621 | 109.9455 | 112.1952 | 250.3707 | 892.0027 | 12764.27 | 1181.3903 | 72.7416 | 875.7695 | 23.3887 | 811.2662 | 407.924 | 887.2598 | 963.8976 | 4.7397 | 334.2443 | 360.7127 | 196.3279 | 284.7664 | 189.7093 | 5.021 | 1400.824 | 1015.4629
1f37113 | UGI | 4 | 01f_076010_393x248x546.dat | 0.0663;0.0663;0.1400 | 393;248;546 | (-0.1676;69.4477;17.7998) | 80 | 2.9 | 44 | 81.6413 | 60 | EZpaque | [5,133,110,73] | [10,10,100,10] | 1 | 10 | 95 | normal | none | 5.7111 | 6.0274 | 34.4232 | 23.3131 | 24.6043 | 573.6031 | 8.0689e-16 | 353.468 | 51.4097 | 495.5195 | 12.4317 | 364.1634 | 48.5778 | 3.5567 | 600.3292 | 61.509 | 58.0438 | 147.9011 | 626.1939 | 6972.3205 | 763.9449 | 40.4404 | 609.0912 | 12.3283 | 592.5586 | 261.0515 | 576.1624 | 616.4156 | 2.7866 | 208.6913 | 225.522 | 136.6092 | 202.2823 | 162.8499 | 2.9207 | 806.6839 | 609.6188
1f37113 | UGI | 4 | 01f_076010_393x248x546.dat | 0.0663;0.0663;0.1400 | 393;248;546 | (-0.1676;69.4477;17.7998) | 80 | 7.702 | 57 | 81.6413 | 60 | EZpaque | [5,133,110,73] | [10,10,100,10] | 1 | 10 | 95 | normal | none | 5.7111 | 6.0274 | 34.4232 | 23.3131 | 24.6043 | 573.6031 | 5.393e-16 | 598.243 | 107.251 | 648.846 | 28.3258 | 609.7766 | 106.8597 | 8.3672 | 952.5383 | 124.7145 | 120.2828 | 281.1073 | 912.9311 | 15659.4927 | 1271.825 | 83.9391 | 907.8319 | 29.5181 | 808.9066 | 434.5852 | 925.2064 | 993.8329 | 7.2865 | 366.3471 | 390.5768 | 206.2875 | 295.6205 | 191.4858 | 6.1719 | 1650.0347 | 1179.238
1f37113 | UGI | 4 | 01f_076010_393x248x546.dat | 0.0663;0.0663;0.1400 | 393;248;546 | (-0.1676;69.4477;17.7998) | 80 | 8.502 | 60 | 81.6413 | 60 | EZpaque | [5,133,110,73] | [10,10,100,10] | 1 | 10 | 95 | normal | none | 5.7111 | 6.0274 | 34.4232 | 23.3131 | 24.6043 | 573.6031 | 5.2593e-16 | 619.5265 | 114.2235 | 666.2815 | 30.1692 | 641.6586 | 113.7177 | 9.525 | 976.6627 | 132.2695 | 135.8136 | 296.1589 | 930.3831 | 16927.4127 | 1322.0293 | 89.0625 | 931.4479 | 32.236 | 815.0264 | 450.9502 | 954.1123 | 1009.7657 | 8.5294 | 383.0362 | 407.066 | 211.6888 | 302.7541 | 193.6147 | 8.9032 | 1764.7274 | 1253.9659
1f37113 | UGI | 5 | 01f_076010_393x248x546.dat | 0.0663;0.0663;0.1400 | 393;248;546 | (0.1658;68.2875;16.7742) | 110 | 3.9 | 52 | 81.3761 | 60 | EZpaque | [110,73] | [100,60] | 1 | 15 | 95 | normal | none | 4.1242 | 6.0039 | 24.7616 | 16.7806 | 24.4289 | 409.932 | 9.312e-16 | 915.9996 | 38.3816 | 167.0852 | 16.4798 | 161.4259 | 111.8448 | 6.3644 | 457.9031 | 154.4779 | 24.6187 | 322.1752 | 786.178 | 11047.0208 | 136.3293 | 55.1213 | 451.7391 | 21.9791 | 601.9107 | 235.76 | 454.6063 | 654.5201 | 5.0111 | 330.2942 | 355.8193 | 90.8643 | 192.8944 | 144.3607 | 4.9401 | 1072.6811 | 804.5786
1f37113 | UGI | 5 | 01f_076010_393x248x546.dat | 0.0663;0.0663;0.1400 | 393;248;546 | (0.1658;68.2875;16.7742) | 110 | 7.85 | 62 | 81.3761 | 60 | EZpaque | [110,73] | [100,60] | 1 | 15 | 95 | normal | none | 4.1242 | 6.0039 | 24.7616 | 16.7806 | 24.4289 | 409.932 | 7.4369e-16 | 1136.8811 | 59.4735 | 257.9023 | 26.5567 | 249.4176 | 165.9019 | 11.6258 | 643.2362 | 211.7542 | 35.5496 | 441.6207 | 1000.4806 | 17437.3132 | 215.1023 | 82.8299 | 617.957 | 35.0656 | 755.7962 | 331.7097 | 645.1053 | 900.8023 | 8.4341 | 440.5599 | 472.4778 | 132.1036 | 244.1952 | 159.2633 | 8.0722 | 1647.7946 | 1210.149
1f37113 | UGI | 5 | 01f_076010_393x248x546.dat | 0.0663;0.0663;0.1400 | 393;248;546 | (0.1658;68.2875;16.7742) | 110 | 9.9905 | 69 | 81.3761 | 60 | EZpaque | [110,73] | [100,60] | 1 | 15 | 95 | normal | none | 4.1242 | 6.0039 | 24.7616 | 16.7806 | 24.4289 | 409.932 | 7.1905e-16 | 1172.8882 | 67.6264 | 285.9034 | 31.0171 | 278.8108 | 173.4223 | 14.7625 | 699.3494 | 225.296 | 41.4795 | 475.6666 | 1041.3265 | 19848.3002 | 245.8647 | 92.5494 | 668.1974 | 40.207 | 782.9175 | 360.5431 | 707.9997 | 973.4317 | 10.5426 | 470.0346 | 500.1408 | 146.8334 | 256.4947 | 161.9257 | 10.843 | 1856.7279 | 1352.9439
1f37113 | UGI | 5 | 01f_076010_393x248x546.dat | 0.0663;0.0663;0.1400 | 393;248;546 | (0.1658;68.2875;16.7742) | 60 | 2.5 | 38 | 81.3761 | 60 | EZpaque | [110,73] | [100,60] | 1 | 15 | 95 | normal | none | 4.1242 | 6.0039 | 24.7616 | 16.7806 | 24.4289 | 409.932 | 1.1635e-15 | 753.5601 | 20.1573 | 97.9414 | 7.7156 | 91.6154 | 66.1094 | 2.4997 | 307.989 | 108.7713 | 8.574 | 225.6907 | 623.1377 | 5438.3912 | 67.7665 | 32.0478 | 314.1259 | 10.5445 | 485.0743 | 158.8378 | 296.9958 | 445.6485 | 1.8905 | 241.611 | 262.5263 | 56.7362 | 152.692 | 132.7379 | 1.8509 | 574.3185 | 456.3877
1f37113 | UGI | 5 | 01f_076010_393x248x546.dat | 0.0663;0.0663;0.1400 | 393;248;546 | (0.1658;68.2875;16.7742) | 60 | 5.7448 | 47 | 81.3761 | 60 | EZpaque | [110,73] | [100,60] | 1 | 15 | 95 | normal | none | 4.1242 | 6.0039 | 24.7616 | 16.7806 | 24.4289 | 409.932 | 7.555e-16 | 1116.8692 | 47.1306 | 200.1996 | 19.2893 | 195.5934 | 141.47 | 7.9307 | 578.9972 | 199.9482 | 26.3628 | 402.3318 | 977.6361 | 13527.5398 | 160.8877 | 69.921 | 557.0911 | 26.7718 | 745.0339 | 297.8441 | 568.0375 | 829.5876 | 5.3223 | 407.1604 | 445.7709 | 112.9119 | 232.1423 | 158.6688 | 5.5599 | 1315.8055 | 989.4646
1f37113 | UGI | 5 | 01f_076010_393x248x546.dat | 0.0663;0.0663;0.1400 | 393;248;546 | (0.1658;68.2875;16.7742) | 60 | 6.3535 | 49 | 81.3761 | 60 | EZpaque | [110,73] | [100,60] | 1 | 15 | 95 | normal | none | 4.1242 | 6.0039 | 24.7616 | 16.7806 | 24.4289 | 409.932 | 7.2135e-16 | 1158.1546 | 51.9842 | 207.0688 | 21.9088 | 215.4835 | 152.4355 | 8.0177 | 615.4949 | 212.8219 | 30.5661 | 426.0042 | 1015.1874 | 15160.369 | 177.8183 | 76.2413 | 588.1574 | 29.7274 | 772.3942 | 316.3355 | 605.0008 | 881.9104 | 6.0858 | 429.4868 | 470.3882 | 120.9058 | 241.7791 | 161.1227 | 5.9645 | 1458.304 | 1086.1277
1f37113 | UGI | 5 | 01f_076010_393x248x546.dat | 0.0663;0.0663;0.1400 | 393;248;546 | (0.1658;68.2875;16.7742) | 80 | 2.9 | 44 | 81.3761 | 60 | EZpaque | [110,73] | [100,60] | 1 | 15 | 95 | normal | none | 4.1242 | 6.0039 | 24.7616 | 16.7806 | 24.4289 | 409.932 | 1.0417e-15 | 820.6321 | 28.0385 | 125.7837 | 11.4485 | 120.1871 | 85.2138 | 4.5548 | 371.4856 | 129.2587 | 15.5389 | 266.2931 | 691.2102 | 7992.6335 | 96.2265 | 41.862 | 370.4777 | 15.2874 | 534.3046 | 191.2818 | 362.4524 | 534.7078 | 3.4102 | 279.6842 | 303.672 | 71.231 | 169.4609 | 137.7633 | 2.7758 | 798.739 | 612.4234
1f37113 | UGI | 5 | 01f_076010_393x248x546.dat | 0.0663;0.0663;0.1400 | 393;248;546 | (0.1658;68.2875;16.7742) | 80 | 7.702 | 57 | 81.3761 | 60 | EZpaque | [110,73] | [100,60] | 1 | 15 | 95 | normal | none | 4.1242 | 6.0039 | 24.7616 | 16.7806 | 24.4289 | 409.932 | 6.9629e-16 | 1180.2335 | 61.0539 | 248.2026 | 27.0492 | 245.2297 | 169.2983 | 11.6656 | 662.3141 | 223.9023 | 36.9647 | 455.3445 | 1040.4921 | 18443.5721 | 210.4308 | 86.2591 | 632.3264 | 35.6262 | 784.5053 | 338.9556 | 660.0162 | 942.4433 | 8.6601 | 457.7073 | 496.9663 | 135.0287 | 251.7591 | 162.7428 | 8.4335 | 1732.439 | 1269.8464
1f37113 | UGI | 5 | 01f_076010_393x248x546.dat | 0.0663;0.0663;0.1400 | 393;248;546 | (0.1658;68.2875;16.7742) | 80 | 8.502 | 60 | 81.3761 | 60 | EZpaque | [110,73] | [100,60] | 1 | 15 | 95 | normal | none | 4.1242 | 6.0039 | 24.7616 | 16.7806 | 24.4289 | 409.932 | 6.7904e-16 | 1205.1957 | 65.3316 | 264.372 | 29.1439 | 257.4946 | 175.2318 | 13.3039 | 689.1608 | 231.5022 | 41.6144 | 471.9729 | 1061.9647 | 19942.7645 | 223.8738 | 91.76 | 656.6592 | 38.3525 | 798.9623 | 355.9125 | 692.9308 | 969.9529 | 9.5084 | 473.7784 | 513.3671 | 141.507 | 258.025 | 164.2812 | 8.9904 | 1859.687 | 1356.2117
1f37113 | UGI | 6 | 01f_076010_393x248x546.dat | 0.0663;0.0663;0.1400 | 393;248;546 | (0.1319;69.1162;4.7401) | 110 | 3.9 | 52 | 81.5087 | 60 | EZpaque | [73,75] | [100,10] | 1 | 15 | 95 | normal | none | 5.6147 | 3.6142 | 20.2926 | 22.8823 | 14.7294 | 337.0426 | 1.1038e-15 | 437.4839 | 0.91766 | 67.6841 | 310.7749 | 2.8339 | 717.6188 | 64.2369 | 105.2103 | 518.8218 | 1.8199 | 847.7886 | 107.439 | 59.0013 | 6.5522 | 208.663 | 6.3089 | 309.3888 | 68.4424 | 216.4453 | 32.5234 | 18.9692 | 44.4713 | 95.0431 | 116.0962 | 269.5747 | 57.4886 | 131.4612 | 45.5621 | 189.5514 | 164.9285
1f37113 | UGI | 6 | 01f_076010_393x248x546.dat | 0.0663;0.0663;0.1400 | 393;248;546 | (0.1319;69.1162;4.7401) | 110 | 7.85 | 62 | 81.5087 | 60 | EZpaque | [73,75] | [100,10] | 1 | 15 | 95 | normal | none | 5.6147 | 3.6142 | 20.2926 | 22.8823 | 14.7294 | 337.0426 | 8.8153e-16 | 604.996 | 1.6129 | 94.9126 | 409.1993 | 4.6891 | 965.6658 | 98.5949 | 154.7997 | 697.7442 | 2.0217 | 1065.1297 | 149.6608 | 85.6004 | 10.0272 | 313.9441 | 10.4785 | 432.8855 | 108.4244 | 323.3028 | 51.0149 | 30.91 | 69.5362 | 134.9969 | 165.1273 | 342.295 | 73.8628 | 143.2736 | 74.2383 | 260.2744 | 225.8212
1f37113 | UGI | 6 | 01f_076010_393x248x546.dat | 0.0663;0.0663;0.1400 | 393;248;546 | (0.1319;69.1162;4.7401) | 110 | 9.9905 | 69 | 81.5087 | 60 | EZpaque | [73,75] | [100,10] | 1 | 15 | 95 | normal | none | 5.6147 | 3.6142 | 20.2926 | 22.8823 | 14.7294 | 337.0426 | 8.5231e-16 | 651.2313 | 2.0042 | 103.7171 | 433.7397 | 5.6814 | 1013.4006 | 110.7932 | 170.7598 | 741.2105 | 5.1397 | 1102.6993 | 160.5522 | 95.7893 | 10.5245 | 351.0935 | 12.6855 | 469.4779 | 124.2625 | 361.3246 | 57.2809 | 35.5963 | 79.8854 | 148.4249 | 180.8628 | 358.5146 | 77.9555 | 144.6435 | 85.3904 | 278.8087 | 243.2123
1f37113 | UGI | 6 | 01f_076010_393x248x546.dat | 0.0663;0.0663;0.1400 | 393;248;546 | (0.1319;69.1162;4.7401) | 60 | 2.5 | 38 | 81.5087 | 60 | EZpaque | [73,75] | [100,10] | 1 | 15 | 95 | normal | none | 5.6147 | 3.6142 | 20.2926 | 22.8823 | 14.7294 | 337.0426 | 1.3792e-15 | 298.2673 | 0.29314 | 44.8282 | 232.664 | 1.0328 | 521.085 | 34.7049 | 63.2831 | 377.4074 | 0.20257 | 682.9978 | 73.3542 | 33.0612 | 3.3744 | 121.6721 | 2.9984 | 208.7153 | 35.1972 | 124.6158 | 17.2006 | 10.5511 | 22.1136 | 61.6919 | 75.1646 | 212.8904 | 44.4732 | 122.545 | 23.8892 | 132.2054 | 115.0585
1f37113 | UGI | 6 | 01f_076010_393x248x546.dat | 0.0663;0.0663;0.1400 | 393;248;546 | (0.1319;69.1162;4.7401) | 60 | 5.7448 | 47 | 81.5087 | 60 | EZpaque | [73,75] | [100,10] | 1 | 15 | 95 | normal | none | 5.6147 | 3.6142 | 20.2926 | 22.8823 | 14.7294 | 337.0426 | 8.9551e-16 | 548.0999 | 0.85693 | 81.215 | 386.5945 | 3.4798 | 914.181 | 81.3099 | 136.4583 | 654.9661 | 1.3523 | 1050.4606 | 137.6866 | 73.291 | 8.0745 | 260.7112 | 7.5139 | 385.3885 | 83.2462 | 273.2403 | 40.9687 | 25.5429 | 53.7637 | 116.3217 | 143.9228 | 324.8537 | 69.9322 | 143.6033 | 55.7793 | 238.0212 | 205.5556
1f37113 | UGI | 6 | 01f_076010_393x248x546.dat | 0.0663;0.0663;0.1400 | 393;248;546 | (0.1319;69.1162;4.7401) | 60 | 6.3535 | 49 | 81.5087 | 60 | EZpaque | [73,75] | [100,10] | 1 | 15 | 95 | normal | none | 5.6147 | 3.6142 | 20.2926 | 22.8823 | 14.7294 | 337.0426 | 8.5504e-16 | 582.9793 | 1.0195 | 89.3445 | 405.0926 | 3.6329 | 953.477 | 85.8721 | 147.4904 | 690.3662 | 1.5701 | 1089.8451 | 146.7419 | 79.9659 | 8.2585 | 283.4959 | 8.3679 | 411.7239 | 91.6613 | 295.7292 | 45.5009 | 27.9227 | 59.671 | 124.8317 | 154.7457 | 337.3046 | 73.0459 | 145.8355 | 60.4429 | 251.5072 | 217.8553
1f37113 | UGI | 6 | 01f_076010_393x248x546.dat | 0.0663;0.0663;0.1400 | 393;248;546 | (0.1319;69.1162;4.7401) | 80 | 2.9 | 44 | 81.5087 | 60 | EZpaque | [73,75] | [100,10] | 1 | 15 | 95 | normal | none | 5.6147 | 3.6142 | 20.2926 | 22.8823 | 14.7294 | 337.0426 | 1.2348e-15 | 356.7618 | 0.53142 | 52.9174 | 265.972 | 2.2883 | 605.7598 | 45.4111 | 81.6469 | 437.9391 | 2.7657 | 753.0757 | 88.3037 | 44.5187 | 4.7783 | 158.6454 | 4.4315 | 252.1401 | 49.0894 | 163.4234 | 23.9863 | 14.8336 | 31.3136 | 75.9618 | 93.0313 | 237.1734 | 49.9806 | 126.505 | 33.0199 | 156.8298 | 136.0365
1f37113 | UGI | 6 | 01f_076010_393x248x546.dat | 0.0663;0.0663;0.1400 | 393;248;546 | (0.1319;69.1162;4.7401) | 80 | 7.702 | 57 | 81.5087 | 60 | EZpaque | [73,75] | [100,10] | 1 | 15 | 95 | normal | none | 5.6147 | 3.6142 | 20.2926 | 22.8823 | 14.7294 | 337.0426 | 8.2534e-16 | 620.8371 | 1.4888 | 98.2604 | 423.5602 | 4.8609 | 1000.2456 | 98.8868 | 162.3579 | 726.5151 | 2.0481 | 1111.2427 | 157.5598 | 90.0323 | 9.8384 | 320.2327 | 10.5731 | 447.0415 | 108.0734 | 332.4944 | 53.3333 | 32.0693 | 71.1103 | 139.0034 | 171.7977 | 352.1567 | 76.3827 | 146.2941 | 72.6152 | 268.7899 | 233.7508
1f37113 | UGI | 6 | 01f_076010_393x248x546.dat | 0.0663;0.0663;0.1400 | 393;248;546 | (0.1319;69.1162;4.7401) | 80 | 8.502 | 60 | 81.5087 | 60 | EZpaque | [73,75] | [100,10] | 1 | 15 | 95 | normal | none | 5.6147 | 3.6142 | 20.2926 | 22.8823 | 14.7294 | 337.0426 | 8.049e-16 | 648.9611 | 1.6764 | 104.204 | 437.5813 | 5.0445 | 1028.821 | 109.6767 | 170.1698 | 748.8987 | 1.6946 | 1132.5355 | 163.3739 | 94.2214 | 11.0805 | 338.8115 | 11.5347 | 466.2431 | 115.8414 | 351.1484 | 56.1982 | 34.2638 | 75.7459 | 146.0348 | 180.4438 | 361.8541 | 78.5704 | 147.45 | 78.4779 | 278.9349 | 243.4091
1f37113 | UGI | 7 | 01f_076010_393x248x546.dat | 0.0663;0.0663;0.1400 | 393;248;546 | (0.1319;69.1162;4.7401) | 110 | 3.9 | 52 | 81.5087 | 60 | EZpaque | [73,75] | [90,20] | 1 | 10 | 95 | normal | none | 5.6147 | 3.6142 | 20.2926 | 22.8823 | 14.7294 | 337.0426 | 1.1038e-15 | 436.2699 | 0.91575 | 67.7847 | 303.1557 | 2.8387 | 713.6326 | 57.2365 | 105.2194 | 516.0496 | 1.2581 | 846.8373 | 107.3665 | 58.8319 | 6.5161 | 200.3553 | 6.2939 | 285.3353 | 68.3228 | 214.3616 | 32.4509 | 19.0544 | 39.4677 | 94.151 | 114.7855 | 264.9313 | 57.059 | 131.1839 | 41.6248 | 187.586 | 162.607
1f37113 | UGI | 7 | 01f_076010_393x248x546.dat | 0.0663;0.0663;0.1400 | 393;248;546 | (0.1319;69.1162;4.7401) | 110 | 7.85 | 62 | 81.5087 | 60 | EZpaque | [73,75] | [90,20] | 1 | 10 | 95 | normal | none | 5.6147 | 3.6142 | 20.2926 | 22.8823 | 14.7294 | 337.0426 | 8.8153e-16 | 604.2587 | 1.6119 | 95.0386 | 399.659 | 4.6941 | 966.0856 | 82.9345 | 154.7089 | 694.1595 | 2.0339 | 1063.8705 | 149.5588 | 85.859 | 10.0036 | 302.2825 | 10.4765 | 403.516 | 108.1102 | 320.9887 | 50.9208 | 31.1585 | 63.1439 | 133.587 | 163.0589 | 336.1938 | 73.1989 | 142.8514 | 68.9577 | 258.1552 | 222.4145
1f37113 | UGI | 7 | 01f_076010_393x248x546.dat | 0.0663;0.0663;0.1400 | 393;248;546 | (0.1319;69.1162;4.7401) | 110 | 9.9905 | 69 | 81.5087 | 60 | EZpaque | [73,75] | [90,20] | 1 | 10 | 95 | normal | none | 5.6147 | 3.6142 | 20.2926 | 22.8823 | 14.7294 | 337.0426 | 8.5231e-16 | 650.0815 | 2.001 | 103.6679 | 423.6729 | 5.5948 | 1010.7373 | 100.5704 | 170.4078 | 737.5733 | 5.1587 | 1101.2914 | 160.3527 | 96.1201 | 10.5164 | 339.9004 | 12.7196 | 442.6214 | 124.5793 | 359.3417 | 57.2656 | 35.5341 | 71.4765 | 146.8398 | 178.5411 | 352.4901 | 77.2364 | 144.1584 | 77.2584 | 276.2136 | 240.0073
1f37113 | UGI | 7 | 01f_076010_393x248x546.dat | 0.0663;0.0663;0.1400 | 393;248;546 | (0.1319;69.1162;4.7401) | 60 | 2.5 | 38 | 81.5087 | 60 | EZpaque | [73,75] | [90,20] | 1 | 10 | 95 | normal | none | 5.6147 | 3.6142 | 20.2926 | 22.8823 | 14.7294 | 337.0426 | 1.3792e-15 | 297.9845 | 0.29266 | 44.8282 | 227.4146 | 1.0534 | 518.2863 | 29.8224 | 63.2294 | 375.2903 | 0.20257 | 682.3235 | 73.3107 | 33.0996 | 3.3906 | 115.306 | 2.9952 | 187.7321 | 34.9108 | 123.1657 | 17.1643 | 10.5496 | 19.3924 | 61.2236 | 74.4835 | 209.8672 | 44.2294 | 122.4011 | 20.8752 | 130.8331 | 113.4952
1f37113 | UGI | 7 | 01f_076010_393x248x546.dat | 0.0663;0.0663;0.1400 | 393;248;546 | (0.1319;69.1162;4.7401) | 60 | 5.7448 | 47 | 81.5087 | 60 | EZpaque | [73,75] | [90,20] | 1 | 10 | 95 | normal | none | 5.6147 | 3.6142 | 20.2926 | 22.8823 | 14.7294 | 337.0426 | 8.9551e-16 | 547.508 | 0.8554 | 81.0263 | 375.8632 | 3.457 | 908.8544 | 65.8763 | 136.4471 | 650.6892 | 1.3523 | 1049.2434 | 137.5861 | 73.2598 | 8.0922 | 247.1435 | 7.4998 | 349.8781 | 82.7404 | 269.2761 | 40.8705 | 25.3408 | 47.5527 | 115.1011 | 142.1191 | 318.0421 | 69.3374 | 143.2432 | 49.6532 | 235.1393 | 201.7022
1f37113 | UGI | 7 | 01f_076010_393x248x546.dat | 0.0663;0.0663;0.1400 | 393;248;546 | (0.1319;69.1162;4.7401) | 60 | 6.3535 | 49 | 81.5087 | 60 | EZpaque | [73,75] | [90,20] | 1 | 10 | 95 | normal | none | 5.6147 | 3.6142 | 20.2926 | 22.8823 | 14.7294 | 337.0426 | 8.5504e-16 | 582.0436 | 1.0166 | 89.1679 | 393.8534 | 3.6904 | 951.1029 | 74.0411 | 147.4202 | 685.957 | 1.5701 | 1088.5937 | 146.5781 | 79.9005 | 8.2151 | 268.9819 | 8.3429 | 374.9654 | 91.2964 | 291.6241 | 45.3851 | 27.6771 | 52.8865 | 123.4917 | 152.7721 | 330.4884 | 72.4148 | 145.439 | 54.6946 | 248.7681 | 214.1793
1f37113 | UGI | 7 | 01f_076010_393x248x546.dat | 0.0663;0.0663;0.1400 | 393;248;546 | (0.1319;69.1162;4.7401) | 80 | 2.9 | 44 | 81.5087 | 60 | EZpaque | [73,75] | [90,20] | 1 | 10 | 95 | normal | none | 5.6147 | 3.6142 | 20.2926 | 22.8823 | 14.7294 | 337.0426 | 1.2348e-15 | 355.9682 | 0.53121 | 52.7417 | 259.4124 | 2.2887 | 602.1237 | 40.1051 | 81.574 | 435.3719 | 2.7657 | 752.3145 | 88.2308 | 44.2166 | 4.7663 | 150.5309 | 4.4136 | 229.0924 | 48.8634 | 161.6094 | 23.9766 | 14.8223 | 27.9051 | 75.2828 | 92.0372 | 232.6965 | 49.6483 | 126.2906 | 29.6664 | 155.009 | 134.0858
1f37113 | UGI | 7 | 01f_076010_393x248x546.dat | 0.0663;0.0663;0.1400 | 393;248;546 | (0.1319;69.1162;4.7401) | 80 | 7.702 | 57 | 81.5087 | 60 | EZpaque | [73,75] | [90,20] | 1 | 10 | 95 | normal | none | 5.6147 | 3.6142 | 20.2926 | 22.8823 | 14.7294 | 337.0426 | 8.2534e-16 | 619.577 | 1.4878 | 97.8497 | 412.8494 | 4.7925 | 998.9128 | 86.7427 | 162.2488 | 722.4683 | 2.0481 | 1109.9462 | 157.3781 | 90.3146 | 9.8184 | 306.7352 | 10.4797 | 413.116 | 107.6045 | 328.9807 | 53.2001 | 32.0729 | 62.8446 | 137.4363 | 169.4931 | 344.9362 | 75.637 | 145.8232 | 63.5716 | 265.9235 | 230.0695
1f37113 | UGI | 7 | 01f_076010_393x248x546.dat | 0.0663;0.0663;0.1400 | 393;248;546 | (0.1319;69.1162;4.7401) | 80 | 8.502 | 60 | 81.5087 | 60 | EZpaque | [73,75] | [90,20] | 1 | 10 | 95 | normal | none | 5.6147 | 3.6142 | 20.2926 | 22.8823 | 14.7294 | 337.0426 | 8.049e-16 | 648.3026 | 1.6729 | 104.2661 | 425.2444 | 5.0706 | 1028.6968 | 89.437 | 170.1201 | 744.4385 | 1.6709 | 1131.144 | 163.2124 | 94.2301 | 11.0994 | 325.7167 | 11.5126 | 432.326 | 115.0053 | 347.3342 | 55.9994 | 34.2924 | 68.294 | 144.3632 | 177.9806 | 355.0673 | 77.7972 | 146.926 | 71.2832 | 276.3763 | 238.9499
1f37113 | UGI | 8 | 01f_076010_393x248x546.dat | 0.0663;0.0663;0.1400 | 393;248;546 | (0.1855;68.2875;4.7075) | 110 | 3.9 | 52 | 81.3761 | 60 | EZpaque | [73,75] | [90,20] | 1 | 15 | 95 | normal | none | 6.6306 | 3.791 | 25.1366 | 26.9788 | 15.4248 | 416.1412 | 8.4893e-16 | 967.5556 | 0.97948 | 62.0049 | 218.5331 | 2.7771 | 524.6703 | 76.6503 | 103.9917 | 1039.6226 | 0.46119 | 502.9018 | 160.5898 | 71.9209 | 4.9335 | 633.395 | 6.5052 | 337.3175 | 778.5655 | 382.1503 | 35.3667 | 22.0288 | 54.572 | 170.5289 | 207.6877 | 283.8153 | 46.6055 | 145.8226 | 60.0507 | 290.5755 | 189.9248
1f37113 | UGI | 8 | 01f_076010_393x248x546.dat | 0.0663;0.0663;0.1400 | 393;248;546 | (0.1855;68.2875;4.7075) | 110 | 7.85 | 62 | 81.3761 | 60 | EZpaque | [73,75] | [90,20] | 1 | 15 | 95 | normal | none | 6.6306 | 3.791 | 25.1366 | 26.9788 | 15.4248 | 416.1412 | 6.7802e-16 | 1202.8223 | 1.7163 | 96.0013 | 316.7891 | 5.0987 | 745.315 | 125.3189 | 153.6823 | 1294.2057 | 2.3184 | 676.4824 | 213.0167 | 103.8241 | 8.2667 | 850.6213 | 10.669 | 480.5006 | 972.4905 | 537.6964 | 53.7003 | 35.2761 | 86.4662 | 230.7595 | 282.2425 | 374.1936 | 62.3989 | 158.5154 | 96.5264 | 381.2118 | 263.6959
1f37113 | UGI | 8 | 01f_076010_393x248x546.dat | 0.0663;0.0663;0.1400 | 393;248;546 | (0.1855;68.2875;4.7075) | 110 | 9.9905 | 69 | 81.3761 | 60 | EZpaque | [73,75] | [90,20] | 1 | 15 | 95 | normal | none | 6.6306 | 3.791 | 25.1366 | 26.9788 | 15.4248 | 416.1412 | 6.556e-16 | 1236.9471 | 2.1428 | 108.687 | 350.1384 | 5.9131 | 792.986 | 135.6304 | 169.6161 | 1329.5496 | 3.9489 | 720.7466 | 224.1313 | 116.9772 | 9.4611 | 901.1773 | 12.9936 | 528.3116 | 1000.659 | 583.4216 | 61.6094 | 37.0684 | 98.0128 | 247.162 | 301.2502 | 397.2115 | 66.9853 | 160.0898 | 109.5458 | 400.2994 | 284.1882
1f37113 | UGI | 8 | 01f_076010_393x248x546.dat | 0.0663;0.0663;0.1400 | 393;248;546 | (0.1855;68.2875;4.7075) | 60 | 2.5 | 38 | 81.3761 | 60 | EZpaque | [73,75] | [90,20] | 1 | 15 | 95 | normal | none | 6.6306 | 3.791 | 25.1366 | 26.9788 | 15.4248 | 416.1412 | 1.0606e-15 | 787.1462 | 0.30586 | 33.7507 | 136.5511 | 1.0157 | 363.8596 | 45.1817 | 62.8184 | 851.8437 | 0.73546 | 364.9344 | 119.118 | 43.7769 | 2.1478 | 461.0849 | 2.8748 | 218.229 | 633.9918 | 253.906 | 18.3665 | 11.1538 | 29.376 | 121.7621 | 147.2488 | 208.889 | 33.8703 | 136.2649 | 31.5888 | 220.571 | 130.7302
1f37113 | UGI | 8 | 01f_076010_393x248x546.dat | 0.0663;0.0663;0.1400 | 393;248;546 | (0.1855;68.2875;4.7075) | 60 | 5.7448 | 47 | 81.3761 | 60 | EZpaque | [73,75] | [90,20] | 1 | 15 | 95 | normal | none | 6.6306 | 3.791 | 25.1366 | 26.9788 | 15.4248 | 416.1412 | 6.8869e-16 | 1178.7087 | 0.92527 | 72.9839 | 267.19 | 2.6318 | 663.815 | 95.6953 | 132.8705 | 1295.3076 | 0.722 | 631.0715 | 202.8211 | 92.0129 | 5.3869 | 808.7142 | 7.9068 | 421.7453 | 970.5732 | 486.303 | 43.9155 | 24.962 | 68.8442 | 211.7348 | 261.8542 | 349.3244 | 56.6739 | 159.1711 | 74.934 | 362.0713 | 237.0023
1f37113 | UGI | 8 | 01f_076010_393x248x546.dat | 0.0663;0.0663;0.1400 | 393;248;546 | (0.1855;68.2875;4.7075) | 60 | 6.3535 | 49 | 81.3761 | 60 | EZpaque | [73,75] | [90,20] | 1 | 15 | 95 | normal | none | 6.6306 | 3.791 | 25.1366 | 26.9788 | 15.4248 | 416.1412 | 6.5757e-16 | 1224.6543 | 1.0829 | 79.0051 | 287.059 | 3.6419 | 710.1197 | 107.3932 | 144.0618 | 1340.5515 | 1.9031 | 664.7554 | 213.7583 | 98.8434 | 5.8554 | 850.6077 | 8.6981 | 451.9552 | 1004.2199 | 517.059 | 48.0834 | 30.1643 | 76.2799 | 224.223 | 277.9943 | 366.4554 | 59.904 | 161.9124 | 86.3124 | 380.2102 | 252.0478
1f37113 | UGI | 8 | 01f_076010_393x248x546.dat | 0.0663;0.0663;0.1400 | 393;248;546 | (0.1855;68.2875;4.7075) | 80 | 2.9 | 44 | 81.3761 | 60 | EZpaque | [73,75] | [90,20] | 1 | 15 | 95 | normal | none | 6.6306 | 3.791 | 25.1366 | 26.9788 | 15.4248 | 416.1412 | 9.4962e-16 | 860.5165 | 0.55752 | 45.9786 | 170.3847 | 1.6039 | 432.575 | 55.3024 | 80.7295 | 933.3039 | 0.77432 | 423.1607 | 137.0133 | 56.7756 | 3.1279 | 535.3955 | 4.49 | 269.172 | 695.3234 | 308.6301 | 25.2892 | 15.9138 | 40.1878 | 142.8394 | 173.983 | 239.4856 | 39.2269 | 140.4901 | 43.2617 | 250.2227 | 155.6692
1f37113 | UGI | 8 | 01f_076010_393x248x546.dat | 0.0663;0.0663;0.1400 | 393;248;546 | (0.1855;68.2875;4.7075) | 80 | 7.702 | 57 | 81.3761 | 60 | EZpaque | [73,75] | [90,20] | 1 | 15 | 95 | normal | none | 6.6306 | 3.791 | 25.1366 | 26.9788 | 15.4248 | 416.1412 | 6.3475e-16 | 1250.7363 | 1.5937 | 93.1526 | 322.2035 | 4.4168 | 762.2007 | 125.7983 | 159.5736 | 1355.9424 | 1.2667 | 700.602 | 223.4881 | 107.4337 | 8.1468 | 886.5323 | 10.9625 | 495.8771 | 1013.7942 | 555.9633 | 55.8169 | 34.9773 | 88.8974 | 240.2582 | 297.0195 | 385.3079 | 64.1821 | 162.3372 | 98.498 | 395.6311 | 271.743
1f37113 | UGI | 8 | 01f_076010_393x248x546.dat | 0.0663;0.0663;0.1400 | 393;248;546 | (0.1855;68.2875;4.7075) | 80 | 8.502 | 60 | 81.3761 | 60 | EZpaque | [73,75] | [90,20] | 1 | 15 | 95 | normal | none | 6.6306 | 3.791 | 25.1366 | 26.9788 | 15.4248 | 416.1412 | 6.1905e-16 | 1271.7256 | 1.7908 | 101.7642 | 338.1156 | 4.9607 | 786.5779 | 134.4805 | 167.8705 | 1378.1146 | 1.213 | 723.1903 | 229.9819 | 116.2073 | 9.2686 | 913.0462 | 11.8598 | 519.1999 | 1031.486 | 580.2775 | 59.2619 | 36.8113 | 94.4191 | 249.3977 | 308.3099 | 397.838 | 66.5484 | 163.2896 | 105.7962 | 406.3213 | 283.1391
1f37113 | UGI | 9 | 01f_076010_393x248x546.dat | 0.0663;0.0663;0.1400 | 393;248;546 | (-0.1590;68.6569;4.7351) | 110 | 3.9 | 52 | 81.4785 | 60 | EZpaque | [73,75] | [90,20] | 1 | 5 | 95 | normal | none | 6.6625 | 3.7644 | 25.0802 | 27.1427 | 15.3357 | 416.2522 | 8.4578e-16 | 932.4728 | 0.95199 | 59.9078 | 217.1478 | 2.8845 | 440.3964 | 74.3181 | 105.1286 | 1001.7104 | 1.3097 | 415.0472 | 159.9819 | 71.296 | 3.9754 | 705.5944 | 6.3698 | 324.6458 | 935.2395 | 416.4778 | 34.2558 | 21.755 | 52.7156 | 164.8691 | 200.5332 | 273.5057 | 45.7955 | 144.8794 | 59.8924 | 283.061 | 188.0788
1f37113 | UGI | 9 | 01f_076010_393x248x546.dat | 0.0663;0.0663;0.1400 | 393;248;546 | (-0.1590;68.6569;4.7351) | 110 | 7.85 | 62 | 81.4785 | 60 | EZpaque | [73,75] | [90,20] | 1 | 5 | 95 | normal | none | 6.6625 | 3.7644 | 25.0802 | 27.1427 | 15.3357 | 416.2522 | 6.7551e-16 | 1159.0857 | 1.6967 | 93.1049 | 313.8978 | 5.5687 | 635.1678 | 119.4526 | 152.3893 | 1251.9049 | 2.2694 | 570.3127 | 211.0416 | 103.5741 | 8.5053 | 926.9488 | 10.3099 | 462.897 | 1146.162 | 573.5399 | 52.9751 | 33.8131 | 83.8186 | 223.4499 | 272.9792 | 362.1598 | 61.1561 | 157.1223 | 90.0065 | 370.3854 | 259.8884
1f37113 | UGI | 9 | 01f_076010_393x248x546.dat | 0.0663;0.0663;0.1400 | 393;248;546 | (-0.1590;68.6569;4.7351) | 110 | 9.9905 | 69 | 81.4785 | 60 | EZpaque | [73,75] | [90,20] | 1 | 5 | 95 | normal | none | 6.6625 | 3.7644 | 25.0802 | 27.1427 | 15.3357 | 416.2522 | 6.5316e-16 | 1198.8222 | 2.1038 | 110.6609 | 345.797 | 5.4498 | 693.0332 | 131.9406 | 168.6423 | 1289.2597 | 1.6567 | 613.2975 | 223.0089 | 110.4006 | 9.1113 | 972.7665 | 12.4145 | 507.3047 | 1169.4265 | 619.789 | 59.5461 | 35.9469 | 93.0602 | 239.5376 | 291.5983 | 384.4359 | 65.5384 | 158.7254 | 102.2969 | 389.5964 | 280.7186
1f37113 | UGI | 9 | 01f_076010_393x248x546.dat | 0.0663;0.0663;0.1400 | 393;248;546 | (-0.1590;68.6569;4.7351) | 60 | 2.5 | 38 | 81.4785 | 60 | EZpaque | [73,75] | [90,20] | 1 | 5 | 95 | normal | none | 6.6625 | 3.7644 | 25.0802 | 27.1427 | 15.3357 | 416.2522 | 1.0567e-15 | 750.3286 | 0.30476 | 32.6522 | 137.7896 | 0.95052 | 285.497 | 40.9867 | 65.2977 | 815.2108 | 0.61016 | 290.0868 | 119.4113 | 43.8485 | 2.2695 | 529.9031 | 2.7554 | 209.9304 | 783.347 | 284.9008 | 17.8294 | 10.4856 | 28.5232 | 117.3542 | 141.757 | 202.5484 | 33.4225 | 135.4745 | 30.3667 | 213.7249 | 129.6996
1f37113 | UGI | 9 | 01f_076010_393x248x546.dat | 0.0663;0.0663;0.1400 | 393;248;546 | (-0.1590;68.6569;4.7351) | 60 | 5.7448 | 47 | 81.4785 | 60 | EZpaque | [73,75] | [90,20] | 1 | 5 | 95 | normal | none | 6.6625 | 3.7644 | 25.0802 | 27.1427 | 15.3357 | 416.2522 | 6.8613e-16 | 1141.6393 | 0.90709 | 72.0056 | 266.3062 | 2.7636 | 559.8377 | 94.2842 | 132.8747 | 1251.1088 | 0.44256 | 522.2645 | 201.9742 | 90.2077 | 5.0597 | 893.799 | 7.7599 | 404.6333 | 1160.0761 | 529.4061 | 42.3245 | 25.9995 | 66.8826 | 204.8315 | 253.006 | 338.145 | 55.6691 | 158.1615 | 74.9001 | 353.161 | 235.2774
1f37113 | UGI | 9 | 01f_076010_393x248x546.dat | 0.0663;0.0663;0.1400 | 393;248;546 | (-0.1590;68.6569;4.7351) | 60 | 6.3535 | 49 | 81.4785 | 60 | EZpaque | [73,75] | [90,20] | 1 | 5 | 95 | normal | none | 6.6625 | 3.7644 | 25.0802 | 27.1427 | 15.3357 | 416.2522 | 6.5511e-16 | 1185.8695 | 1.0689 | 78.4504 | 284.8816 | 3.0898 | 605.8791 | 105.7999 | 143.5215 | 1296.6899 | 1.4975 | 552.7891 | 212.8636 | 97.3342 | 5.3713 | 934.2493 | 8.4721 | 433.8175 | 1195.9289 | 562.9553 | 47.0116 | 28.7965 | 74.5641 | 216.9875 | 268.7191 | 353.6093 | 58.736 | 160.7382 | 80.1494 | 370.3539 | 250.1724
1f37113 | UGI | 9 | 01f_076010_393x248x546.dat | 0.0663;0.0663;0.1400 | 393;248;546 | (-0.1590;68.6569;4.7351) | 80 | 2.9 | 44 | 81.4785 | 60 | EZpaque | [73,75] | [90,20] | 1 | 5 | 95 | normal | none | 6.6625 | 3.7644 | 25.0802 | 27.1427 | 15.3357 | 416.2522 | 9.4609e-16 | 828.1561 | 0.54277 | 44.5032 | 171.6222 | 1.6071 | 352.2076 | 55.0328 | 81.7576 | 896.0778 | 1.6925 | 342.6948 | 136.9955 | 53.3776 | 3.1946 | 604.5938 | 4.3037 | 258.4321 | 848.1542 | 343.4875 | 24.8919 | 14.7512 | 38.9593 | 137.9084 | 167.7731 | 232.5144 | 38.6369 | 139.6501 | 42.9188 | 243.1955 | 154.8421
1f37113 | UGI | 9 | 01f_076010_393x248x546.dat | 0.0663;0.0663;0.1400 | 393;248;546 | (-0.1590;68.6569;4.7351) | 80 | 7.702 | 57 | 81.4785 | 60 | EZpaque | [73,75] | [90,20] | 1 | 5 | 95 | normal | none | 6.6625 | 3.7644 | 25.0802 | 27.1427 | 15.3357 | 416.2522 | 6.3239e-16 | 1208.4964 | 1.5452 | 92.5269 | 318.8701 | 4.1664 | 658.6451 | 121.7146 | 158.3835 | 1313.7322 | 1.3451 | 588.6091 | 221.9203 | 108.2277 | 7.278 | 968.6125 | 10.5952 | 476.5578 | 1197.8858 | 595.8357 | 54.2735 | 34.6448 | 84.9999 | 232.6607 | 287.2748 | 375.5176 | 62.8614 | 160.9565 | 94.1667 | 386.0406 | 268.7427
1f37113 | UGI | 9 | 01f_076010_393x248x546.dat | 0.0663;0.0663;0.1400 | 393;248;546 | (-0.1590;68.6569;4.7351) | 80 | 8.502 | 60 | 81.4785 | 60 | EZpaque | [73,75] | [90,20] | 1 | 5 | 95 | normal | none | 6.6625 | 3.7644 | 25.0802 | 27.1427 | 15.3357 | 416.2522 | 6.1674e-16 | 1227.4267 | 1.7383 | 94.8329 | 334.5508 | 5.3227 | 698.2874 | 129.663 | 166.6187 | 1334.3604 | 2.1022 | 610.1948 | 227.8766 | 114.2415 | 8.8196 | 993.0158 | 11.532 | 500.3264 | 1213.6283 | 619.3722 | 57.749 | 38.3194 | 92.2354 | 241.5212 | 298.204 | 385.6857 | 65.1066 | 161.917 | 100.9976 | 397.1503 | 279.1431
1f37113 | UGI | 1 | 01m_076010_393x248x546.dat | 0.0663;0.0663;0.1400 | 393;248;546 | (-0.1676;69.4477;19.5711) | 110 | 3.9 | 52 | 81.6413 | 60 | EZpaque | [5] | [0] | 0 | 10 | 95 | normal | none | 5.7111 | 4.9662 | 28.3624 | 23.3131 | 20.2723 | 472.6096 | 8.6413e-16 | 87.3256 | 68.6387 | 375.8564 | 8.4245 | 439.5155 | 28.1369 | 0.78716 | 571.7636 | 31.6375 | 71.1973 | 62.0414 | 561.3139 | 647.6084 | 632.1826 | 26.3246 | 698.6075 | 8.9483 | 85.996 | 80.7144 | 652.4804 | 743.6468 | 2.3788 | 212.9265 | 224.9584 | 131.4959 | 209.8706 | 133.3794 | 1.2184 | 299.9289 | 254.2456
1f37113 | UGI | 1 | 01m_076010_393x248x546.dat | 0.0663;0.0663;0.1400 | 393;248;546 | (-0.1676;69.4477;19.5711) | 110 | 7.85 | 62 | 81.6413 | 60 | EZpaque | [5] | [0] | 0 | 10 | 95 | normal | none | 5.7111 | 4.9662 | 28.3624 | 23.3131 | 20.2723 | 472.6096 | 6.901e-16 | 130.4976 | 104.1842 | 451.6415 | 13.8704 | 600.6914 | 50.0779 | 1.4727 | 743.9015 | 49.6519 | 111.4903 | 93.1829 | 704.3713 | 841.8866 | 778.9252 | 40.2736 | 884.938 | 14.8861 | 119.1268 | 115.4477 | 853.9862 | 962.5639 | 3.8549 | 298.5735 | 311.789 | 167.9419 | 263.3697 | 147.8295 | 1.5695 | 394.1126 | 328.0268
1f37113 | UGI | 1 | 01m_076010_393x248x546.dat | 0.0663;0.0663;0.1400 | 393;248;546 | (-0.1676;69.4477;19.5711) | 110 | 9.9905 | 69 | 81.6413 | 60 | EZpaque | [5] | [0] | 0 | 10 | 95 | normal | none | 5.7111 | 4.9662 | 28.3624 | 23.3131 | 20.2723 | 472.6096 | 6.6723e-16 | 139.261 | 117.2985 | 479.5054 | 16.0365 | 645.4004 | 53.6817 | 1.5343 | 780.6612 | 56.0692 | 111.8881 | 103.4112 | 731.7275 | 882.2005 | 814.0531 | 46.6316 | 924.6447 | 17.5127 | 126.9729 | 122.4886 | 902.3885 | 1011.991 | 4.9268 | 326.0339 | 336.9537 | 176.4803 | 275.7452 | 150.6393 | 2.2689 | 416.9417 | 346.6473
1f37113 | UGI | 1 | 01m_076010_393x248x546.dat | 0.0663;0.0663;0.1400 | 393;248;546 | (-0.1676;69.4477;19.5711) | 60 | 2.5 | 38 | 81.6413 | 60 | EZpaque | [5] | [0] | 0 | 10 | 95 | normal | none | 5.7111 | 4.9662 | 28.3624 | 23.3131 | 20.2723 | 472.6096 | 1.0797e-15 | 53.708 | 38.302 | 312.6581 | 3.741 | 309.6295 | 14.8836 | 0.46305 | 437.5806 | 16.4127 | 45.2399 | 35.5577 | 451.9177 | 485.1396 | 512.5915 | 13.4471 | 553.4358 | 3.863 | 58.0832 | 52.8086 | 496.2445 | 567.9952 | 0.84375 | 142.1194 | 153.6547 | 102.7072 | 168.1671 | 122.3545 | 0.21605 | 224.6428 | 194.8425
1f37113 | UGI | 1 | 01m_076010_393x248x546.dat | 0.0663;0.0663;0.1400 | 393;248;546 | (-0.1676;69.4477;19.5711) | 60 | 5.7448 | 47 | 81.6413 | 60 | EZpaque | [5] | [0] | 0 | 10 | 95 | normal | none | 5.7111 | 4.9662 | 28.3624 | 23.3131 | 20.2723 | 472.6096 | 7.0109e-16 | 113.9096 | 84.7137 | 415.3098 | 9.9525 | 539.1596 | 37.5814 | 0.64853 | 718.694 | 39.9363 | 89.0498 | 79.1438 | 689.1258 | 808.0548 | 749.332 | 32.7261 | 848.0353 | 10.4627 | 113.1009 | 105.1789 | 817.7967 | 942.5451 | 2.2424 | 261.8698 | 280.9291 | 157.7724 | 252.0746 | 146.2807 | 1.6547 | 369.8348 | 309.0835
1f37113 | UGI | 1 | 01m_076010_393x248x546.dat | 0.0663;0.0663;0.1400 | 393;248;546 | (-0.1676;69.4477;19.5711) | 60 | 6.3535 | 49 | 81.6413 | 60 | EZpaque | [5] | [0] | 0 | 10 | 95 | normal | none | 5.7111 | 4.9662 | 28.3624 | 23.3131 | 20.2723 | 472.6096 | 6.6941e-16 | 120.9525 | 92.7427 | 425.523 | 11.1616 | 567.618 | 40.1442 | 0.73651 | 750.4055 | 44.3733 | 88.8587 | 86.3983 | 715.0759 | 840.6937 | 774.9942 | 36.426 | 879.8923 | 11.8302 | 120.2385 | 112.8573 | 854.0786 | 980.7869 | 2.7663 | 279.7422 | 299.6682 | 164.0492 | 262.0724 | 149.0473 | 1.8144 | 386.5569 | 322.4083
1f37113 | UGI | 1 | 01m_076010_393x248x546.dat | 0.0663;0.0663;0.1400 | 393;248;546 | (-0.1676;69.4477;19.5711) | 80 | 2.9 | 44 | 81.6413 | 60 | EZpaque | [5] | [0] | 0 | 10 | 95 | normal | none | 5.7111 | 4.9662 | 28.3624 | 23.3131 | 20.2723 | 472.6096 | 9.667e-16 | 70.6674 | 51.2922 | 337.3652 | 5.779 | 367.6746 | 21.4866 | 0.41495 | 493.8775 | 23.4841 | 49.126 | 47.1958 | 498.3464 | 557.4859 | 563.3719 | 18.946 | 611.7738 | 6.0429 | 70.9881 | 65.7548 | 561.8616 | 648.7244 | 1.3487 | 172.347 | 184.8561 | 114.879 | 185.7492 | 127.0826 | 0.89069 | 257.5422 | 220.4296
1f37113 | UGI | 1 | 01m_076010_393x248x546.dat | 0.0663;0.0663;0.1400 | 393;248;546 | (-0.1676;69.4477;19.5711) | 80 | 7.702 | 57 | 81.6413 | 60 | EZpaque | [5] | [0] | 0 | 10 | 95 | normal | none | 5.7111 | 4.9662 | 28.3624 | 23.3131 | 20.2723 | 472.6096 | 6.4613e-16 | 136.2734 | 106.9093 | 449.3077 | 13.9389 | 605.1129 | 48.5028 | 0.98114 | 774.4758 | 51.4837 | 110.5061 | 97.3601 | 732.2705 | 880.7396 | 802.3495 | 42.5597 | 912.7148 | 15.0173 | 127.8695 | 121.0752 | 888.6173 | 1016.9821 | 3.6991 | 307.7859 | 325.6802 | 173.0353 | 271.8233 | 150.7662 | 1.8654 | 406.304 | 338.6723
1f37113 | UGI | 1 | 01m_076010_393x248x546.dat | 0.0663;0.0663;0.1400 | 393;248;546 | (-0.1676;69.4477;19.5711) | 80 | 8.502 | 60 | 81.6413 | 60 | EZpaque | [5] | [0] | 0 | 10 | 95 | normal | none | 5.7111 | 4.9662 | 28.3624 | 23.3131 | 20.2723 | 472.6096 | 6.3012e-16 | 144.0644 | 113.7067 | 460.6417 | 15.1722 | 631.6407 | 53.1089 | 1.5502 | 793.5302 | 54.9482 | 118.5566 | 103.0104 | 746.206 | 897.7483 | 818.5254 | 45.1675 | 934.2334 | 16.4286 | 131.9175 | 127.4152 | 912.7772 | 1041.8 | 3.9488 | 322.1492 | 339.767 | 177.178 | 278.3178 | 152.349 | 2.0561 | 418.5156 | 348.1969
1f37113 | UGI | 2 | 01m_076010_393x248x546.dat | 0.0663;0.0663;0.1400 | 393;248;546 | (-0.1676;69.4477;23.8417) | 110 | 3.9 | 52 | 81.6413 | 60 | EZpaque | [5] | [0] | 0 | 5 | 95 | normal | none | 5.7111 | 2.4075 | 13.7495 | 23.3131 | 9.8276 | 229.1109 | 1.277e-15 | 7.478 | 62.1088 | 7.7863 | 0.91427 | 416.134 | 2.8151 | 0.18059 | 24.1705 | 3.0375 | 53.9614 | 5.4353 | 33.0885 | 240.8595 | 592.6458 | 2.5575 | 630.7516 | 0.95805 | 7.074 | 5.5842 | 80.7224 | 541.2898 | 0.27886 | 90.8878 | 77.7049 | 60.9696 | 165.3029 | 65.3792 | 0.14913 | 154.8443 | 75.0611
1f37113 | UGI | 2 | 01m_076010_393x248x546.dat | 0.0663;0.0663;0.1400 | 393;248;546 | (-0.1676;69.4477;23.8417) | 110 | 7.85 | 62 | 81.6413 | 60 | EZpaque | [5] | [0] | 0 | 5 | 95 | normal | none | 5.7111 | 2.4075 | 13.7495 | 23.3131 | 9.8276 | 229.1109 | 1.02e-15 | 11.4481 | 93.4113 | 10.8471 | 1.5071 | 567.6304 | 4.5121 | 0.12567 | 35.3335 | 5.0203 | 83.0102 | 8.8919 | 47.015 | 310.1879 | 733.9254 | 4.2921 | 797.7885 | 1.672 | 11.1089 | 9.311 | 111.6869 | 670.4153 | 0.51139 | 131.0747 | 112.1768 | 81.1345 | 205.2923 | 71.8326 | 0.24476 | 202.9491 | 98.6869
1f37113 | UGI | 2 | 01m_076010_393x248x546.dat | 0.0663;0.0663;0.1400 | 393;248;546 | (-0.1676;69.4477;23.8417) | 110 | 9.9905 | 69 | 81.6413 | 60 | EZpaque | [5] | [0] | 0 | 5 | 95 | normal | none | 5.7111 | 2.4075 | 13.7495 | 23.3131 | 9.8276 | 229.1109 | 9.8628e-16 | 12.9902 | 104.4528 | 12.1709 | 1.839 | 609.9059 | 5.2317 | 0.25172 | 39.0557 | 5.9635 | 86.7509 | 10.4108 | 50.3963 | 325.2413 | 771.1983 | 4.9612 | 836.6461 | 2.0307 | 12.4335 | 10.863 | 117.8465 | 703.3375 | 0.65198 | 144.8132 | 123.3639 | 86.5099 | 214.4767 | 73.1873 | 0.2286 | 215.655 | 105.2708
1f37113 | UGI | 2 | 01m_076010_393x248x546.dat | 0.0663;0.0663;0.1400 | 393;248;546 | (-0.1676;69.4477;23.8417) | 60 | 2.5 | 38 | 81.6413 | 60 | EZpaque | [5] | [0] | 0 | 5 | 95 | normal | none | 5.7111 | 2.4075 | 13.7495 | 23.3131 | 9.8276 | 229.1109 | 1.5953e-15 | 3.0921 | 35.6241 | 4.254 | 0.32515 | 303.0647 | 1.0941 | 0.062243 | 14.2916 | 1.2635 | 38.4625 | 2.4865 | 21.5882 | 188.1437 | 477.3862 | 0.99062 | 502.1344 | 0.34172 | 3.9089 | 2.8162 | 56.902 | 434.8292 | 0.087164 | 57.353 | 48.9472 | 45.7179 | 134.044 | 60.3377 | 0.033006 | 117.6222 | 55.9723
1f37113 | UGI | 2 | 01m_076010_393x248x546.dat | 0.0663;0.0663;0.1400 | 393;248;546 | (-0.1676;69.4477;23.8417) | 60 | 5.7448 | 47 | 81.6413 | 60 | EZpaque | [5] | [0] | 0 | 5 | 95 | normal | none | 5.7111 | 2.4075 | 13.7495 | 23.3131 | 9.8276 | 229.1109 | 1.0359e-15 | 9.0479 | 77.3897 | 8.896 | 0.95053 | 509.7662 | 3.4269 | 0.095878 | 31.0669 | 3.4716 | 71.0958 | 6.4621 | 42.8988 | 298.5059 | 700.4169 | 2.9392 | 765.5857 | 1.0115 | 8.9932 | 7.3048 | 105.5674 | 674.3823 | 0.2437 | 111.5806 | 96.9156 | 74.5891 | 197.2923 | 70.9805 | 0.27181 | 188.1637 | 92.4755
1f37113 | UGI | 2 | 01m_076010_393x248x546.dat | 0.0663;0.0663;0.1400 | 393;248;546 | (-0.1676;69.4477;23.8417) | 60 | 6.3535 | 49 | 81.6413 | 60 | EZpaque | [5] | [0] | 0 | 5 | 95 | normal | none | 5.7111 | 2.4075 | 13.7495 | 23.3131 | 9.8276 | 229.1109 | 9.8912e-16 | 9.6572 | 84.4457 | 9.6131 | 1.0737 | 535.9808 | 3.6107 | 0.17786 | 33.8361 | 3.9874 | 79.9447 | 7.2879 | 46.1632 | 311.1449 | 723.3188 | 3.1677 | 793.6944 | 1.1498 | 9.9126 | 7.7418 | 112.5545 | 696.5274 | 0.26731 | 120.0758 | 104.502 | 78.5942 | 204.7457 | 72.321 | 0.24196 | 196.6785 | 96.9345
1f37113 | UGI | 2 | 01m_076010_393x248x546.dat | 0.0663;0.0663;0.1400 | 393;248;546 | (-0.1676;69.4477;23.8417) | 80 | 2.9 | 44 | 81.6413 | 60 | EZpaque | [5] | [0] | 0 | 5 | 95 | normal | none | 5.7111 | 2.4075 | 13.7495 | 23.3131 | 9.8276 | 229.1109 | 1.4284e-15 | 4.9575 | 47.0263 | 5.8136 | 0.54168 | 349.8168 | 1.8994 | 0.13784 | 18.5574 | 2.0359 | 46.3319 | 3.7894 | 26.7384 | 210.2723 | 522.1385 | 1.7014 | 555.1327 | 0.57267 | 5.159 | 4.221 | 67.3885 | 477.0752 | 0.13421 | 71.5943 | 61.4349 | 52.3859 | 147.1232 | 62.4406 | 0.21209 | 132.9466 | 63.9449
1f37113 | UGI | 2 | 01m_076010_393x248x546.dat | 0.0663;0.0663;0.1400 | 393;248;546 | (-0.1676;69.4477;23.8417) | 80 | 7.702 | 57 | 81.6413 | 60 | EZpaque | [5] | [0] | 0 | 5 | 95 | normal | none | 5.7111 | 2.4075 | 13.7495 | 23.3131 | 9.8276 | 229.1109 | 9.5488e-16 | 11.5302 | 96.1531 | 11.8287 | 1.4875 | 577.4319 | 4.7183 | 0.15569 | 37.4067 | 5.0517 | 87.3081 | 9.0246 | 49.5736 | 321.6729 | 750.5631 | 4.3666 | 820.7392 | 1.5804 | 11.3595 | 9.5968 | 118.3391 | 707.8877 | 0.48303 | 134.475 | 116.4816 | 83.569 | 211.6356 | 73.1287 | 0.31276 | 208.0023 | 102.4359
1f37113 | UGI | 2 | 01m_076010_393x248x546.dat | 0.0663;0.0663;0.1400 | 393;248;546 | (-0.1676;69.4477;23.8417) | 80 | 8.502 | 60 | 81.6413 | 60 | EZpaque | [5] | [0] | 0 | 5 | 95 | normal | none | 5.7111 | 2.4075 | 13.7495 | 23.3131 | 9.8276 | 229.1109 | 9.3129e-16 | 12.7737 | 102.004 | 12.006 | 1.6296 | 591.7401 | 5.1862 | 0.22994 | 39.4561 | 5.5379 | 86.4137 | 9.7721 | 51.7305 | 328.1909 | 767.6686 | 4.7257 | 839.859 | 1.774 | 12.2347 | 10.0053 | 121.8743 | 719.7564 | 0.53949 | 141.6071 | 122.5982 | 86.0889 | 216.3406 | 73.8586 | 0.1633 | 213.1913 | 105.3523
1f37113 | UGI | 3 | 01m_076010_393x248x546.dat | 0.0663;0.0663;0.1400 | 393;248;546 | (-0.1676;69.4477;23.8417) | 110 | 3.9 | 52 | 81.6413 | 60 | EZpaque | [5,133,110] | [30,30,100] | 0 | 10 | 95 | normal | none | 5.7111 | 2.4075 | 13.7495 | 23.3131 | 9.8276 | 229.1109 | 1.277e-15 | 6.5952 | 61.173 | 7.3744 | 0.86932 | 412.2811 | 2.5157 | 0.14953 | 22.3811 | 2.7606 | 54.0397 | 4.9308 | 30.8277 | 3216.2108 | 1160.6394 | 2.4232 | 606.123 | 0.88256 | 6.7703 | 5.2753 | 76.2572 | 529.9112 | 0.25976 | 88.6738 | 75.7963 | 59.2819 | 161.9749 | 64.7581 | 0.16894 | 425.8286 | 225.2049
1f37113 | UGI | 3 | 01m_076010_393x248x546.dat | 0.0663;0.0663;0.1400 | 393;248;546 | (-0.1676;69.4477;23.8417) | 110 | 7.85 | 62 | 81.6413 | 60 | EZpaque | [5,133,110] | [30,30,100] | 0 | 10 | 95 | normal | none | 5.7111 | 2.4075 | 13.7495 | 23.3131 | 9.8276 | 229.1109 | 1.02e-15 | 10.2961 | 91.8995 | 10.0324 | 1.4072 | 561.8363 | 3.6705 | 0.12178 | 32.8306 | 4.5673 | 80.5838 | 8.0119 | 43.8091 | 4966.7909 | 1620.4987 | 4.0446 | 767.5335 | 1.5426 | 10.551 | 8.7509 | 105.4809 | 657.1015 | 0.50948 | 127.7546 | 109.2953 | 79.041 | 201.0837 | 70.9592 | 0.18672 | 627.0895 | 333.9644
1f37113 | UGI | 3 | 01m_076010_393x248x546.dat | 0.0663;0.0663;0.1400 | 393;248;546 | (-0.1676;69.4477;23.8417) | 110 | 9.9905 | 69 | 81.6413 | 60 | EZpaque | [5,133,110] | [30,30,100] | 0 | 10 | 95 | normal | none | 5.7111 | 2.4075 | 13.7495 | 23.3131 | 9.8276 | 229.1109 | 9.8628e-16 | 11.5859 | 102.6784 | 11.6021 | 1.7311 | 604.9885 | 4.91 | 0.21349 | 36.2472 | 5.4316 | 82.4297 | 9.4137 | 47.025 | 5634.5882 | 1761.2587 | 4.6333 | 807.2225 | 1.8695 | 11.7492 | 10.1219 | 111.0026 | 689.1631 | 0.59665 | 141.1794 | 120.2011 | 84.4521 | 210.2466 | 72.2932 | 0.17057 | 698.0388 | 373.5553
1f37113 | UGI | 3 | 01m_076010_393x248x546.dat | 0.0663;0.0663;0.1400 | 393;248;546 | (-0.1676;69.4477;23.8417) | 60 | 2.5 | 38 | 81.6413 | 60 | EZpaque | [5,133,110] | [30,30,100] | 0 | 10 | 95 | normal | none | 5.7111 | 2.4075 | 13.7495 | 23.3131 | 9.8276 | 229.1109 | 1.5953e-15 | 2.8226 | 35.2298 | 4.1746 | 0.31309 | 299.968 | 0.98272 | 0.062243 | 13.3658 | 1.1609 | 37.5729 | 2.2589 | 20.0756 | 1683.2259 | 766.2025 | 0.95175 | 481.3605 | 0.31596 | 3.7757 | 2.6342 | 53.4411 | 422.6432 | 0.097413 | 56.0617 | 47.8577 | 44.1919 | 131.3909 | 59.9692 | 0.030852 | 253.6695 | 131.0096
1f37113 | UGI | 3 | 01m_076010_393x248x546.dat | 0.0663;0.0663;0.1400 | 393;248;546 | (-0.1676;69.4477;23.8417) | 60 | 5.7448 | 47 | 81.6413 | 60 | EZpaque | [5,133,110] | [30,30,100] | 0 | 10 | 95 | normal | none | 5.7111 | 2.4075 | 13.7495 | 23.3131 | 9.8276 | 229.1109 | 1.0359e-15 | 8.0685 | 76.2294 | 8.5424 | 0.88664 | 504.2349 | 3.1535 | 0.095878 | 28.8515 | 3.1475 | 68.1275 | 5.8517 | 39.859 | 3844.8699 | 1446.3391 | 2.8083 | 731.8092 | 0.95019 | 8.641 | 6.8224 | 99.2928 | 657.3444 | 0.22902 | 108.6945 | 94.4324 | 72.3251 | 192.7407 | 70.1972 | 0.19438 | 516.1739 | 271.7836
1f37113 | UGI | 3 | 01m_076010_393x248x546.dat | 0.0663;0.0663;0.1400 | 393;248;546 | (-0.1676;69.4477;23.8417) | 60 | 6.3535 | 49 | 81.6413 | 60 | EZpaque | [5,133,110] | [30,30,100] | 0 | 10 | 95 | normal | none | 5.7111 | 2.4075 | 13.7495 | 23.3131 | 9.8276 | 229.1109 | 9.8912e-16 | 8.4683 | 83.1071 | 9.3877 | 0.98644 | 530.5821 | 3.293 | 0.17786 | 31.3035 | 3.6326 | 78.0703 | 6.5715 | 42.8037 | 4276.0179 | 1561.7904 | 3.0168 | 758.4106 | 1.0663 | 9.5519 | 7.2793 | 106.074 | 681.3422 | 0.24774 | 116.894 | 101.7504 | 76.5148 | 200.0048 | 71.4847 | 0.15497 | 563.9566 | 297.6859
1f37113 | UGI | 3 | 01m_076010_393x248x546.dat | 0.0663;0.0663;0.1400 | 393;248;546 | (-0.1676;69.4477;23.8417) | 80 | 2.9 | 44 | 81.6413 | 60 | EZpaque | [5,133,110] | [30,30,100] | 0 | 10 | 95 | normal | none | 5.7111 | 2.4075 | 13.7495 | 23.3131 | 9.8276 | 229.1109 | 1.4284e-15 | 4.3172 | 46.362 | 5.5938 | 0.50644 | 345.4764 | 1.7157 | 0.13784 | 17.396 | 1.8415 | 44.8029 | 3.4217 | 24.8657 | 2371.4794 | 943.4813 | 1.6431 | 531.9045 | 0.53743 | 4.948 | 3.9597 | 63.4009 | 465.041 | 0.13315 | 69.8597 | 59.9491 | 50.7296 | 144.124 | 61.971 | 0.094943 | 330.0905 | 172.801
1f37113 | UGI | 3 | 01m_076010_393x248x546.dat | 0.0663;0.0663;0.1400 | 393;248;546 | (-0.1676;69.4477;23.8417) | 80 | 7.702 | 57 | 81.6413 | 60 | EZpaque | [5,133,110] | [30,30,100] | 0 | 10 | 95 | normal | none | 5.7111 | 2.4075 | 13.7495 | 23.3131 | 9.8276 | 229.1109 | 9.5488e-16 | 10.1935 | 94.4964 | 11.171 | 1.3981 | 570.7819 | 4.1618 | 0.14753 | 34.6451 | 4.5859 | 85.8671 | 8.1128 | 46.0381 | 5208.2815 | 1718.1161 | 4.0336 | 787.332 | 1.4554 | 10.8411 | 8.986 | 111.3121 | 695.9491 | 0.43043 | 130.8633 | 113.3369 | 81.1728 | 206.9144 | 72.1983 | 0.30668 | 655.7913 | 349.7061
1f37113 | UGI | 3 | 01m_076010_393x248x546.dat | 0.0663;0.0663;0.1400 | 393;248;546 | (-0.1676;69.4477;23.8417) | 80 | 8.502 | 60 | 81.6413 | 60 | EZpaque | [5,133,110] | [30,30,100] | 0 | 10 | 95 | normal | none | 5.7111 | 2.4075 | 13.7495 | 23.3131 | 9.8276 | 229.1109 | 9.3129e-16 | 11.3499 | 100.2011 | 11.3477 | 1.5135 | 585.437 | 4.4983 | 0.17626 | 36.5924 | 5.0186 | 83.5671 | 8.796 | 48.1495 | 5615.453 | 1804.5989 | 4.4344 | 805.5516 | 1.6311 | 11.6001 | 9.206 | 114.6585 | 706.7314 | 0.4889 | 137.7958 | 119.2692 | 83.8271 | 211.546 | 72.9242 | 0.093587 | 697.1496 | 372.8718
1f37113 | UGI | 4 | 01m_076010_393x248x546.dat | 0.0663;0.0663;0.1400 | 393;248;546 | (-0.1676;69.4477;17.7998) | 110 | 3.9 | 52 | 81.6413 | 60 | EZpaque | [5,133,110,73] | [10,10,100,10] | 1 | 10 | 95 | normal | none | 5.7111 | 6.0274 | 34.4232 | 23.3131 | 24.6043 | 573.6031 | 7.2128e-16 | 429.2096 | 68.9067 | 545.1841 | 17.6201 | 446.3736 | 64.9624 | 1.257 | 697.3305 | 80.7579 | 84.0562 | 189.8294 | 703.819 | 9583.3898 | 899.0693 | 53.8349 | 694.9736 | 18.1802 | 643.3431 | 314.3997 | 675.2863 | 721.6207 | 4.7194 | 255.9731 | 272.5654 | 162.0214 | 228.1205 | 169.6571 | 2.7701 | 1059.1923 | 779.6866
1f37113 | UGI | 4 | 01m_076010_393x248x546.dat | 0.0663;0.0663;0.1400 | 393;248;546 | (-0.1676;69.4477;17.7998) | 110 | 7.85 | 62 | 81.6413 | 60 | EZpaque | [5,133,110,73] | [10,10,100,10] | 1 | 10 | 95 | normal | none | 5.7111 | 6.0274 | 34.4232 | 23.3131 | 24.6043 | 573.6031 | 5.7601e-16 | 582.4067 | 104.8686 | 644.8192 | 28.2132 | 602.8578 | 102.445 | 2.438 | 914.0175 | 120.95 | 114.9848 | 276.5768 | 879.8165 | 14948.4437 | 1211.1323 | 82.0928 | 881.379 | 29.6542 | 769.3143 | 420.7939 | 894.1567 | 941.6214 | 7.6909 | 355.9574 | 374.555 | 208.6591 | 286.1179 | 187.2898 | 4.2234 | 1581.5662 | 1131.9892
1f37113 | UGI | 4 | 01m_076010_393x248x546.dat | 0.0663;0.0663;0.1400 | 393;248;546 | (-0.1676;69.4477;17.7998) | 110 | 9.9905 | 69 | 81.6413 | 60 | EZpaque | [5,133,110,73] | [10,10,100,10] | 1 | 10 | 95 | normal | none | 5.7111 | 6.0274 | 34.4232 | 23.3131 | 24.6043 | 573.6031 | 5.5691e-16 | 626.4872 | 118.1779 | 681.0377 | 32.4897 | 651.4102 | 121.0023 | 2.6361 | 959.5543 | 135.0494 | 140.5745 | 306.5639 | 912.1682 | 17057.187 | 1288.6352 | 91.488 | 925.4916 | 34.3697 | 782.3638 | 448.4887 | 942.1908 | 992.8089 | 9.0138 | 387.6952 | 403.7613 | 220.0688 | 299.8423 | 190.5881 | 4.9033 | 1773.0176 | 1259.4017
1f37113 | UGI | 4 | 01m_076010_393x248x546.dat | 0.0663;0.0663;0.1400 | 393;248;546 | (-0.1676;69.4477;17.7998) | 60 | 2.5 | 38 | 81.6413 | 60 | EZpaque | [5,133,110,73] | [10,10,100,10] | 1 | 10 | 95 | normal | none | 5.7111 | 6.0274 | 34.4232 | 23.3131 | 24.6043 | 573.6031 | 9.0124e-16 | 300.2635 | 38.3138 | 459.7768 | 8.6541 | 309.8947 | 34.7853 | 0.36746 | 527.783 | 46.9574 | 49.3564 | 117.671 | 570.2466 | 4858.8525 | 654.7412 | 29.5182 | 548.5433 | 8.1383 | 552.3824 | 226.0437 | 506.9895 | 543.994 | 1.5962 | 173.6624 | 189.1351 | 126.6326 | 182.827 | 156.2856 | 0.94364 | 606.9295 | 475.6743
1f37113 | UGI | 4 | 01m_076010_393x248x546.dat | 0.0663;0.0663;0.1400 | 393;248;546 | (-0.1676;69.4477;17.7998) | 60 | 5.7448 | 47 | 81.6413 | 60 | EZpaque | [5,133,110,73] | [10,10,100,10] | 1 | 10 | 95 | normal | none | 5.7111 | 6.0274 | 34.4232 | 23.3131 | 24.6043 | 573.6031 | 5.8519e-16 | 531.2834 | 84.9319 | 589.1965 | 20.9574 | 536.9397 | 81.3843 | 1.6296 | 881.2571 | 100.7319 | 103.7498 | 232.6608 | 860.0502 | 11419.2601 | 1113.5248 | 66.7445 | 841.2186 | 20.7318 | 787.6801 | 386.5091 | 849.5407 | 909.1456 | 4.5117 | 313.5817 | 338.8712 | 194.2253 | 273.3656 | 185.6675 | 1.7948 | 1275.9225 | 930.8065
1f37113 | UGI | 4 | 01m_076010_393x248x546.dat | 0.0663;0.0663;0.1400 | 393;248;546 | (-0.1676;69.4477;17.7998) | 60 | 6.3535 | 49 | 81.6413 | 60 | EZpaque | [5,133,110,73] | [10,10,100,10] | 1 | 10 | 95 | normal | none | 5.7111 | 6.0274 | 34.4232 | 23.3131 | 24.6043 | 573.6031 | 5.5873e-16 | 564.7256 | 92.8263 | 606.7852 | 23.2419 | 564.6898 | 90.5157 | 1.7077 | 920.7105 | 109.7432 | 110.7169 | 250.2812 | 891.8774 | 12769.1023 | 1182.6789 | 72.7756 | 876.0379 | 23.4657 | 811.0693 | 407.6734 | 887.6356 | 964.882 | 4.6994 | 334.2445 | 360.712 | 201.9962 | 284.103 | 188.9903 | 2.714 | 1401.237 | 1014.688
1f37113 | UGI | 4 | 01m_076010_393x248x546.dat | 0.0663;0.0663;0.1400 | 393;248;546 | (-0.1676;69.4477;17.7998) | 80 | 2.9 | 44 | 81.6413 | 60 | EZpaque | [5,133,110,73] | [10,10,100,10] | 1 | 10 | 95 | normal | none | 5.7111 | 6.0274 | 34.4232 | 23.3131 | 24.6043 | 573.6031 | 8.0689e-16 | 353.877 | 51.4134 | 490.5374 | 12.4168 | 364.7087 | 47.2344 | 1.3453 | 600.3788 | 61.4817 | 57.5196 | 147.8515 | 626.2435 | 6974.6752 | 763.5855 | 40.2855 | 609.0664 | 12.397 | 592.4471 | 261.1754 | 576.2491 | 615.3126 | 2.653 | 208.698 | 225.5275 | 140.6968 | 201.8443 | 162.2053 | 1.4889 | 807.0165 | 608.94
1f37113 | UGI | 4 | 01m_076010_393x248x546.dat | 0.0663;0.0663;0.1400 | 393;248;546 | (-0.1676;69.4477;17.7998) | 80 | 7.702 | 57 | 81.6413 | 60 | EZpaque | [5,133,110,73] | [10,10,100,10] | 1 | 10 | 95 | normal | none | 5.7111 | 6.0274 | 34.4232 | 23.3131 | 24.6043 | 573.6031 | 5.393e-16 | 598.5397 | 107.2621 | 644.9706 | 28.2405 | 609.517 | 107.9778 | 2.5683 | 952.631 | 124.4882 | 119.5948 | 280.9589 | 912.9126 | 15662.2741 | 1270.6568 | 83.902 | 908.1471 | 29.5496 | 808.7212 | 435.0858 | 926.0408 | 994.3706 | 7.0357 | 366.3361 | 390.5626 | 212.5771 | 294.9172 | 190.6733 | 3.6336 | 1650.5133 | 1178.5246
1f37113 | UGI | 4 | 01m_076010_393x248x546.dat | 0.0663;0.0663;0.1400 | 393;248;546 | (-0.1676;69.4477;17.7998) | 80 | 8.502 | 60 | 81.6413 | 60 | EZpaque | [5,133,110,73] | [10,10,100,10] | 1 | 10 | 95 | normal | none | 5.7111 | 6.0274 | 34.4232 | 23.3131 | 24.6043 | 573.6031 | 5.2593e-16 | 619.3174 | 114.2254 | 662.2696 | 30.116 | 640.4988 | 113.5713 | 2.3838 | 976.6817 | 132.047 | 135.8327 | 296.0258 | 930.269 | 16929.124 | 1322.999 | 88.9294 | 931.8852 | 32.1219 | 814.7032 | 450.5509 | 954.3025 | 1010.165 | 8.4166 | 383.0314 | 407.0552 | 218.1026 | 302.0329 | 192.8255 | 3.8993 | 1764.7696 | 1252.9206
1f37113 | UGI | 5 | 01m_076010_393x248x546.dat | 0.0663;0.0663;0.1400 | 393;248;546 | (0.1658;68.2875;16.7742) | 110 | 3.9 | 52 | 81.3761 | 60 | EZpaque | [110,73] | [100,60] | 1 | 15 | 95 | normal | none | 4.1242 | 6.0039 | 24.7616 | 16.7806 | 24.4289 | 409.932 | 9.312e-16 | 916.3754 | 38.3913 | 165.861 | 16.5367 | 161.1682 | 108.8272 | 1.9449 | 457.9461 | 154.7249 | 24.8926 | 322.4759 | 786.1888 | 11048.0947 | 136.6085 | 54.8807 | 451.9968 | 21.9995 | 602.8127 | 235.7922 | 454.5634 | 655.884 | 4.8645 | 330.3792 | 355.8973 | 95.9458 | 192.3483 | 143.8595 | 2.5333 | 1072.7065 | 804.2055
1f37113 | UGI | 5 | 01m_076010_393x248x546.dat | 0.0663;0.0663;0.1400 | 393;248;546 | (0.1658;68.2875;16.7742) | 110 | 7.85 | 62 | 81.3761 | 60 | EZpaque | [110,73] | [100,60] | 1 | 15 | 95 | normal | none | 4.1242 | 6.0039 | 24.7616 | 16.7806 | 24.4289 | 409.932 | 7.4369e-16 | 1137.3114 | 59.4802 | 256.1677 | 26.5742 | 249.9689 | 163.4277 | 3.1017 | 643.1287 | 212.1845 | 35.3291 | 441.9434 | 1000.4941 | 17440.0025 | 214.82 | 83.002 | 618.1183 | 35.0508 | 756.5626 | 331.6962 | 645.2935 | 902.9134 | 8.6833 | 440.6356 | 472.538 | 141.0365 | 243.4186 | 158.7322 | 4.3049 | 1648.2975 | 1209.5424
1f37113 | UGI | 5 | 01m_076010_393x248x546.dat | 0.0663;0.0663;0.1400 | 393;248;546 | (0.1658;68.2875;16.7742) | 110 | 9.9905 | 69 | 81.3761 | 60 | EZpaque | [110,73] | [100,60] | 1 | 15 | 95 | normal | none | 4.1242 | 6.0039 | 24.7616 | 16.7806 | 24.4289 | 409.932 | 7.1905e-16 | 1172.8743 | 67.6333 | 284.4153 | 30.9615 | 277.8373 | 175.411 | 3.0582 | 699.405 | 225.4351 | 41.136 | 475.8891 | 1041.2987 | 19849.6909 | 246.0038 | 92.4506 | 668.2808 | 40.2751 | 783.6546 | 361.0021 | 708.0414 | 973.1397 | 11.0102 | 470.0891 | 500.1874 | 153.9484 | 255.7274 | 161.2924 | 5.7132 | 1856.952 | 1351.974
1f37113 | UGI | 5 | 01m_076010_393x248x546.dat | 0.0663;0.0663;0.1400 | 393;248;546 | (0.1658;68.2875;16.7742) | 60 | 2.5 | 38 | 81.3761 | 60 | EZpaque | [110,73] | [100,60] | 1 | 15 | 95 | normal | none | 4.1242 | 6.0039 | 24.7616 | 16.7806 | 24.4289 | 409.932 | 1.1635e-15 | 754.3766 | 20.1624 | 96.4459 | 7.6825 | 91.5724 | 65.6435 | 0.39354 | 308.1351 | 109.0463 | 8.3379 | 225.9743 | 623.2151 | 5439.1648 | 68.73 | 32.0598 | 314.229 | 10.5565 | 486.1401 | 158.8207 | 296.9958 | 446.1556 | 1.8604 | 241.6972 | 262.6123 | 61.0787 | 152.2548 | 132.2294 | 0.89639 | 574.7328 | 456.1613
1f37113 | UGI | 5 | 01m_076010_393x248x546.dat | 0.0663;0.0663;0.1400 | 393;248;546 | (0.1658;68.2875;16.7742) | 60 | 5.7448 | 47 | 81.3761 | 60 | EZpaque | [110,73] | [100,60] | 1 | 15 | 95 | normal | none | 4.1242 | 6.0039 | 24.7616 | 16.7806 | 24.4289 | 409.932 | 7.555e-16 | 1115.9426 | 47.1399 | 197.4465 | 19.2959 | 195.7258 | 144.157 | 1.7694 | 579.1164 | 200.1732 | 26.4197 | 402.6892 | 977.5302 | 13531.5107 | 161.9599 | 69.8932 | 557.2896 | 26.8658 | 745.9737 | 297.8971 | 568.1302 | 830.1303 | 5.3553 | 407.2494 | 445.8711 | 119.2496 | 231.4691 | 158.1593 | 2.5765 | 1316.5869 | 988.9343
1f37113 | UGI | 5 | 01m_076010_393x248x546.dat | 0.0663;0.0663;0.1400 | 393;248;546 | (0.1658;68.2875;16.7742) | 60 | 6.3535 | 49 | 81.3761 | 60 | EZpaque | [110,73] | [100,60] | 1 | 15 | 95 | normal | none | 4.1242 | 6.0039 | 24.7616 | 16.7806 | 24.4289 | 409.932 | 7.2135e-16 | 1158.5566 | 51.998 | 204.6428 | 21.9462 | 215.1508 | 153.4752 | 2.495 | 615.4533 | 213.21 | 30.2487 | 426.3923 | 1015.3538 | 15164.5278 | 177.9153 | 76.3855 | 588.4901 | 29.8951 | 773.3369 | 316.0443 | 605.1255 | 881.7579 | 6.1329 | 429.5657 | 470.4548 | 128.2747 | 241.0263 | 160.56 | 3.6221 | 1459.0672 | 1085.6615
1f37113 | UGI | 5 | 01m_076010_393x248x546.dat | 0.0663;0.0663;0.1400 | 393;248;546 | (0.1658;68.2875;16.7742) | 80 | 2.9 | 44 | 81.3761 | 60 | EZpaque | [110,73] | [100,60] | 1 | 15 | 95 | normal | none | 4.1242 | 6.0039 | 24.7616 | 16.7806 | 24.4289 | 409.932 | 1.0417e-15 | 821.0161 | 28.0501 | 124.7373 | 11.4379 | 120.8591 | 84.1655 | 0.80035 | 371.6104 | 129.5659 | 16.0966 | 266.5715 | 691.335 | 7994.2654 | 96.2169 | 41.8332 | 370.5353 | 15.3488 | 535.3797 | 191.2146 | 362.5772 | 534.1894 | 3.2482 | 279.7698 | 303.7535 | 75.8183 | 168.9727 | 137.2702 | 2.0281 | 799.2144 | 612.1162
1f37113 | UGI | 5 | 01m_076010_393x248x546.dat | 0.0663;0.0663;0.1400 | 393;248;546 | (0.1658;68.2875;16.7742) | 80 | 7.702 | 57 | 81.3761 | 60 | EZpaque | [110,73] | [100,60] | 1 | 15 | 95 | normal | none | 4.1242 | 6.0039 | 24.7616 | 16.7806 | 24.4289 | 409.932 | 6.9629e-16 | 1180.5064 | 61.0769 | 246.4505 | 27.0636 | 245.8616 | 169.3126 | 2.5856 | 662.5152 | 224.247 | 37.0423 | 455.7323 | 1040.5064 | 18447.8806 | 210.9191 | 86.0552 | 632.3695 | 35.6118 | 785.3814 | 339.0561 | 660.1742 | 942.0555 | 8.203 | 457.7932 | 497.0305 | 142.6992 | 251.0039 | 162.1667 | 3.7937 | 1733.1408 | 1269.1694
1f37113 | UGI | 5 | 01m_076010_393x248x546.dat | 0.0663;0.0663;0.1400 | 393;248;546 | (0.1658;68.2875;16.7742) | 80 | 8.502 | 60 | 81.3761 | 60 | EZpaque | [110,73] | [100,60] | 1 | 15 | 95 | normal | none | 4.1242 | 6.0039 | 24.7616 | 16.7806 | 24.4289 | 409.932 | 6.7904e-16 | 1204.636 | 65.3522 | 263.4 | 29.2117 | 256.6994 | 173.3027 | 2.7612 | 688.9546 | 231.9882 | 40.9753 | 472.3263 | 1062.0089 | 19945.7099 | 223.5351 | 91.7467 | 656.7328 | 38.379 | 799.8312 | 356.3249 | 693.137 | 970.9543 | 9.6533 | 473.8424 | 513.4186 | 149.3447 | 257.2379 | 163.6994 | 4.8973 | 1859.8376 | 1355.5137
1f37113 | UGI | 6 | 01m_076010_393x248x546.dat | 0.0663;0.0663;0.1400 | 393;248;546 | (0.1319;69.1162;4.7401) | 110 | 3.9 | 52 | 81.5087 | 60 | EZpaque | [73,75] | [100,10] | 1 | 15 | 95 | normal | none | 5.6147 | 3.6142 | 20.2926 | 22.8823 | 14.7294 | 337.0426 | 1.1038e-15 | 438.1633 | 0.92056 | 67.4893 | 310.947 | 2.9158 | 715.8431 | 12.7307 | 105.165 | 519.0121 | 1.8182 | 849.1113 | 107.4027 | 58.7884 | 6.448 | 208.817 | 6.3128 | 308.9811 | 68.6952 | 216.7714 | 32.5189 | 18.6249 | 45.0403 | 95.0997 | 116.1507 | 274.0824 | 57.1715 | 130.975 | 19.6405 | 187.8063 | 160.6866
1f37113 | UGI | 6 | 01m_076010_393x248x546.dat | 0.0663;0.0663;0.1400 | 393;248;546 | (0.1319;69.1162;4.7401) | 110 | 7.85 | 62 | 81.5087 | 60 | EZpaque | [73,75] | [100,10] | 1 | 15 | 95 | normal | none | 5.6147 | 3.6142 | 20.2926 | 22.8823 | 14.7294 | 337.0426 | 8.8153e-16 | 605.4498 | 1.6147 | 94.0743 | 409.3921 | 4.7016 | 962.5122 | 19.127 | 154.7883 | 697.8463 | 2.8343 | 1066.4115 | 149.6155 | 85.5902 | 10.1514 | 314.239 | 10.5346 | 433.3279 | 108.5674 | 323.473 | 51.1613 | 30.7047 | 69.9174 | 135.0593 | 165.1861 | 346.5999 | 73.4433 | 142.5639 | 35.6824 | 257.4513 | 219.122
1f37113 | UGI | 6 | 01m_076010_393x248x546.dat | 0.0663;0.0663;0.1400 | 393;248;546 | (0.1319;69.1162;4.7401) | 110 | 9.9905 | 69 | 81.5087 | 60 | EZpaque | [73,75] | [100,10] | 1 | 15 | 95 | normal | none | 5.6147 | 3.6142 | 20.2926 | 22.8823 | 14.7294 | 337.0426 | 8.5231e-16 | 653.2024 | 2.0048 | 102.3209 | 433.5402 | 5.8306 | 1010.9954 | 23.3448 | 170.7363 | 741.1518 | 5.2725 | 1103.8726 | 160.517 | 96.2856 | 10.3425 | 351.1757 | 12.6679 | 469.3723 | 124.3212 | 362.4744 | 57.2093 | 36.8423 | 81.0434 | 148.479 | 180.9063 | 362.5713 | 77.5094 | 144.0704 | 38.7278 | 275.5053 | 235.9263
1f37113 | UGI | 6 | 01m_076010_393x248x546.dat | 0.0663;0.0663;0.1400 | 393;248;546 | (0.1319;69.1162;4.7401) | 60 | 2.5 | 38 | 81.5087 | 60 | EZpaque | [73,75] | [100,10] | 1 | 15 | 95 | normal | none | 5.6147 | 3.6142 | 20.2926 | 22.8823 | 14.7294 | 337.0426 | 1.3792e-15 | 300.0437 | 0.294 | 43.6449 | 233.012 | 0.98811 | 521.5345 | 6.4962 | 63.2809 | 377.6249 | 0.37855 | 684.4117 | 73.3252 | 33.2932 | 3.4329 | 121.7808 | 3.0064 | 208.5993 | 35.3335 | 124.7391 | 17.1723 | 10.5801 | 22.421 | 61.7633 | 75.2467 | 217.9654 | 44.2232 | 122.0448 | 9.7223 | 131.6962 | 112.7355
1f37113 | UGI | 6 | 01m_076010_393x248x546.dat | 0.0663;0.0663;0.1400 | 393;248;546 | (0.1319;69.1162;4.7401) | 60 | 5.7448 | 47 | 81.5087 | 60 | EZpaque | [73,75] | [100,10] | 1 | 15 | 95 | normal | none | 5.6147 | 3.6142 | 20.2926 | 22.8823 | 14.7294 | 337.0426 | 8.9551e-16 | 548.9039 | 0.85749 | 81.0575 | 387.365 | 3.454 | 915.5545 | 15.4671 | 136.4136 | 655.1783 | 2.1643 | 1051.8452 | 137.6308 | 73.4887 | 7.8735 | 260.9457 | 7.4734 | 385.422 | 83.3825 | 273.5084 | 41.191 | 25.4782 | 54.2807 | 116.3728 | 143.9773 | 329.2902 | 69.5434 | 143.065 | 25.4346 | 236.2096 | 200.2521
1f37113 | UGI | 6 | 01m_076010_393x248x546.dat | 0.0663;0.0663;0.1400 | 393;248;546 | (0.1319;69.1162;4.7401) | 60 | 6.3535 | 49 | 81.5087 | 60 | EZpaque | [73,75] | [100,10] | 1 | 15 | 95 | normal | none | 5.6147 | 3.6142 | 20.2926 | 22.8823 | 14.7294 | 337.0426 | 8.5504e-16 | 583.3769 | 1.0176 | 88.4767 | 405.3266 | 3.3004 | 956.1553 | 18.6296 | 147.4319 | 690.6118 | 2.1048 | 1091.1666 | 146.66 | 80.5753 | 8.1746 | 284.3262 | 8.3908 | 411.4666 | 91.8964 | 296.6765 | 45.371 | 28.1426 | 60.4651 | 124.9071 | 154.8102 | 342.0935 | 72.6144 | 145.2469 | 28.4361 | 249.6745 | 212.4056
1f37113 | UGI | 6 | 01m_076010_393x248x546.dat | 0.0663;0.0663;0.1400 | 393;248;546 | (0.1319;69.1162;4.7401) | 80 | 2.9 | 44 | 81.5087 | 60 | EZpaque | [73,75] | [100,10] | 1 | 15 | 95 | normal | none | 5.6147 | 3.6142 | 20.2926 | 22.8823 | 14.7294 | 337.0426 | 1.2348e-15 | 358.5273 | 0.53098 | 52.1773 | 266.1582 | 2.1559 | 602.2371 | 10.3447 | 81.6631 | 438.0686 | 2.3451 | 754.4443 | 88.2956 | 44.2806 | 4.8505 | 158.8074 | 4.4677 | 251.9781 | 49.1736 | 163.4639 | 23.9555 | 14.4943 | 31.8967 | 76.0236 | 93.0979 | 241.5821 | 49.7041 | 125.9807 | 14.2376 | 155.5558 | 133.0739
1f37113 | UGI | 6 | 01m_076010_393x248x546.dat | 0.0663;0.0663;0.1400 | 393;248;546 | (0.1319;69.1162;4.7401) | 80 | 7.702 | 57 | 81.5087 | 60 | EZpaque | [73,75] | [100,10] | 1 | 15 | 95 | normal | none | 5.6147 | 3.6142 | 20.2926 | 22.8823 | 14.7294 | 337.0426 | 8.2534e-16 | 621.1279 | 1.4899 | 96.9579 | 423.5844 | 4.719 | 1002.6204 | 20.9623 | 162.4063 | 726.7574 | 1.5917 | 1112.5028 | 157.4629 | 90.3146 | 9.7037 | 320.2933 | 10.3462 | 447.0173 | 108.0031 | 332.7609 | 53.446 | 32.0075 | 71.0546 | 139.0687 | 171.8606 | 356.6411 | 75.9462 | 145.6283 | 36.0471 | 266.5186 | 227.1678
1f37113 | UGI | 6 | 01m_076010_393x248x546.dat | 0.0663;0.0663;0.1400 | 393;248;546 | (0.1319;69.1162;4.7401) | 80 | 8.502 | 60 | 81.5087 | 60 | EZpaque | [73,75] | [100,10] | 1 | 15 | 95 | normal | none | 5.6147 | 3.6142 | 20.2926 | 22.8823 | 14.7294 | 337.0426 | 8.049e-16 | 649.0853 | 1.6786 | 102.9927 | 437.8173 | 5.1902 | 1031.0449 | 21.7791 | 170.1947 | 749.1845 | 1.7547 | 1133.7406 | 163.3864 | 94.6066 | 11.0802 | 338.476 | 11.5533 | 465.945 | 115.7719 | 351.3969 | 56.5696 | 34.106 | 76.4839 | 146.1193 | 180.5304 | 366.2545 | 78.1142 | 146.867 | 38.7401 | 276.4408 | 236.0845
1f37113 | UGI | 7 | 01m_076010_393x248x546.dat | 0.0663;0.0663;0.1400 | 393;248;546 | (0.1319;69.1162;4.7401) | 110 | 3.9 | 52 | 81.5087 | 60 | EZpaque | [73,75] | [90,20] | 1 | 10 | 95 | normal | none | 5.6147 | 3.6142 | 20.2926 | 22.8823 | 14.7294 | 337.0426 | 1.1038e-15 | 437.2211 | 0.91856 | 67.6316 | 303.1285 | 2.8738 | 712.0924 | 11.8818 | 105.1378 | 516.3667 | 1.2564 | 848.1872 | 107.3031 | 58.667 | 6.4472 | 200.3643 | 6.2875 | 285.1269 | 68.4977 | 214.7783 | 32.4301 | 18.6802 | 40.2985 | 94.2122 | 114.8439 | 269.753 | 56.7342 | 130.6749 | 18.0234 | 186.0758 | 158.8866
1f37113 | UGI | 7 | 01m_076010_393x248x546.dat | 0.0663;0.0663;0.1400 | 393;248;546 | (0.1319;69.1162;4.7401) | 110 | 7.85 | 62 | 81.5087 | 60 | EZpaque | [73,75] | [90,20] | 1 | 10 | 95 | normal | none | 5.6147 | 3.6142 | 20.2926 | 22.8823 | 14.7294 | 337.0426 | 8.8153e-16 | 604.3834 | 1.6146 | 94.1072 | 399.7384 | 4.757 | 962.1379 | 18.0936 | 154.6862 | 694.2957 | 2.8463 | 1065.2204 | 149.5134 | 85.8965 | 10.1626 | 302.5661 | 10.5569 | 404.1058 | 108.2134 | 321.692 | 51.1193 | 30.9735 | 63.1076 | 133.665 | 163.1384 | 341.349 | 72.7755 | 142.1694 | 32.3416 | 255.479 | 216.9336
1f37113 | UGI | 7 | 01m_076010_393x248x546.dat | 0.0663;0.0663;0.1400 | 393;248;546 | (0.1319;69.1162;4.7401) | 110 | 9.9905 | 69 | 81.5087 | 60 | EZpaque | [73,75] | [90,20] | 1 | 10 | 95 | normal | none | 5.6147 | 3.6142 | 20.2926 | 22.8823 | 14.7294 | 337.0426 | 8.5231e-16 | 652.0409 | 1.9989 | 102.1801 | 423.6611 | 5.8018 | 1010.2328 | 21.2963 | 170.4195 | 737.6085 | 5.301 | 1102.5116 | 160.2941 | 96.2985 | 10.3121 | 340.7804 | 12.6738 | 442.7974 | 124.6732 | 360.5033 | 57.234 | 36.6205 | 73.2951 | 146.8976 | 178.5947 | 357.2284 | 76.7732 | 143.5846 | 35.019 | 273.5039 | 233.4661
1f37113 | UGI | 7 | 01m_076010_393x248x546.dat | 0.0663;0.0663;0.1400 | 393;248;546 | (0.1319;69.1162;4.7401) | 60 | 2.5 | 38 | 81.5087 | 60 | EZpaque | [73,75] | [90,20] | 1 | 10 | 95 | normal | none | 5.6147 | 3.6142 | 20.2926 | 22.8823 | 14.7294 | 337.0426 | 1.3792e-15 | 299.5579 | 0.29339 | 43.6993 | 227.6756 | 1.0243 | 518.8373 | 5.8645 | 63.2541 | 375.486 | 0.37855 | 683.7446 | 73.2817 | 33.2903 | 3.4395 | 115.4221 | 3.0033 | 187.6306 | 35.0225 | 123.4702 | 17.1375 | 10.5336 | 19.3866 | 61.2953 | 74.5664 | 214.29 | 43.9775 | 121.8947 | 8.1526 | 130.3764 | 111.5208
1f37113 | UGI | 7 | 01m_076010_393x248x546.dat | 0.0663;0.0663;0.1400 | 393;248;546 | (0.1319;69.1162;4.7401) | 60 | 5.7448 | 47 | 81.5087 | 60 | EZpaque | [73,75] | [90,20] | 1 | 10 | 95 | normal | none | 5.6147 | 3.6142 | 20.2926 | 22.8823 | 14.7294 | 337.0426 | 8.9551e-16 | 548.4237 | 0.85447 | 80.8655 | 376.3434 | 3.4883 | 909.5691 | 14.078 | 136.3801 | 651.0466 | 2.1643 | 1050.7062 | 137.5191 | 73.5412 | 7.8647 | 247.1882 | 7.4728 | 349.9897 | 82.8699 | 269.533 | 41.0558 | 25.2526 | 48.0574 | 115.1693 | 142.196 | 323.1168 | 68.9418 | 142.6952 | 21.4704 | 233.5058 | 197.513
1f37113 | UGI | 7 | 01m_076010_393x248x546.dat | 0.0663;0.0663;0.1400 | 393;248;546 | (0.1319;69.1162;4.7401) | 60 | 6.3535 | 49 | 81.5087 | 60 | EZpaque | [73,75] | [90,20] | 1 | 10 | 95 | normal | none | 5.6147 | 3.6142 | 20.2926 | 22.8823 | 14.7294 | 337.0426 | 8.5504e-16 | 582.6518 | 1.0143 | 88.2287 | 394.3212 | 3.3297 | 954.5413 | 16.2729 | 147.35 | 686.4249 | 2.1048 | 1089.962 | 146.5196 | 80.4735 | 8.1227 | 269.6836 | 8.3525 | 374.8016 | 91.4309 | 292.5013 | 45.2307 | 27.7789 | 52.9251 | 123.575 | 152.8538 | 335.9238 | 71.9873 | 144.8014 | 25.3193 | 247.2591 | 209.5062
1f37113 | UGI | 7 | 01m_076010_393x248x546.dat | 0.0663;0.0663;0.1400 | 393;248;546 | (0.1319;69.1162;4.7401) | 80 | 2.9 | 44 | 81.5087 | 60 | EZpaque | [73,75] | [90,20] | 1 | 10 | 95 | normal | none | 5.6147 | 3.6142 | 20.2926 | 22.8823 | 14.7294 | 337.0426 | 1.2348e-15 | 357.6365 | 0.53036 | 51.9456 | 259.4772 | 2.1418 | 602.229 | 9.6127 | 81.5578 | 435.5096 | 2.3451 | 753.6831 | 88.2227 | 44.0117 | 4.8457 | 150.7577 | 4.4481 | 229.0276 | 48.9517 | 161.8199 | 23.9434 | 14.4457 | 28.2549 | 75.352 | 92.1141 | 237.7501 | 49.3691 | 125.7996 | 13.1411 | 154.2335 | 131.5399
1f37113 | UGI | 7 | 01m_076010_393x248x546.dat | 0.0663;0.0663;0.1400 | 393;248;546 | (0.1319;69.1162;4.7401) | 80 | 7.702 | 57 | 81.5087 | 60 | EZpaque | [73,75] | [90,20] | 1 | 10 | 95 | normal | none | 5.6147 | 3.6142 | 20.2926 | 22.8823 | 14.7294 | 337.0426 | 8.2534e-16 | 620.1344 | 1.4887 | 96.6453 | 412.6555 | 4.6654 | 1000.3789 | 19.1437 | 162.2852 | 722.4683 | 1.5917 | 1111.2548 | 157.3175 | 90.775 | 9.6518 | 307.0018 | 10.2815 | 413.2008 | 107.6711 | 329.3805 | 53.2849 | 31.9954 | 63.0918 | 137.5145 | 169.5715 | 349.852 | 75.2088 | 145.1769 | 33.6323 | 264.1542 | 224.4015
1f37113 | UGI | 7 | 01m_076010_393x248x546.dat | 0.0663;0.0663;0.1400 | 393;248;546 | (0.1319;69.1162;4.7401) | 80 | 8.502 | 60 | 81.5087 | 60 | EZpaque | [73,75] | [90,20] | 1 | 10 | 95 | normal | none | 5.6147 | 3.6142 | 20.2926 | 22.8823 | 14.7294 | 337.0426 | 8.049e-16 | 648.5511 | 1.6749 | 103.0598 | 425.791 | 5.2444 | 1027.0444 | 20.2882 | 170.0331 | 744.7988 | 1.7311 | 1132.3243 | 163.1627 | 94.2972 | 11.0977 | 325.8285 | 11.5226 | 432.5993 | 115.1855 | 348.353 | 56.3957 | 34.306 | 69.0308 | 144.4434 | 178.0608 | 359.5026 | 77.3389 | 146.3424 | 35.8056 | 273.9371 | 233.247
1f37113 | UGI | 8 | 01m_076010_393x248x546.dat | 0.0663;0.0663;0.1400 | 393;248;546 | (0.1855;68.2875;4.7075) | 110 | 3.9 | 52 | 81.3761 | 60 | EZpaque | [73,75] | [90,20] | 1 | 15 | 95 | normal | none | 6.6306 | 3.791 | 25.1366 | 26.9788 | 15.4248 | 416.1412 | 8.4893e-16 | 968.6629 | 0.97588 | 61.2286 | 218.2269 | 2.9203 | 529.8415 | 13.7467 | 103.9528 | 1040.0466 | 0.77394 | 503.7617 | 160.4956 | 72.7172 | 4.7383 | 633.395 | 6.5732 | 337.9418 | 780.7447 | 382.0089 | 35.4822 | 22.4423 | 55.0703 | 170.6816 | 207.8405 | 287.4024 | 46.2978 | 145.1991 | 29.3227 | 289.0538 | 184.6687
1f37113 | UGI | 8 | 01m_076010_393x248x546.dat | 0.0663;0.0663;0.1400 | 393;248;546 | (0.1855;68.2875;4.7075) | 110 | 7.85 | 62 | 81.3761 | 60 | EZpaque | [73,75] | [90,20] | 1 | 15 | 95 | normal | none | 6.6306 | 3.791 | 25.1366 | 26.9788 | 15.4248 | 416.1412 | 6.7802e-16 | 1205.8163 | 1.7179 | 94.4011 | 316.6564 | 5.0728 | 741.0231 | 22.3326 | 153.4463 | 1294.3827 | 2.2185 | 677.3969 | 212.8839 | 103.9185 | 8.3388 | 850.6213 | 10.6063 | 481.6363 | 974.4669 | 539.2745 | 53.6177 | 35.5003 | 87.7479 | 230.9025 | 282.3711 | 379.1272 | 62.0022 | 158.011 | 49.0884 | 377.8099 | 255.1276
1f37113 | UGI | 8 | 01m_076010_393x248x546.dat | 0.0663;0.0663;0.1400 | 393;248;546 | (0.1855;68.2875;4.7075) | 110 | 9.9905 | 69 | 81.3761 | 60 | EZpaque | [73,75] | [90,20] | 1 | 15 | 95 | normal | none | 6.6306 | 3.791 | 25.1366 | 26.9788 | 15.4248 | 416.1412 | 6.556e-16 | 1239.8147 | 2.1464 | 107.2761 | 349.9248 | 5.6789 | 788.3032 | 26.3454 | 169.4789 | 1329.7936 | 3.0947 | 721.6923 | 224.0245 | 116.4662 | 9.3007 | 901.5891 | 13.0797 | 529.12 | 1002.2301 | 583.8944 | 61.6704 | 37.1493 | 101.007 | 247.2751 | 301.3504 | 404.3148 | 66.5541 | 159.4877 | 47.6817 | 395.8712 | 274.9128
1f37113 | UGI | 8 | 01m_076010_393x248x546.dat | 0.0663;0.0663;0.1400 | 393;248;546 | (0.1855;68.2875;4.7075) | 60 | 2.5 | 38 | 81.3761 | 60 | EZpaque | [73,75] | [90,20] | 1 | 15 | 95 | normal | none | 6.6306 | 3.791 | 25.1366 | 26.9788 | 15.4248 | 416.1412 | 1.0606e-15 | 789.7484 | 0.30468 | 32.9295 | 136.3342 | 1.0619 | 363.6993 | 5.5774 | 62.94 | 852.2774 | 0.75291 | 365.7641 | 119.0143 | 44.1399 | 1.9583 | 461.2735 | 2.8624 | 219.0681 | 636.3489 | 254.4622 | 18.3023 | 11.0661 | 30.0209 | 121.9494 | 147.4409 | 214.5341 | 33.6395 | 135.6725 | 12.0853 | 219.7478 | 127.4811
1f37113 | UGI | 8 | 01m_076010_393x248x546.dat | 0.0663;0.0663;0.1400 | 393;248;546 | (0.1855;68.2875;4.7075) | 60 | 5.7448 | 47 | 81.3761 | 60 | EZpaque | [73,75] | [90,20] | 1 | 15 | 95 | normal | none | 6.6306 | 3.791 | 25.1366 | 26.9788 | 15.4248 | 416.1412 | 6.8869e-16 | 1180.8432 | 0.92109 | 72.663 | 267.2481 | 2.6231 | 663.7134 | 16.6883 | 132.8821 | 1295.3657 | 0.80058 | 632.0734 | 202.792 | 91.708 | 5.2181 | 808.9465 | 7.8733 | 423.2699 | 972.5915 | 487.3485 | 43.8647 | 24.6702 | 70.2033 | 211.9002 | 262.0273 | 353.134 | 56.2871 | 158.582 | 31.2247 | 359.1103 | 230.5028
1f37113 | UGI | 8 | 01m_076010_393x248x546.dat | 0.0663;0.0663;0.1400 | 393;248;546 | (0.1855;68.2875;4.7075) | 60 | 6.3535 | 49 | 81.3761 | 60 | EZpaque | [73,75] | [90,20] | 1 | 15 | 95 | normal | none | 6.6306 | 3.791 | 25.1366 | 26.9788 | 15.4248 | 416.1412 | 6.5757e-16 | 1223.4225 | 1.0768 | 78.8241 | 286.8309 | 3.5844 | 712.6442 | 18.3982 | 143.8914 | 1340.9774 | 2.0489 | 665.8656 | 213.6822 | 98.9392 | 5.7088 | 850.5013 | 8.7826 | 453.3847 | 1006.6531 | 518.7775 | 48.1352 | 29.8891 | 78.3132 | 224.3982 | 278.1699 | 372.9104 | 59.5003 | 161.1638 | 39.006 | 377.1389 | 244.8423
1f37113 | UGI | 8 | 01m_076010_393x248x546.dat | 0.0663;0.0663;0.1400 | 393;248;546 | (0.1855;68.2875;4.7075) | 80 | 2.9 | 44 | 81.3761 | 60 | EZpaque | [73,75] | [90,20] | 1 | 15 | 95 | normal | none | 6.6306 | 3.791 | 25.1366 | 26.9788 | 15.4248 | 416.1412 | 9.4962e-16 | 863.086 | 0.55656 | 45.1677 | 170.4268 | 1.5249 | 431.4482 | 9.5144 | 80.6779 | 933.7777 | 0.11436 | 423.9399 | 136.908 | 56.7272 | 3.2395 | 535.3113 | 4.5547 | 270.0777 | 697.4084 | 309.104 | 25.2113 | 15.5273 | 41.5768 | 143.0039 | 174.1513 | 245.1493 | 38.9609 | 139.884 | 19.7848 | 248.9557 | 151.8914
1f37113 | UGI | 8 | 01m_076010_393x248x546.dat | 0.0663;0.0663;0.1400 | 393;248;546 | (0.1855;68.2875;4.7075) | 80 | 7.702 | 57 | 81.3761 | 60 | EZpaque | [73,75] | [90,20] | 1 | 15 | 95 | normal | none | 6.6306 | 3.791 | 25.1366 | 26.9788 | 15.4248 | 416.1412 | 6.3475e-16 | 1253.5878 | 1.5852 | 92.3996 | 321.9199 | 4.3694 | 754.875 | 20.6048 | 159.6051 | 1356.4938 | 1.2715 | 701.6103 | 223.4251 | 108.9698 | 8.0921 | 886.8789 | 10.8581 | 496.9641 | 1015.9525 | 556.562 | 55.7728 | 35.6248 | 92.2499 | 240.4354 | 297.1974 | 391.4487 | 63.7625 | 161.7769 | 46.7331 | 391.9199 | 263.1002
1f37113 | UGI | 8 | 01m_076010_393x248x546.dat | 0.0663;0.0663;0.1400 | 393;248;546 | (0.1855;68.2875;4.7075) | 80 | 8.502 | 60 | 81.3761 | 60 | EZpaque | [73,75] | [90,20] | 1 | 15 | 95 | normal | none | 6.6306 | 3.791 | 25.1366 | 26.9788 | 15.4248 | 416.1412 | 6.1905e-16 | 1272.2264 | 1.7852 | 101.1213 | 338.3579 | 5.1051 | 785.7379 | 23.5894 | 167.8543 | 1378.5346 | 1.8677 | 724.1919 | 229.9012 | 116.217 | 9.2792 | 913.547 | 11.8648 | 519.9753 | 1033.5375 | 580.439 | 59.3168 | 37.9889 | 97.0796 | 249.5479 | 308.4682 | 403.5595 | 66.1223 | 162.6979 | 52.5742 | 402.7061 | 274.0032
1f37113 | UGI | 9 | 01m_076010_393x248x546.dat | 0.0663;0.0663;0.1400 | 393;248;546 | (-0.1590;68.6569;4.7351) | 110 | 3.9 | 52 | 81.4785 | 60 | EZpaque | [73,75] | [90,20] | 1 | 5 | 95 | normal | none | 6.6625 | 3.7644 | 25.0802 | 27.1427 | 15.3357 | 416.2522 | 8.4578e-16 | 934.4 | 0.95208 | 59.5909 | 217.136 | 2.9979 | 440.1836 | 12.7468 | 105.1475 | 1002.2306 | 1.0723 | 415.8275 | 160.0173 | 71.082 | 3.9981 | 705.3461 | 6.3407 | 325.5207 | 937.4622 | 417.2227 | 34.0465 | 21.4582 | 54.5211 | 165.0441 | 200.7122 | 279.6653 | 45.4979 | 144.2812 | 26.2455 | 281.0645 | 183.0672
1f37113 | UGI | 9 | 01m_076010_393x248x546.dat | 0.0663;0.0663;0.1400 | 393;248;546 | (-0.1590;68.6569;4.7351) | 110 | 7.85 | 62 | 81.4785 | 60 | EZpaque | [73,75] | [90,20] | 1 | 5 | 95 | normal | none | 6.6625 | 3.7644 | 25.0802 | 27.1427 | 15.3357 | 416.2522 | 6.7551e-16 | 1160.4772 | 1.6879 | 93.9887 | 313.6165 | 5.231 | 633.8798 | 23.2107 | 152.4189 | 1252.3046 | 2.6764 | 571.1269 | 210.938 | 104.0656 | 8.2944 | 927.1708 | 10.2437 | 463.7853 | 1147.9829 | 574.9463 | 53.0254 | 33.5911 | 85.1539 | 223.5941 | 273.1291 | 368.2353 | 60.7682 | 156.5524 | 43.2594 | 367.2586 | 252.1515
1f37113 | UGI | 9 | 01m_076010_393x248x546.dat | 0.0663;0.0663;0.1400 | 393;248;546 | (-0.1590;68.6569;4.7351) | 110 | 9.9905 | 69 | 81.4785 | 60 | EZpaque | [73,75] | [90,20] | 1 | 5 | 95 | normal | none | 6.6625 | 3.7644 | 25.0802 | 27.1427 | 15.3357 | 416.2522 | 6.5316e-16 | 1199.9704 | 2.1073 | 111.0406 | 345.7052 | 5.2549 | 695.345 | 25.4732 | 168.4585 | 1289.5813 | 1.4049 | 613.9864 | 222.8405 | 110.448 | 8.8273 | 973.0115 | 12.4872 | 508.5142 | 1171.968 | 619.8809 | 59.491 | 36.0143 | 95.617 | 239.6807 | 291.7365 | 391.953 | 65.1069 | 157.9285 | 50.6524 | 386.4119 | 271.9902
1f37113 | UGI | 9 | 01m_076010_393x248x546.dat | 0.0663;0.0663;0.1400 | 393;248;546 | (-0.1590;68.6569;4.7351) | 60 | 2.5 | 38 | 81.4785 | 60 | EZpaque | [73,75] | [90,20] | 1 | 5 | 95 | normal | none | 6.6625 | 3.7644 | 25.0802 | 27.1427 | 15.3357 | 416.2522 | 1.0567e-15 | 754.6156 | 0.30474 | 32.1742 | 137.4962 | 0.91331 | 288.2225 | 5.8491 | 65.2333 | 815.5326 | 0.6303 | 290.7966 | 119.4019 | 44.2867 | 2.2483 | 530.0546 | 2.7618 | 210.7442 | 785.7224 | 285.1941 | 17.8388 | 10.1156 | 28.6017 | 117.5317 | 141.9352 | 207.7801 | 33.2055 | 134.8861 | 11.5153 | 213.2584 | 126.8256
1f37113 | UGI | 9 | 01m_076010_393x248x546.dat | 0.0663;0.0663;0.1400 | 393;248;546 | (-0.1590;68.6569;4.7351) | 60 | 5.7448 | 47 | 81.4785 | 60 | EZpaque | [73,75] | [90,20] | 1 | 5 | 95 | normal | none | 6.6625 | 3.7644 | 25.0802 | 27.1427 | 15.3357 | 416.2522 | 6.8613e-16 | 1145.5016 | 0.90693 | 71.1296 | 265.7816 | 2.7288 | 558.7884 | 15.5394 | 132.9709 | 1251.7355 | 0.46314 | 523.139 | 201.9596 | 89.9614 | 4.6987 | 893.2598 | 7.7674 | 405.9013 | 1162.4372 | 530.6012 | 42.1423 | 26.3887 | 68.7219 | 205.0078 | 253.1922 | 344.2358 | 55.2721 | 157.6046 | 33.0624 | 350.5451 | 228.7693
1f37113 | UGI | 9 | 01m_076010_393x248x546.dat | 0.0663;0.0663;0.1400 | 393;248;546 | (-0.1590;68.6569;4.7351) | 60 | 6.3535 | 49 | 81.4785 | 60 | EZpaque | [73,75] | [90,20] | 1 | 5 | 95 | normal | none | 6.6625 | 3.7644 | 25.0802 | 27.1427 | 15.3357 | 416.2522 | 6.5511e-16 | 1189.1667 | 1.0684 | 77.6491 | 284.3016 | 3.2958 | 608.2146 | 15.6583 | 143.4132 | 1297.2852 | 2.4915 | 553.6744 | 212.6805 | 97.9631 | 5.5926 | 934.0051 | 8.5098 | 434.5196 | 1198.4933 | 562.8789 | 46.7979 | 29.4483 | 76.7088 | 217.1683 | 268.9033 | 360.3317 | 58.3374 | 160.0605 | 35.8899 | 367.9684 | 242.6675
1f37113 | UGI | 9 | 01m_076010_393x248x546.dat | 0.0663;0.0663;0.1400 | 393;248;546 | (-0.1590;68.6569;4.7351) | 80 | 2.9 | 44 | 81.4785 | 60 | EZpaque | [73,75] | [90,20] | 1 | 5 | 95 | normal | none | 6.6625 | 3.7644 | 25.0802 | 27.1427 | 15.3357 | 416.2522 | 9.4609e-16 | 829.4139 | 0.54436 | 44.388 | 171.4636 | 1.5634 | 352.3133 | 9.317 | 81.8802 | 896.49 | 1.3933 | 343.3712 | 136.932 | 53.4315 | 3.0635 | 604.6466 | 4.3344 | 259.2883 | 850.6698 | 343.72 | 24.8528 | 14.4785 | 39.9116 | 138.0837 | 167.9522 | 239.0213 | 38.3854 | 139.005 | 19.5066 | 242.0101 | 151.1031
1f37113 | UGI | 9 | 01m_076010_393x248x546.dat | 0.0663;0.0663;0.1400 | 393;248;546 | (-0.1590;68.6569;4.7351) | 80 | 7.702 | 57 | 81.4785 | 60 | EZpaque | [73,75] | [90,20] | 1 | 5 | 95 | normal | none | 6.6625 | 3.7644 | 25.0802 | 27.1427 | 15.3357 | 416.2522 | 6.3239e-16 | 1210.6944 | 1.5417 | 92.013 | 318.4274 | 4.134 | 657.3168 | 22.1446 | 158.6207 | 1313.7955 | 1.0355 | 589.4788 | 221.7464 | 109.0136 | 7.3426 | 968.3911 | 10.5913 | 477.8545 | 1200.0839 | 596.2626 | 54.1502 | 34.2068 | 87.6312 | 232.826 | 287.4324 | 382.1408 | 62.4579 | 160.1953 | 44.3287 | 382.8092 | 260.4725
1f37113 | UGI | 9 | 01m_076010_393x248x546.dat | 0.0663;0.0663;0.1400 | 393;248;546 | (-0.1590;68.6569;4.7351) | 80 | 8.502 | 60 | 81.4785 | 60 | EZpaque | [73,75] | [90,20] | 1 | 5 | 95 | normal | none | 6.6625 | 3.7644 | 25.0802 | 27.1427 | 15.3357 | 416.2522 | 6.1674e-16 | 1229.9237 | 1.7317 | 96.1641 | 333.9509 | 5.0757 | 692.207 | 23.1622 | 167.0079 | 1334.6685 | 2.8254 | 611.0056 | 227.7306 | 114.5852 | 8.8232 | 993.5184 | 11.4864 | 500.7317 | 1215.6064 | 619.3397 | 57.535 | 37.794 | 93.2828 | 241.6738 | 298.3577 | 392.9479 | 64.6733 | 161.1998 | 48.0334 | 393.3904 | 270.3174
1f37113 | UGI | 1 | 05f_109019_419x230x572.dat | 0.0850;0.0850;0.1928 | 419;230;572 | (-0.1602;73.5575;32.2979) | 110 | 3.9 | 52 | 86.845 | 60 | EZpaque | [5] | [0] | 0 | 5 | 75 | normal | none | 6.4065 | 6.7134 | 43.0091 | 27.8185 | 29.1512 | 810.9426 | 5.8109e-16 | 69.7722 | 87.735 | 426.1122 | 5.1851 | 397.4076 | 20.4357 | 1.557 | 422.9801 | 25.4005 | 84.1228 | 66.2633 | 466.5706 | 440.9808 | 617.941 | 30.2379 | 649.7604 | 6.2324 | 94.1711 | 94.2193 | 368.3416 | 815.7413 | 1.0509 | 136.6679 | 187.0679 | 113.4716 | 120.266 | 106.0037 | 1.6587 | 232.7924 | 226.7774
1f37113 | UGI | 1 | 05f_109019_419x230x572.dat | 0.0850;0.0850;0.1928 | 419;230;572 | (-0.1602;73.5575;32.2979) | 110 | 7.85 | 62 | 86.845 | 60 | EZpaque | [5] | [0] | 0 | 5 | 75 | normal | none | 6.4065 | 6.7134 | 43.0091 | 27.8185 | 29.1512 | 810.9426 | 4.6406e-16 | 104.3921 | 135.8903 | 508.5355 | 8.8476 | 537.4112 | 37.2367 | 2.13 | 582.4918 | 40.816 | 117.4767 | 104.3253 | 608.0705 | 608.6092 | 756.2847 | 48.3215 | 817.8503 | 10.5804 | 134.537 | 134.341 | 519.0945 | 1005.7362 | 2.0425 | 197.0066 | 270.5446 | 150.1573 | 153.1357 | 117.8224 | 2.3221 | 313.668 | 294.8763
1f37113 | UGI | 1 | 05f_109019_419x230x572.dat | 0.0850;0.0850;0.1928 | 419;230;572 | (-0.1602;73.5575;32.2979) | 110 | 9.9905 | 69 | 86.845 | 60 | EZpaque | [5] | [0] | 0 | 5 | 75 | normal | none | 6.4065 | 6.7134 | 43.0091 | 27.8185 | 29.1512 | 810.9426 | 4.4869e-16 | 120.2846 | 155.0015 | 543.1194 | 10.4868 | 582.6794 | 44.949 | 3.0852 | 624.691 | 47.55 | 138.0654 | 119.5781 | 641.3173 | 653.9988 | 803.0786 | 55.3884 | 857.7494 | 12.9048 | 146.0019 | 145.1884 | 565.4959 | 1035.8027 | 2.3079 | 219.7721 | 299.006 | 158.9823 | 161.9345 | 120.4572 | 2.0778 | 338.7531 | 314.8729
1f37113 | UGI | 1 | 05f_109019_419x230x572.dat | 0.0850;0.0850;0.1928 | 419;230;572 | (-0.1602;73.5575;32.2979) | 60 | 2.5 | 38 | 86.845 | 60 | EZpaque | [5] | [0] | 0 | 5 | 75 | normal | none | 6.4065 | 6.7134 | 43.0091 | 27.8185 | 29.1512 | 810.9426 | 7.2606e-16 | 38.4209 | 46.4436 | 365.6433 | 2.0325 | 281.3668 | 8.9344 | 0.61346 | 295.8008 | 11.4914 | 45.5016 | 33.4847 | 356.0711 | 307.8797 | 506.1407 | 14.4753 | 521.8005 | 2.2962 | 60.992 | 60.733 | 245.5848 | 674.3218 | 0.23822 | 86.0085 | 116.9438 | 84.0029 | 94.0867 | 96.6776 | 0.38782 | 166.9184 | 172.9935
1f37113 | UGI | 1 | 05f_109019_419x230x572.dat | 0.0850;0.0850;0.1928 | 419;230;572 | (-0.1602;73.5575;32.2979) | 60 | 5.7448 | 47 | 86.845 | 60 | EZpaque | [5] | [0] | 0 | 5 | 75 | normal | none | 6.4065 | 6.7134 | 43.0091 | 27.8185 | 29.1512 | 810.9426 | 4.7143e-16 | 85.6496 | 106.4203 | 463.7568 | 5.6256 | 471.8598 | 22.4762 | 1.9791 | 534.6259 | 29.7116 | 94.0135 | 80.6881 | 575.0559 | 552.5076 | 708.0336 | 36.9427 | 775.021 | 6.6096 | 123.2393 | 121.3133 | 466.0901 | 1002.5403 | 0.93835 | 162.3837 | 229.7803 | 137.3407 | 143.326 | 115.4895 | 1.6357 | 281.6969 | 271.0723
1f37113 | UGI | 1 | 05f_109019_419x230x572.dat | 0.0850;0.0850;0.1928 | 419;230;572 | (-0.1602;73.5575;32.2979) | 60 | 6.3535 | 49 | 86.845 | 60 | EZpaque | [5] | [0] | 0 | 5 | 75 | normal | none | 6.4065 | 6.7134 | 43.0091 | 27.8185 | 29.1512 | 810.9426 | 4.5013e-16 | 93.7648 | 117.0649 | 476.7773 | 6.4171 | 497.0605 | 26.7236 | 1.8848 | 565.8856 | 33.3817 | 103.3799 | 89.1839 | 601.6311 | 583.5251 | 737.8151 | 41.1129 | 805.7294 | 7.5394 | 132.3651 | 130.0524 | 497.0827 | 1027.3339 | 1.1501 | 174.4956 | 248.0807 | 145.0617 | 149.6604 | 117.6409 | 1.6005 | 297.6719 | 283.5291
1f37113 | UGI | 1 | 05f_109019_419x230x572.dat | 0.0850;0.0850;0.1928 | 419;230;572 | (-0.1602;73.5575;32.2979) | 80 | 2.9 | 44 | 86.845 | 60 | EZpaque | [5] | [0] | 0 | 5 | 75 | normal | none | 6.4065 | 6.7134 | 43.0091 | 27.8185 | 29.1512 | 810.9426 | 6.5004e-16 | 50.3615 | 63.8976 | 391.3757 | 3.3295 | 328.4719 | 13.931 | 0.98011 | 350.3783 | 17.4358 | 63.4222 | 47.5678 | 402.2981 | 364.162 | 549.8428 | 21.4648 | 574.0259 | 3.9071 | 76.0199 | 75.7922 | 298.0584 | 734.9544 | 0.66108 | 106.8624 | 147.2223 | 96.8374 | 105.0249 | 100.7119 | 0.46585 | 194.2236 | 195.6966
1f37113 | UGI | 1 | 05f_109019_419x230x572.dat | 0.0850;0.0850;0.1928 | 419;230;572 | (-0.1602;73.5575;32.2979) | 80 | 7.702 | 57 | 86.845 | 60 | EZpaque | [5] | [0] | 0 | 5 | 75 | normal | none | 6.4065 | 6.7134 | 43.0091 | 27.8185 | 29.1512 | 810.9426 | 4.3446e-16 | 110.4373 | 137.6018 | 506.4633 | 8.6962 | 543.9118 | 34.6565 | 2.109 | 601.8222 | 41.4304 | 131.3734 | 105.7096 | 628.821 | 623.389 | 775.6226 | 49.3758 | 839.2183 | 10.3173 | 142.532 | 141.4709 | 535.3955 | 1043.6541 | 1.6052 | 198.264 | 279.4695 | 153.3256 | 157.3712 | 119.6122 | 2.9991 | 321.0499 | 301.4739
1f37113 | UGI | 1 | 05f_109019_419x230x572.dat | 0.0850;0.0850;0.1928 | 419;230;572 | (-0.1602;73.5575;32.2979) | 80 | 8.502 | 60 | 86.845 | 60 | EZpaque | [5] | [0] | 0 | 5 | 75 | normal | none | 6.4065 | 6.7134 | 43.0091 | 27.8185 | 29.1512 | 810.9426 | 4.237e-16 | 115.6045 | 147.2327 | 522.6771 | 9.8704 | 565.6317 | 37.9558 | 2.2837 | 623.1483 | 44.7931 | 133.6596 | 113.5818 | 646.0653 | 649.4875 | 792.9841 | 53.2141 | 858.9029 | 11.3745 | 148.663 | 148.5851 | 557.56 | 1069.05 | 1.9172 | 209.25 | 294.7212 | 157.682 | 161.7747 | 121.1364 | 2.5376 | 332.9235 | 312.0886
1f37113 | UGI | 2 | 05f_109019_419x230x572.dat | 0.0850;0.0850;0.1928 | 419;230;572 | (-0.1602;73.5575;39.0280) | 110 | 3.9 | 52 | 86.845 | 60 | EZpaque | [5] | [0] | 0 | 5 | 75 | normal | none | 6.4065 | 2.9016 | 18.5892 | 27.8185 | 12.5996 | 350.5019 | 9.9732e-16 | 2.3953 | 81.0479 | 4.8048 | 0.27348 | 376.3574 | 1.0874 | 0.077777 | 10.3678 | 0.97251 | 54.1991 | 2.523 | 24.6149 | 135.623 | 595.504 | 1.1754 | 601.2193 | 0.29633 | 2.941 | 2.5652 | 39.0997 | 641.4971 | 0.06957 | 67.4368 | 69.5652 | 54.957 | 68.1683 | 43.5432 | 0.091223 | 127.8582 | 66.4549
1f37113 | UGI | 2 | 05f_109019_419x230x572.dat | 0.0850;0.0850;0.1928 | 419;230;572 | (-0.1602;73.5575;39.0280) | 110 | 7.85 | 62 | 86.845 | 60 | EZpaque | [5] | [0] | 0 | 5 | 75 | normal | none | 6.4065 | 2.9016 | 18.5892 | 27.8185 | 12.5996 | 350.5019 | 7.9659e-16 | 3.8897 | 124.3848 | 7.3671 | 0.48193 | 505.8798 | 1.9946 | 0.15461 | 16.4413 | 1.809 | 86.4081 | 4.2417 | 35.9481 | 176.665 | 728.0387 | 1.9243 | 752.7816 | 0.52348 | 4.9011 | 4.1748 | 56.3965 | 762.8997 | 0.12069 | 98.0664 | 102.5305 | 72.03 | 86.0948 | 48.1247 | 0.12291 | 165.9359 | 85.4846
1f37113 | UGI | 2 | 05f_109019_419x230x572.dat | 0.0850;0.0850;0.1928 | 419;230;572 | (-0.1602;73.5575;39.0280) | 110 | 9.9905 | 69 | 86.845 | 60 | EZpaque | [5] | [0] | 0 | 5 | 75 | normal | none | 6.4065 | 2.9016 | 18.5892 | 27.8185 | 12.5996 | 350.5019 | 7.7028e-16 | 4.9345 | 141.0142 | 9.06 | 0.58093 | 550.2957 | 2.3624 | 0.15679 | 18.5596 | 2.2829 | 88.9771 | 5.1813 | 39.4845 | 186.2707 | 762.3753 | 2.3524 | 788.288 | 0.66902 | 5.8349 | 4.8223 | 61.4104 | 776.6688 | 0.183 | 109.8627 | 114.637 | 76.3063 | 90.8988 | 49.1128 | 0.31435 | 177.5891 | 90.6432
1f37113 | UGI | 2 | 05f_109019_419x230x572.dat | 0.0850;0.0850;0.1928 | 419;230;572 | (-0.1602;73.5575;39.0280) | 60 | 2.5 | 38 | 86.845 | 60 | EZpaque | [5] | [0] | 0 | 5 | 75 | normal | none | 6.4065 | 2.9016 | 18.5892 | 27.8185 | 12.5996 | 350.5019 | 1.2459e-15 | 0.99253 | 43.9625 | 3.0299 | 0.098138 | 269.7645 | 0.32572 | 0 | 5.2455 | 0.3243 | 36.7188 | 0.91532 | 15.1754 | 105.3293 | 491.4593 | 0.36943 | 482.7989 | 0.097327 | 1.3682 | 1.0742 | 24.144 | 557.4357 | 0.020586 | 41.5607 | 41.6027 | 41.6241 | 53.9325 | 40.0513 | 0.000444 | 97.1751 | 51.6058
1f37113 | UGI | 2 | 05f_109019_419x230x572.dat | 0.0850;0.0850;0.1928 | 419;230;572 | (-0.1602;73.5575;39.0280) | 60 | 5.7448 | 47 | 86.845 | 60 | EZpaque | [5] | [0] | 0 | 5 | 75 | normal | none | 6.4065 | 2.9016 | 18.5892 | 27.8185 | 12.5996 | 350.5019 | 8.0902e-16 | 2.5966 | 99.2424 | 6.0777 | 0.24559 | 445.5025 | 1.0266 | 0.041439 | 12.593 | 1.0036 | 72.0032 | 2.6567 | 31.0846 | 168.2779 | 675.6701 | 1.11 | 713.9387 | 0.26766 | 3.497 | 2.8022 | 49.7182 | 769.0053 | 0.081348 | 79.8448 | 84.216 | 66.4079 | 80.7732 | 46.9077 | 0.061075 | 150.0187 | 79.456
1f37113 | UGI | 2 | 05f_109019_419x230x572.dat | 0.0850;0.0850;0.1928 | 419;230;572 | (-0.1602;73.5575;39.0280) | 60 | 6.3535 | 49 | 86.845 | 60 | EZpaque | [5] | [0] | 0 | 5 | 75 | normal | none | 6.4065 | 2.9016 | 18.5892 | 27.8185 | 12.5996 | 350.5019 | 7.7247e-16 | 2.9131 | 108.8314 | 6.4177 | 0.31441 | 473.4943 | 1.2407 | 0.049484 | 13.8672 | 1.1551 | 73.7984 | 3.0694 | 33.6052 | 175.6703 | 701.6844 | 1.3111 | 742.2815 | 0.31798 | 3.9357 | 3.2502 | 53.9257 | 788.6652 | 0.11771 | 86.0746 | 91.3905 | 69.3034 | 84.1773 | 47.7785 | 0.10433 | 157.8724 | 83.1118
1f37113 | UGI | 2 | 05f_109019_419x230x572.dat | 0.0850;0.0850;0.1928 | 419;230;572 | (-0.1602;73.5575;39.0280) | 80 | 2.9 | 44 | 86.845 | 60 | EZpaque | [5] | [0] | 0 | 5 | 75 | normal | none | 6.4065 | 2.9016 | 18.5892 | 27.8185 | 12.5996 | 350.5019 | 1.1155e-15 | 1.4837 | 59.6931 | 4.0184 | 0.17456 | 314.1263 | 0.61359 | 0.0067481 | 7.3441 | 0.63032 | 44.5995 | 1.5642 | 19.3804 | 118.6905 | 535.4339 | 0.67903 | 531.857 | 0.16694 | 1.9892 | 1.6748 | 30.9644 | 591.4891 | 0.031315 | 52.2454 | 53.5463 | 47.0208 | 59.8509 | 41.5298 | 0.069187 | 110.0795 | 57.8466
1f37113 | UGI | 2 | 05f_109019_419x230x572.dat | 0.0850;0.0850;0.1928 | 419;230;572 | (-0.1602;73.5575;39.0280) | 80 | 7.702 | 57 | 86.845 | 60 | EZpaque | [5] | [0] | 0 | 5 | 75 | normal | none | 6.4065 | 2.9016 | 18.5892 | 27.8185 | 12.5996 | 350.5019 | 7.4574e-16 | 3.9393 | 126.5584 | 7.6659 | 0.42209 | 513.9359 | 1.508 | 0.1274 | 16.7392 | 1.664 | 79.6932 | 4.1288 | 37.4986 | 184.0868 | 736.468 | 1.9023 | 772.5666 | 0.50842 | 4.7892 | 4.2853 | 59.2972 | 797.1732 | 0.12525 | 98.6572 | 104.9481 | 73.2264 | 88.3366 | 48.8302 | 0.091651 | 168.8563 | 88.046
1f37113 | UGI | 2 | 05f_109019_419x230x572.dat | 0.0850;0.0850;0.1928 | 419;230;572 | (-0.1602;73.5575;39.0280) | 80 | 8.502 | 60 | 86.845 | 60 | EZpaque | [5] | [0] | 0 | 5 | 75 | normal | none | 6.4065 | 2.9016 | 18.5892 | 27.8185 | 12.5996 | 350.5019 | 7.273e-16 | 4.6417 | 134.8262 | 8.3425 | 0.49255 | 534.1269 | 1.7536 | 0.14246 | 18.0792 | 1.8958 | 86.8941 | 4.5806 | 39.5766 | 187.4607 | 757.9275 | 2.0414 | 790.7201 | 0.55624 | 5.2727 | 4.6343 | 62.2426 | 805.2258 | 0.098221 | 104.4212 | 111.3128 | 76.5323 | 90.7301 | 49.4846 | 0.20866 | 174.7513 | 90.6357
1f37113 | UGI | 3 | 05f_109019_419x230x572.dat | 0.0850;0.0850;0.1928 | 419;230;572 | (-0.1602;73.5575;39.0280) | 110 | 3.9 | 52 | 86.845 | 60 | EZpaque | [5,133,110] | [30,30,100] | 0 | 10 | 75 | normal | none | 6.4065 | 2.9016 | 18.5892 | 27.8185 | 12.5996 | 350.5019 | 9.9732e-16 | 2.2986 | 80.0302 | 4.5642 | 0.25027 | 369.6494 | 1.0258 | 0.077777 | 9.2774 | 0.87804 | 52.4865 | 2.2181 | 22.7509 | 1519.9685 | 1465.9238 | 1.0772 | 577.215 | 0.273 | 2.7424 | 2.3825 | 34.9295 | 628.6126 | 0.067149 | 65.9786 | 67.8933 | 52.8529 | 66.6508 | 43.1301 | 0.086568 | 299.5591 | 141.1818
1f37113 | UGI | 3 | 05f_109019_419x230x572.dat | 0.0850;0.0850;0.1928 | 419;230;572 | (-0.1602;73.5575;39.0280) | 110 | 7.85 | 62 | 86.845 | 60 | EZpaque | [5,133,110] | [30,30,100] | 0 | 10 | 75 | normal | none | 6.4065 | 2.9016 | 18.5892 | 27.8185 | 12.5996 | 350.5019 | 7.9659e-16 | 3.4816 | 122.6776 | 6.9293 | 0.44054 | 497.2305 | 1.8257 | 0.15461 | 14.6148 | 1.6278 | 82.7249 | 3.7033 | 33.1023 | 2377.8788 | 2141.3714 | 1.7555 | 719.9417 | 0.47037 | 4.5726 | 3.8397 | 50.0507 | 745.4378 | 0.10819 | 95.7677 | 99.8769 | 69.3506 | 84.0197 | 47.4852 | 0.10294 | 441.58 | 204.7964
1f37113 | UGI | 3 | 05f_109019_419x230x572.dat | 0.0850;0.0850;0.1928 | 419;230;572 | (-0.1602;73.5575;39.0280) | 110 | 9.9905 | 69 | 86.845 | 60 | EZpaque | [5,133,110] | [30,30,100] | 0 | 10 | 75 | normal | none | 6.4065 | 2.9016 | 18.5892 | 27.8185 | 12.5996 | 350.5019 | 7.7028e-16 | 4.3843 | 138.976 | 8.3645 | 0.53367 | 541.1951 | 2.1568 | 0.14335 | 16.459 | 2.072 | 85.2291 | 4.543 | 36.4505 | 2744.2083 | 2384.5973 | 2.1461 | 754.9883 | 0.60396 | 5.4556 | 4.4886 | 54.5401 | 757.416 | 0.16504 | 107.2366 | 111.5953 | 73.5903 | 88.7194 | 48.3961 | 0.31435 | 496.5829 | 229.2431
1f37113 | UGI | 3 | 05f_109019_419x230x572.dat | 0.0850;0.0850;0.1928 | 419;230;572 | (-0.1602;73.5575;39.0280) | 60 | 2.5 | 38 | 86.845 | 60 | EZpaque | [5,133,110] | [30,30,100] | 0 | 10 | 75 | normal | none | 6.4065 | 2.9016 | 18.5892 | 27.8185 | 12.5996 | 350.5019 | 1.2459e-15 | 0.86002 | 43.5973 | 2.9001 | 0.094028 | 265.3179 | 0.25624 | 0 | 4.7611 | 0.29555 | 35.6473 | 0.80881 | 14.0862 | 764.1053 | 885.3829 | 0.33284 | 465.422 | 0.089614 | 1.3061 | 1.0192 | 21.8693 | 548.0449 | 0.020586 | 40.8488 | 40.8088 | 39.8784 | 52.8555 | 39.816 | 0.000444 | 177.0179 | 86.7316
1f37113 | UGI | 3 | 05f_109019_419x230x572.dat | 0.0850;0.0850;0.1928 | 419;230;572 | (-0.1602;73.5575;39.0280) | 60 | 5.7448 | 47 | 86.845 | 60 | EZpaque | [5,133,110] | [30,30,100] | 0 | 10 | 75 | normal | none | 6.4065 | 2.9016 | 18.5892 | 27.8185 | 12.5996 | 350.5019 | 8.0902e-16 | 2.3191 | 98.1089 | 5.6776 | 0.22861 | 438.5311 | 0.98085 | 0.081874 | 11.3378 | 0.91413 | 67.6078 | 2.3311 | 28.7076 | 1740.0084 | 1764.9769 | 1.0193 | 680.6514 | 0.2497 | 3.3508 | 2.6404 | 44.2919 | 750.897 | 0.076771 | 78.0723 | 82.1839 | 63.698 | 78.7801 | 46.3924 | 0.030711 | 352.7246 | 164.9786
1f37113 | UGI | 3 | 05f_109019_419x230x572.dat | 0.0850;0.0850;0.1928 | 419;230;572 | (-0.1602;73.5575;39.0280) | 60 | 6.3535 | 49 | 86.845 | 60 | EZpaque | [5,133,110] | [30,30,100] | 0 | 10 | 75 | normal | none | 6.4065 | 2.9016 | 18.5892 | 27.8185 | 12.5996 | 350.5019 | 7.7247e-16 | 2.6652 | 107.5123 | 5.8863 | 0.29399 | 467.1898 | 1.1452 | 0.049484 | 12.498 | 1.0441 | 71.3284 | 2.6883 | 30.9902 | 1943.6359 | 1929.3959 | 1.2032 | 707.005 | 0.29649 | 3.751 | 3.0766 | 47.9423 | 771.9008 | 0.10714 | 84.0799 | 89.0883 | 66.4927 | 82.0487 | 47.2006 | 0.047626 | 386.346 | 179.5261
1f37113 | UGI | 3 | 05f_109019_419x230x572.dat | 0.0850;0.0850;0.1928 | 419;230;572 | (-0.1602;73.5575;39.0280) | 80 | 2.9 | 44 | 86.845 | 60 | EZpaque | [5,133,110] | [30,30,100] | 0 | 10 | 75 | normal | none | 6.4065 | 2.9016 | 18.5892 | 27.8185 | 12.5996 | 350.5019 | 1.1155e-15 | 1.3291 | 59.036 | 3.6704 | 0.1606 | 309.1331 | 0.55898 | 0.0067481 | 6.6244 | 0.57684 | 43.4592 | 1.3726 | 17.9345 | 1094.4803 | 1149.6122 | 0.64159 | 511.3282 | 0.15571 | 1.8774 | 1.5834 | 27.9604 | 579.9159 | 0.022072 | 51.1949 | 52.349 | 45.236 | 58.5584 | 41.2163 | 0.069187 | 231.0703 | 110.3452
1f37113 | UGI | 3 | 05f_109019_419x230x572.dat | 0.0850;0.0850;0.1928 | 419;230;572 | (-0.1602;73.5575;39.0280) | 80 | 7.702 | 57 | 86.845 | 60 | EZpaque | [5,133,110] | [30,30,100] | 0 | 10 | 75 | normal | none | 6.4065 | 2.9016 | 18.5892 | 27.8185 | 12.5996 | 350.5019 | 7.4574e-16 | 3.5991 | 124.7695 | 7.4907 | 0.39159 | 506.5874 | 1.36 | 0.148 | 14.8645 | 1.4961 | 75.8232 | 3.5991 | 34.4372 | 2443.093 | 2245.972 | 1.7752 | 736.1328 | 0.4598 | 4.4657 | 3.9408 | 52.5374 | 775.4497 | 0.11686 | 96.2213 | 102.1073 | 70.6258 | 86.0748 | 48.1635 | 0.091651 | 456.5127 | 210.8932
1f37113 | UGI | 3 | 05f_109019_419x230x572.dat | 0.0850;0.0850;0.1928 | 419;230;572 | (-0.1602;73.5575;39.0280) | 80 | 8.502 | 60 | 86.845 | 60 | EZpaque | [5,133,110] | [30,30,100] | 0 | 10 | 75 | normal | none | 6.4065 | 2.9016 | 18.5892 | 27.8185 | 12.5996 | 350.5019 | 7.273e-16 | 4.193 | 132.8477 | 7.945 | 0.45335 | 525.2584 | 1.5225 | 0.14246 | 16.0058 | 1.6975 | 81.5744 | 3.9986 | 36.3152 | 2649.1164 | 2389.8008 | 1.9131 | 753.7339 | 0.49816 | 4.8983 | 4.2222 | 54.8784 | 784.6703 | 0.086528 | 101.7811 | 108.2232 | 73.6077 | 88.3916 | 48.782 | 0.17918 | 487.0633 | 224.4957
1f37113 | UGI | 4 | 05f_109019_419x230x572.dat | 0.0850;0.0850;0.1928 | 419;230;572 | (-0.1602;73.5575;30.4139) | 110 | 3.9 | 52 | 86.845 | 60 | EZpaque | [5,133,110,73] | [10,10,100,10] | 1 | 10 | 75 | normal | none | 6.4065 | 6.5236 | 41.7932 | 27.8185 | 28.327 | 788.0158 | 5.9803e-16 | 115.7361 | 37.3207 | 451.2796 | 5.9729 | 179.3882 | 28.3964 | 1.5102 | 444.2566 | 32.6487 | 24.5639 | 92.923 | 475.1245 | 5443.347 | 981.9361 | 33.9195 | 614.6151 | 7.2088 | 194.3873 | 187.3309 | 361.8865 | 763.0184 | 1.1954 | 116.7256 | 172.7029 | 114.8937 | 110.9684 | 103.6184 | 1.9405 | 617.5928 | 483.9059
1f37113 | UGI | 4 | 05f_109019_419x230x572.dat | 0.0850;0.0850;0.1928 | 419;230;572 | (-0.1602;73.5575;30.4139) | 110 | 7.85 | 62 | 86.845 | 60 | EZpaque | [5,133,110,73] | [10,10,100,10] | 1 | 10 | 75 | normal | none | 6.4065 | 6.5236 | 41.7932 | 27.8185 | 28.327 | 788.0158 | 4.7759e-16 | 175.294 | 59.5843 | 538.2837 | 10.1229 | 251.9514 | 47.3019 | 3.1001 | 609.0344 | 52.2726 | 33.0072 | 144.1042 | 617.326 | 8777.575 | 1336.7266 | 54.5549 | 766.0303 | 12.2963 | 262.1484 | 254.3175 | 512.6551 | 939.2535 | 1.9559 | 167.3726 | 248.0328 | 151.3884 | 140.7668 | 114.9723 | 2.6121 | 951.0834 | 711.2705
1f37113 | UGI | 4 | 05f_109019_419x230x572.dat | 0.0850;0.0850;0.1928 | 419;230;572 | (-0.1602;73.5575;30.4139) | 110 | 9.9905 | 69 | 86.845 | 60 | EZpaque | [5,133,110,73] | [10,10,100,10] | 1 | 10 | 75 | normal | none | 6.4065 | 6.5236 | 41.7932 | 27.8185 | 28.327 | 788.0158 | 4.6177e-16 | 190.994 | 68.9978 | 564.4172 | 12.1496 | 276.7188 | 53.6178 | 3.5903 | 653.4878 | 60.8292 | 37.2979 | 164.4634 | 650.9974 | 10286.9763 | 1456.5096 | 62.6483 | 800.5746 | 14.8902 | 276.6106 | 271.1749 | 557.7039 | 978.5643 | 2.6923 | 186.3917 | 273.1149 | 162.7882 | 148.4774 | 117.3318 | 3.4961 | 1091.6128 | 803.4045
1f37113 | UGI | 4 | 05f_109019_419x230x572.dat | 0.0850;0.0850;0.1928 | 419;230;572 | (-0.1602;73.5575;30.4139) | 60 | 2.5 | 38 | 86.845 | 60 | EZpaque | [5,133,110,73] | [10,10,100,10] | 1 | 10 | 75 | normal | none | 6.4065 | 6.5236 | 41.7932 | 27.8185 | 28.327 | 788.0158 | 7.4723e-16 | 69.3482 | 18.044 | 377.1132 | 2.3135 | 119.2445 | 11.939 | 0.30407 | 308.9815 | 15.524 | 10.3932 | 49.4159 | 363.4494 | 2470.7277 | 673.8093 | 16.2909 | 497.344 | 2.6709 | 141.2686 | 133.7528 | 240.6624 | 634.4372 | 0.34869 | 74.2046 | 109.5632 | 85.7418 | 87.4608 | 94.8784 | 0.39866 | 324.5672 | 286.4679
1f37113 | UGI | 4 | 05f_109019_419x230x572.dat | 0.0850;0.0850;0.1928 | 419;230;572 | (-0.1602;73.5575;30.4139) | 60 | 5.7448 | 47 | 86.845 | 60 | EZpaque | [5,133,110,73] | [10,10,100,10] | 1 | 10 | 75 | normal | none | 6.4065 | 6.5236 | 41.7932 | 27.8185 | 28.327 | 788.0158 | 4.8517e-16 | 146.2619 | 44.1968 | 494.156 | 6.1945 | 218.1913 | 31.0963 | 1.8465 | 562.0084 | 38.2278 | 27.6975 | 112.6449 | 585.629 | 6090.6404 | 1173.0512 | 39.4748 | 725.6622 | 7.3147 | 250.0563 | 234.804 | 456.3137 | 930.7241 | 1.0706 | 138.6476 | 212.889 | 138.6208 | 132.4258 | 113.0835 | 1.7534 | 711.2505 | 556.991
1f37113 | UGI | 4 | 05f_109019_419x230x572.dat | 0.0850;0.0850;0.1928 | 419;230;572 | (-0.1602;73.5575;30.4139) | 60 | 6.3535 | 49 | 86.845 | 60 | EZpaque | [5,133,110,73] | [10,10,100,10] | 1 | 10 | 75 | normal | none | 6.4065 | 6.5236 | 41.7932 | 27.8185 | 28.327 | 788.0158 | 4.6325e-16 | 158.8553 | 49.2043 | 508.9457 | 6.9748 | 235.5954 | 36.1272 | 1.9071 | 595.1623 | 42.9917 | 28.6885 | 123.6736 | 612.4747 | 6859.3363 | 1260.2001 | 43.8595 | 754.0176 | 8.4457 | 263.8306 | 248.5905 | 486.4957 | 966.7312 | 1.2863 | 148.6625 | 229.284 | 145.0546 | 138.0886 | 115.2483 | 1.6914 | 787.6195 | 607.2633
1f37113 | UGI | 4 | 05f_109019_419x230x572.dat | 0.0850;0.0850;0.1928 | 419;230;572 | (-0.1602;73.5575;30.4139) | 80 | 2.9 | 44 | 86.845 | 60 | EZpaque | [5,133,110,73] | [10,10,100,10] | 1 | 10 | 75 | normal | none | 6.4065 | 6.5236 | 41.7932 | 27.8185 | 28.327 | 788.0158 | 6.69e-16 | 89.593 | 26.1793 | 403.6604 | 3.6816 | 146.684 | 17.2421 | 1.1512 | 367.9954 | 22.6815 | 17.0149 | 67.6873 | 410.043 | 3747.9655 | 807.1564 | 23.6875 | 544.4072 | 4.4089 | 164.8274 | 157.1443 | 292.1362 | 693.5246 | 0.6777 | 91.6126 | 136.8341 | 98.1357 | 97.2607 | 98.6578 | 0.63382 | 450.6043 | 370.5566
1f37113 | UGI | 4 | 05f_109019_419x230x572.dat | 0.0850;0.0850;0.1928 | 419;230;572 | (-0.1602;73.5575;30.4139) | 80 | 7.702 | 57 | 86.845 | 60 | EZpaque | [5,133,110,73] | [10,10,100,10] | 1 | 10 | 75 | normal | none | 6.4065 | 6.5236 | 41.7932 | 27.8185 | 28.327 | 788.0158 | 4.4713e-16 | 176.2944 | 59.8689 | 539.1084 | 9.5514 | 256.2135 | 47.6263 | 2.6939 | 632.9967 | 52.6964 | 36.985 | 144.9096 | 638.4762 | 8895.4569 | 1404.7683 | 54.6064 | 784.4302 | 11.6783 | 275.4027 | 264.1307 | 525.3763 | 979.6543 | 1.863 | 168.2457 | 256.6176 | 154.7342 | 144.658 | 116.8786 | 2.3474 | 969.5376 | 723.9548
1f37113 | UGI | 4 | 05f_109019_419x230x572.dat | 0.0850;0.0850;0.1928 | 419;230;572 | (-0.1602;73.5575;30.4139) | 80 | 8.502 | 60 | 86.845 | 60 | EZpaque | [5,133,110,73] | [10,10,100,10] | 1 | 10 | 75 | normal | none | 6.4065 | 6.5236 | 41.7932 | 27.8185 | 28.327 | 788.0158 | 4.3605e-16 | 186.2977 | 64.5744 | 554.7697 | 10.7115 | 268.8194 | 48.5352 | 3.195 | 655.835 | 56.8529 | 38.2612 | 155.031 | 655.7891 | 9728.8225 | 1476.8326 | 58.8871 | 804.1191 | 13.1089 | 283.8175 | 272.9244 | 548.4861 | 992.9256 | 2.1492 | 177.3384 | 270.1095 | 161.0979 | 148.5947 | 118.1578 | 2.4687 | 1046.9499 | 774.2003
1f37113 | UGI | 5 | 05f_109019_419x230x572.dat | 0.0850;0.0850;0.1928 | 419;230;572 | (0.1254;69.2650;29.6645) | 110 | 3.9 | 52 | 83.87 | 60 | EZpaque | [110,73] | [100,60] | 1 | 10 | 75 | normal | none | 5.436 | 6.474 | 35.1925 | 22.7958 | 27.1486 | 618.876 | 6.965e-16 | 189.8633 | 22.8672 | 130.3085 | 6.7858 | 94.2727 | 50.5383 | 2.091 | 376.6686 | 47.5304 | 15.6353 | 206.3027 | 767.4505 | 7698.9128 | 105.2246 | 34.6661 | 492.6483 | 8.8583 | 252.9358 | 152.175 | 325.2688 | 400.8035 | 1.5548 | 159.5715 | 257.5991 | 100.1603 | 121.691 | 103.3832 | 1.9292 | 710.8461 | 572.4917
1f37113 | UGI | 5 | 05f_109019_419x230x572.dat | 0.0850;0.0850;0.1928 | 419;230;572 | (0.1254;69.2650;29.6645) | 110 | 7.85 | 62 | 83.87 | 60 | EZpaque | [110,73] | [100,60] | 1 | 10 | 75 | normal | none | 5.436 | 6.474 | 35.1925 | 22.7958 | 27.1486 | 618.876 | 5.5624e-16 | 266.0913 | 36.8673 | 205.3799 | 11.6143 | 141.5816 | 75.6997 | 2.6102 | 547.3381 | 73.625 | 17.174 | 295.3235 | 995.3121 | 12657.9008 | 169.8591 | 54.5109 | 644.0593 | 15.1381 | 327.7736 | 214.5486 | 484.1277 | 589.0648 | 2.568 | 221.0623 | 358.1859 | 141.6757 | 153.682 | 114.7612 | 3.3342 | 1147.0006 | 888.932
1f37113 | UGI | 5 | 05f_109019_419x230x572.dat | 0.0850;0.0850;0.1928 | 419;230;572 | (0.1254;69.2650;29.6645) | 110 | 9.9905 | 69 | 83.87 | 60 | EZpaque | [110,73] | [100,60] | 1 | 10 | 75 | normal | none | 5.436 | 6.474 | 35.1925 | 22.7958 | 27.1486 | 618.876 | 5.3781e-16 | 285.3597 | 42.8923 | 236.0674 | 13.9694 | 160.0019 | 93.2853 | 4.326 | 602.6079 | 83.9029 | 24.2929 | 324.2023 | 1043.7654 | 14811.8559 | 199.8094 | 63.0294 | 683.2494 | 18.2967 | 343.2795 | 233.3341 | 539.8537 | 655.0425 | 3.0364 | 241.5712 | 386.9519 | 156.5281 | 161.3781 | 117.0634 | 4.6405 | 1332.4811 | 1016.5558
1f37113 | UGI | 5 | 05f_109019_419x230x572.dat | 0.0850;0.0850;0.1928 | 419;230;572 | (0.1254;69.2650;29.6645) | 60 | 2.5 | 38 | 83.87 | 60 | EZpaque | [110,73] | [100,60] | 1 | 10 | 75 | normal | none | 5.436 | 6.474 | 35.1925 | 22.7958 | 27.1486 | 618.876 | 8.7025e-16 | 126.1362 | 10.6446 | 69.9673 | 2.5641 | 52.5033 | 24.0977 | 0.50571 | 239.6898 | 24.6998 | 3.5142 | 132.5941 | 592.1287 | 3281.7009 | 51.0577 | 16.4527 | 373.0537 | 3.3004 | 193.3238 | 100.9825 | 192.3011 | 245.9753 | 0.38695 | 109.0196 | 174.9862 | 65.5814 | 96.5569 | 94.5062 | 0.56174 | 324.911 | 296.9474
1f37113 | UGI | 5 | 05f_109019_419x230x572.dat | 0.0850;0.0850;0.1928 | 419;230;572 | (0.1254;69.2650;29.6645) | 60 | 5.7448 | 47 | 83.87 | 60 | EZpaque | [110,73] | [100,60] | 1 | 10 | 75 | normal | none | 5.436 | 6.474 | 35.1925 | 22.7958 | 27.1486 | 618.876 | 5.6507e-16 | 241.0658 | 26.8496 | 149.6441 | 7.3574 | 113.2454 | 57.0297 | 1.5874 | 473.8495 | 58.81 | 13.6938 | 256.7629 | 958.4233 | 8906.9765 | 123.5838 | 41.0796 | 598.2403 | 9.5522 | 316.8966 | 190.2229 | 400.6556 | 502.9254 | 1.1289 | 192.4112 | 322.9349 | 123.7507 | 146.1225 | 113.3623 | 1.8226 | 830.8644 | 676.9234
1f37113 | UGI | 5 | 05f_109019_419x230x572.dat | 0.0850;0.0850;0.1928 | 419;230;572 | (0.1254;69.2650;29.6645) | 60 | 6.3535 | 49 | 83.87 | 60 | EZpaque | [110,73] | [100,60] | 1 | 10 | 75 | normal | none | 5.436 | 6.474 | 35.1925 | 22.7958 | 27.1486 | 618.876 | 5.3953e-16 | 260.0956 | 30.0686 | 163.8233 | 8.4065 | 122.5635 | 69.8568 | 1.7684 | 508.4218 | 64.7394 | 12.6306 | 275.3125 | 1000.9223 | 10134.3314 | 136.0956 | 46.1047 | 625.7826 | 10.8896 | 332.6399 | 202.1936 | 432.0223 | 547.5297 | 1.3923 | 204.3825 | 344.8344 | 131.6996 | 152.1634 | 115.447 | 2.0974 | 937.135 | 751.669
1f37113 | UGI | 5 | 05f_109019_419x230x572.dat | 0.0850;0.0850;0.1928 | 419;230;572 | (0.1254;69.2650;29.6645) | 80 | 2.9 | 44 | 83.87 | 60 | EZpaque | [110,73] | [100,60] | 1 | 10 | 75 | normal | none | 5.436 | 6.474 | 35.1925 | 22.7958 | 27.1486 | 618.876 | 7.7915e-16 | 154.5925 | 15.8212 | 93.2663 | 4.2155 | 70.1166 | 33.6202 | 1.2548 | 298.3654 | 34.5532 | 7.7222 | 163.8719 | 666.4866 | 5232.7846 | 72.2869 | 24.1149 | 421.8211 | 5.5877 | 219.0477 | 123.1529 | 247.5276 | 311.7133 | 0.65393 | 129.9167 | 211.2458 | 79.6874 | 107.1188 | 98.3752 | 0.9475 | 494.2948 | 417.2939
1f37113 | UGI | 5 | 05f_109019_419x230x572.dat | 0.0850;0.0850;0.1928 | 419;230;572 | (0.1254;69.2650;29.6645) | 80 | 7.702 | 57 | 83.87 | 60 | EZpaque | [110,73] | [100,60] | 1 | 10 | 75 | normal | none | 5.436 | 6.474 | 35.1925 | 22.7958 | 27.1486 | 618.876 | 5.2077e-16 | 276.9148 | 37.137 | 198.6466 | 11.1217 | 143.2157 | 81.7917 | 2.7859 | 560.0126 | 76.0023 | 17.0926 | 303.6634 | 1034.5179 | 13052.4953 | 167.3087 | 56.0627 | 656.7916 | 14.7667 | 344.4873 | 221.2092 | 489.8094 | 606.8467 | 2.3298 | 224.6922 | 375.0306 | 145.0804 | 158.4642 | 117.2087 | 3.187 | 1181.0431 | 915.2457
1f37113 | UGI | 5 | 05f_109019_419x230x572.dat | 0.0850;0.0850;0.1928 | 419;230;572 | (0.1254;69.2650;29.6645) | 80 | 8.502 | 60 | 83.87 | 60 | EZpaque | [110,73] | [100,60] | 1 | 10 | 75 | normal | none | 5.436 | 6.474 | 35.1925 | 22.7958 | 27.1486 | 618.876 | 5.0787e-16 | 289.5205 | 40.2718 | 213.2615 | 12.2822 | 153.4514 | 88.2738 | 4.154 | 588.4922 | 81.4631 | 19.4184 | 318.189 | 1059.7703 | 14295.6654 | 178.9754 | 60.1881 | 676.4273 | 16.2966 | 353.1386 | 230.9233 | 517.4706 | 638.032 | 2.4981 | 234.7449 | 391.361 | 151.9861 | 162.4404 | 118.3845 | 3.7543 | 1286.5487 | 987.2758
1f37113 | UGI | 6 | 05f_109019_419x230x572.dat | 0.0850;0.0850;0.1928 | 419;230;572 | (0.8363;73.4725;14.0821) | 110 | 3.9 | 52 | 87.015 | 60 | EZpaque | [73,75] | [100,10] | 1 | 10 | 75 | normal | none | 5.5284 | 4.4072 | 24.3646 | 24.0526 | 19.1745 | 461.1974 | 9.87e-16 | 319.705 | 0.53582 | 63.8154 | 313.8591 | 1.4588 | 631.0819 | 35.6858 | 83.7991 | 450.7178 | 0.64354 | 650.0078 | 53.3402 | 60.6168 | 2.9447 | 156.3723 | 2.9635 | 259.7661 | 67.3149 | 93.6603 | 20.5045 | 8.5329 | 23.1539 | 47.2742 | 75.4301 | 185.7517 | 46.9127 | 89.6416 | 34.3129 | 153.5105 | 121.2882
1f37113 | UGI | 6 | 05f_109019_419x230x572.dat | 0.0850;0.0850;0.1928 | 419;230;572 | (0.8363;73.4725;14.0821) | 110 | 7.85 | 62 | 87.015 | 60 | EZpaque | [73,75] | [100,10] | 1 | 10 | 75 | normal | none | 5.5284 | 4.4072 | 24.3646 | 24.0526 | 19.1745 | 461.1974 | 7.8824e-16 | 462.6765 | 0.97417 | 90.4458 | 396.3896 | 2.2554 | 863.0243 | 58.5127 | 129.7702 | 609.5988 | 2.0288 | 852.5198 | 79.2487 | 96.8424 | 4.5043 | 246.118 | 5.0878 | 362.2756 | 111.5333 | 148.6857 | 33.656 | 12.5209 | 37.6053 | 69.6215 | 111.7963 | 232.6145 | 60.9079 | 98.7135 | 54.6357 | 215.2969 | 166.7889
1f37113 | UGI | 6 | 05f_109019_419x230x572.dat | 0.0850;0.0850;0.1928 | 419;230;572 | (0.8363;73.4725;14.0821) | 110 | 9.9905 | 69 | 87.015 | 60 | EZpaque | [73,75] | [100,10] | 1 | 10 | 75 | normal | none | 5.5284 | 4.4072 | 24.3646 | 24.0526 | 19.1745 | 461.1974 | 7.621e-16 | 510.5917 | 1.2338 | 100.7196 | 414.9214 | 2.8819 | 920.4612 | 68.5294 | 147.3305 | 652.0961 | 1.378 | 898.0625 | 88.0821 | 111.0621 | 5.8133 | 280.214 | 6.0974 | 392.2995 | 130.8824 | 171.3563 | 39.2693 | 15.5545 | 44.064 | 78.5438 | 125.2961 | 245.0006 | 64.793 | 100.1676 | 62.9566 | 234.2579 | 181.1057
1f37113 | UGI | 6 | 05f_109019_419x230x572.dat | 0.0850;0.0850;0.1928 | 419;230;572 | (0.8363;73.4725;14.0821) | 60 | 2.5 | 38 | 87.015 | 60 | EZpaque | [73,75] | [100,10] | 1 | 10 | 75 | normal | none | 5.5284 | 4.4072 | 24.3646 | 24.0526 | 19.1745 | 461.1974 | 1.2332e-15 | 201.7082 | 0.14885 | 41.5109 | 248.9262 | 0.45064 | 445.0474 | 17.357 | 44.178 | 323.1954 | 0.4518 | 491.641 | 31.4714 | 29.8788 | 1.1951 | 81.6077 | 1.1899 | 175.849 | 29.6128 | 45.4373 | 9.1719 | 3.439 | 10.5496 | 28.2532 | 44.4006 | 149.1287 | 35.6599 | 82.8286 | 14.973 | 102.8189 | 83.9047
1f37113 | UGI | 6 | 05f_109019_419x230x572.dat | 0.0850;0.0850;0.1928 | 419;230;572 | (0.8363;73.4725;14.0821) | 60 | 5.7448 | 47 | 87.015 | 60 | EZpaque | [73,75] | [100,10] | 1 | 10 | 75 | normal | none | 5.5284 | 4.4072 | 24.3646 | 24.0526 | 19.1745 | 461.1974 | 8.0078e-16 | 400.0701 | 0.47033 | 76.7572 | 380.8015 | 1.3347 | 802.288 | 42.2523 | 103.692 | 564.1092 | 0.5698 | 813.2648 | 67.3352 | 75.5746 | 3.3984 | 192.4237 | 3.1509 | 323.5951 | 78.1046 | 112.953 | 24.1838 | 8.897 | 27.1721 | 55.6344 | 91.2601 | 219.676 | 56.3329 | 97.9505 | 39.2078 | 191.0481 | 148.4484
1f37113 | UGI | 6 | 05f_109019_419x230x572.dat | 0.0850;0.0850;0.1928 | 419;230;572 | (0.8363;73.4725;14.0821) | 60 | 6.3535 | 49 | 87.015 | 60 | EZpaque | [73,75] | [100,10] | 1 | 10 | 75 | normal | none | 5.5284 | 4.4072 | 24.3646 | 24.0526 | 19.1745 | 461.1974 | 7.646e-16 | 427.4779 | 0.55377 | 80.8592 | 396.9391 | 1.5279 | 851.9346 | 47.7923 | 114.1393 | 595.3563 | 1.0279 | 852.2616 | 73.3088 | 83.1793 | 4.0948 | 211.7445 | 3.6126 | 344.5196 | 87.4966 | 126.1155 | 27.4104 | 11.0897 | 30.3466 | 60.2756 | 99.4252 | 229.0612 | 59.0762 | 99.6724 | 43.5534 | 203.8526 | 157.8932
1f37113 | UGI | 6 | 05f_109019_419x230x572.dat | 0.0850;0.0850;0.1928 | 419;230;572 | (0.8363;73.4725;14.0821) | 80 | 2.9 | 44 | 87.015 | 60 | EZpaque | [73,75] | [100,10] | 1 | 10 | 75 | normal | none | 5.5284 | 4.4072 | 24.3646 | 24.0526 | 19.1745 | 461.1974 | 1.1041e-15 | 251.3966 | 0.29606 | 51.2068 | 276.0318 | 0.79634 | 523.5702 | 25.3833 | 60.9911 | 377.2353 | 0.44625 | 559.3636 | 40.9723 | 43.2873 | 1.9931 | 113.34 | 1.8058 | 211.5728 | 45.3215 | 65.689 | 14.0321 | 5.2169 | 16.2746 | 36.0947 | 57.7474 | 164.825 | 40.3741 | 85.7415 | 22.7749 | 124.2625 | 99.7631
1f37113 | UGI | 6 | 05f_109019_419x230x572.dat | 0.0850;0.0850;0.1928 | 419;230;572 | (0.8363;73.4725;14.0821) | 80 | 7.702 | 57 | 87.015 | 60 | EZpaque | [73,75] | [100,10] | 1 | 10 | 75 | normal | none | 5.5284 | 4.4072 | 24.3646 | 24.0526 | 19.1745 | 461.1974 | 7.3801e-16 | 475.8769 | 0.86839 | 89.708 | 411.5685 | 2.1624 | 894.1392 | 57.5971 | 132.7577 | 631.8107 | 0.73422 | 887.9333 | 82.3598 | 97.2689 | 4.2483 | 247.6945 | 4.8332 | 374.2788 | 109.7132 | 149.4297 | 33.7274 | 12.6168 | 38.2246 | 69.7511 | 114.7213 | 239.3477 | 62.6126 | 100.6996 | 55.7706 | 221.5061 | 171.1795
1f37113 | UGI | 6 | 05f_109019_419x230x572.dat | 0.0850;0.0850;0.1928 | 419;230;572 | (0.8363;73.4725;14.0821) | 80 | 8.502 | 60 | 87.015 | 60 | EZpaque | [73,75] | [100,10] | 1 | 10 | 75 | normal | none | 5.5284 | 4.4072 | 24.3646 | 24.0526 | 19.1745 | 461.1974 | 7.1972e-16 | 497.2069 | 0.98224 | 95.4926 | 420.8578 | 2.2543 | 922.7888 | 63.8137 | 141.3049 | 653.8371 | 1.4142 | 912.2847 | 87.1283 | 104.1071 | 4.6198 | 264.5888 | 5.3537 | 389.6652 | 119.0045 | 161.1042 | 37.113 | 14.3736 | 40.7214 | 74.0825 | 121.924 | 246.3234 | 64.6344 | 101.5465 | 61.7656 | 230.9845 | 178.6206
1f37113 | UGI | 7 | 05f_109019_419x230x572.dat | 0.0850;0.0850;0.1928 | 419;230;572 | (0.8363;73.4725;14.0821) | 110 | 3.9 | 52 | 87.015 | 60 | EZpaque | [73,75] | [90,20] | 1 | 10 | 75 | normal | none | 5.5284 | 4.4072 | 24.3646 | 24.0526 | 19.1745 | 461.1974 | 9.87e-16 | 319.7253 | 0.53506 | 63.8174 | 311.0627 | 1.4719 | 630.322 | 32.2187 | 83.7282 | 449.4513 | 0.64354 | 649.6127 | 53.3017 | 60.6462 | 2.9206 | 154.7512 | 2.9568 | 248.7225 | 67.1669 | 93.7585 | 20.4873 | 8.5703 | 21.4011 | 46.9206 | 74.8565 | 184.6145 | 46.7175 | 89.5337 | 32.0191 | 152.9482 | 120.4826
1f37113 | UGI | 7 | 05f_109019_419x230x572.dat | 0.0850;0.0850;0.1928 | 419;230;572 | (0.8363;73.4725;14.0821) | 110 | 7.85 | 62 | 87.015 | 60 | EZpaque | [73,75] | [90,20] | 1 | 10 | 75 | normal | none | 5.5284 | 4.4072 | 24.3646 | 24.0526 | 19.1745 | 461.1974 | 7.8824e-16 | 461.8773 | 0.97337 | 90.5587 | 392.6217 | 2.2545 | 862.0855 | 52.3851 | 129.7067 | 608.0764 | 2.0288 | 851.8094 | 79.1904 | 96.5036 | 4.4913 | 243.6822 | 5.0581 | 349.8174 | 111.2771 | 148.9521 | 33.59 | 12.4088 | 34.0353 | 69.0793 | 110.8982 | 230.7821 | 60.6264 | 98.5109 | 51.124 | 214.3888 | 165.5104
1f37113 | UGI | 7 | 05f_109019_419x230x572.dat | 0.0850;0.0850;0.1928 | 419;230;572 | (0.8363;73.4725;14.0821) | 110 | 9.9905 | 69 | 87.015 | 60 | EZpaque | [73,75] | [90,20] | 1 | 10 | 75 | normal | none | 5.5284 | 4.4072 | 24.3646 | 24.0526 | 19.1745 | 461.1974 | 7.621e-16 | 509.7388 | 1.229 | 100.7747 | 410.9324 | 2.8618 | 917.9943 | 64.9104 | 147.1337 | 650.0885 | 1.378 | 897.3014 | 88.0204 | 110.9387 | 5.7952 | 277.9702 | 6.1038 | 380.9099 | 130.6659 | 171.3957 | 39.2221 | 15.4666 | 40.9082 | 77.9158 | 124.2574 | 242.6465 | 64.4682 | 99.9484 | 58.822 | 233.1186 | 179.9517
1f37113 | UGI | 7 | 05f_109019_419x230x572.dat | 0.0850;0.0850;0.1928 | 419;230;572 | (0.8363;73.4725;14.0821) | 60 | 2.5 | 38 | 87.015 | 60 | EZpaque | [73,75] | [90,20] | 1 | 10 | 75 | normal | none | 5.5284 | 4.4072 | 24.3646 | 24.0526 | 19.1745 | 461.1974 | 1.2332e-15 | 201.7245 | 0.14843 | 41.4923 | 246.9639 | 0.4499 | 444.8042 | 16.0929 | 44.1528 | 322.3683 | 0.4518 | 491.3896 | 31.4551 | 29.869 | 1.2056 | 80.17 | 1.1918 | 166.3373 | 29.5568 | 45.3448 | 9.1679 | 3.4249 | 9.6074 | 28.0602 | 44.0986 | 148.129 | 35.5502 | 82.7755 | 13.9967 | 102.4645 | 83.4349
1f37113 | UGI | 7 | 05f_109019_419x230x572.dat | 0.0850;0.0850;0.1928 | 419;230;572 | (0.8363;73.4725;14.0821) | 60 | 5.7448 | 47 | 87.015 | 60 | EZpaque | [73,75] | [90,20] | 1 | 10 | 75 | normal | none | 5.5284 | 4.4072 | 24.3646 | 24.0526 | 19.1745 | 461.1974 | 8.0078e-16 | 399.6205 | 0.47033 | 76.7397 | 376.4308 | 1.3354 | 800.7395 | 38.6945 | 103.5834 | 562.2859 | 0.5698 | 812.6903 | 67.2952 | 75.5322 | 3.4119 | 189.4891 | 3.1377 | 307.6108 | 77.8948 | 112.6895 | 24.1401 | 8.8872 | 24.1039 | 55.1471 | 90.4658 | 217.7344 | 56.0691 | 97.7848 | 36.5529 | 190.1408 | 147.2759
1f37113 | UGI | 7 | 05f_109019_419x230x572.dat | 0.0850;0.0850;0.1928 | 419;230;572 | (0.8363;73.4725;14.0821) | 60 | 6.3535 | 49 | 87.015 | 60 | EZpaque | [73,75] | [90,20] | 1 | 10 | 75 | normal | none | 5.5284 | 4.4072 | 24.3646 | 24.0526 | 19.1745 | 461.1974 | 7.646e-16 | 427.0855 | 0.5529 | 80.7859 | 392.5708 | 1.5218 | 850.666 | 42.7334 | 114.0242 | 593.3291 | 1.0279 | 851.66 | 73.2474 | 83.263 | 4.0437 | 208.6317 | 3.6002 | 328.472 | 87.3619 | 125.6263 | 27.3868 | 11.0435 | 27.2063 | 59.7214 | 98.5195 | 226.9435 | 58.7872 | 99.4796 | 41.0894 | 202.9457 | 156.5548
1f37113 | UGI | 7 | 05f_109019_419x230x572.dat | 0.0850;0.0850;0.1928 | 419;230;572 | (0.8363;73.4725;14.0821) | 80 | 2.9 | 44 | 87.015 | 60 | EZpaque | [73,75] | [90,20] | 1 | 10 | 75 | normal | none | 5.5284 | 4.4072 | 24.3646 | 24.0526 | 19.1745 | 461.1974 | 1.1041e-15 | 251.4691 | 0.29538 | 51.1062 | 273.6408 | 0.79536 | 522.8547 | 23.3962 | 60.9531 | 376.1847 | 0.44625 | 559.0466 | 40.956 | 43.2384 | 1.9879 | 111.7097 | 1.8131 | 201.0213 | 45.1702 | 65.6084 | 13.9977 | 5.2761 | 14.628 | 35.8167 | 57.2959 | 163.7667 | 40.2267 | 85.6525 | 21.0024 | 123.7678 | 99.1173
1f37113 | UGI | 7 | 05f_109019_419x230x572.dat | 0.0850;0.0850;0.1928 | 419;230;572 | (0.8363;73.4725;14.0821) | 80 | 7.702 | 57 | 87.015 | 60 | EZpaque | [73,75] | [90,20] | 1 | 10 | 75 | normal | none | 5.5284 | 4.4072 | 24.3646 | 24.0526 | 19.1745 | 461.1974 | 7.3801e-16 | 475.1994 | 0.86803 | 89.7093 | 407.1512 | 2.1669 | 894.1798 | 53.6066 | 132.5626 | 630.1034 | 0.73422 | 887.1609 | 82.3002 | 97.2269 | 4.2454 | 244.9845 | 4.8223 | 359.5771 | 109.4043 | 149.3484 | 33.6163 | 12.613 | 34.6298 | 69.1343 | 113.6995 | 237.4528 | 62.2736 | 100.4665 | 51.8045 | 220.6141 | 169.9432
1f37113 | UGI | 7 | 05f_109019_419x230x572.dat | 0.0850;0.0850;0.1928 | 419;230;572 | (0.8363;73.4725;14.0821) | 80 | 8.502 | 60 | 87.015 | 60 | EZpaque | [73,75] | [90,20] | 1 | 10 | 75 | normal | none | 5.5284 | 4.4072 | 24.3646 | 24.0526 | 19.1745 | 461.1974 | 7.1972e-16 | 496.4427 | 0.98144 | 95.4634 | 416.106 | 2.2737 | 925.0257 | 58.6505 | 141.1798 | 651.6974 | 1.4142 | 911.5483 | 87.063 | 103.9473 | 4.5454 | 261.7544 | 5.3436 | 375.5902 | 118.5613 | 160.9653 | 37.0477 | 14.2903 | 37.6424 | 73.4222 | 120.8229 | 244.2015 | 64.2844 | 101.3303 | 56.1051 | 230.0599 | 177.2435
1f37113 | UGI | 8 | 05f_109019_419x230x572.dat | 0.0850;0.0850;0.1928 | 419;230;572 | (0.1749;69.2650;13.4236) | 110 | 3.9 | 52 | 83.87 | 60 | EZpaque | [73,75] | [90,20] | 1 | 10 | 75 | normal | none | 7.8373 | 4.4571 | 34.9318 | 32.8656 | 18.691 | 614.2918 | 6.1462e-16 | 1018.6787 | 0.60948 | 30.6498 | 240.2787 | 1.2467 | 531.9224 | 57.4192 | 79.9795 | 1082.2952 | 1.1331 | 454.1182 | 60.3365 | 90.6056 | 2.3379 | 677.3294 | 2.9682 | 314.5197 | 938.8081 | 341.6259 | 19.8025 | 8.9247 | 33.8469 | 91.8296 | 145.7848 | 244.4373 | 52.578 | 110.0005 | 52.5658 | 296.5404 | 158.0383
1f37113 | UGI | 8 | 05f_109019_419x230x572.dat | 0.0850;0.0850;0.1928 | 419;230;572 | (0.1749;69.2650;13.4236) | 110 | 7.85 | 62 | 83.87 | 60 | EZpaque | [73,75] | [90,20] | 1 | 10 | 75 | normal | none | 7.8373 | 4.4571 | 34.9318 | 32.8656 | 18.691 | 614.2918 | 4.909e-16 | 1274.658 | 1.0684 | 49.1179 | 335.2616 | 2.0558 | 759.1766 | 91.322 | 124.6485 | 1352.8816 | 0.8859 | 631.3502 | 89.2157 | 137.0971 | 3.8784 | 919.4739 | 5.4524 | 452.5359 | 1169.6469 | 481.7068 | 32.6706 | 14.3094 | 54.2371 | 130.2804 | 209.0424 | 311.964 | 69.056 | 120.5025 | 85.8076 | 390.4172 | 221.2661
1f37113 | UGI | 8 | 05f_109019_419x230x572.dat | 0.0850;0.0850;0.1928 | 419;230;572 | (0.1749;69.2650;13.4236) | 110 | 9.9905 | 69 | 83.87 | 60 | EZpaque | [73,75] | [90,20] | 1 | 10 | 75 | normal | none | 7.8373 | 4.4571 | 34.9318 | 32.8656 | 18.691 | 614.2918 | 4.7468e-16 | 1335.2817 | 1.3507 | 56.8869 | 364.6465 | 2.472 | 821.1657 | 103.2909 | 141.0196 | 1397.9346 | 1.1704 | 682.7564 | 98.692 | 154.1021 | 4.4527 | 979.6097 | 6.1768 | 496.6516 | 1201.5071 | 526.6297 | 38.8705 | 16.7926 | 63.9106 | 143.4983 | 229.0326 | 330.9977 | 73.7215 | 122.1532 | 96.0565 | 413.7043 | 241.0398
1f37113 | UGI | 8 | 05f_109019_419x230x572.dat | 0.0850;0.0850;0.1928 | 419;230;572 | (0.1749;69.2650;13.4236) | 60 | 2.5 | 38 | 83.87 | 60 | EZpaque | [73,75] | [90,20] | 1 | 10 | 75 | normal | none | 7.8373 | 4.4571 | 34.9318 | 32.8656 | 18.691 | 614.2918 | 7.6787e-16 | 828.0841 | 0.16636 | 13.9803 | 162.4757 | 0.31047 | 351.0235 | 29.156 | 41.9577 | 874.7067 | 0.027355 | 310.4306 | 35.9983 | 51.5296 | 1.1034 | 482.8819 | 1.1646 | 200.7244 | 767.6181 | 225.8459 | 8.388 | 3.6377 | 16.4364 | 59.9054 | 93.0102 | 188.5124 | 39.2791 | 102.0586 | 26.8444 | 222.6871 | 106.085
1f37113 | UGI | 8 | 05f_109019_419x230x572.dat | 0.0850;0.0850;0.1928 | 419;230;572 | (0.1749;69.2650;13.4236) | 60 | 5.7448 | 47 | 83.87 | 60 | EZpaque | [73,75] | [90,20] | 1 | 10 | 75 | normal | none | 7.8373 | 4.4571 | 34.9318 | 32.8656 | 18.691 | 614.2918 | 4.9859e-16 | 1243.8566 | 0.52418 | 34.5356 | 296.3177 | 1.0814 | 679.9223 | 70.1202 | 99.1603 | 1344.1 | 0.4886 | 570.4127 | 76.6126 | 112.464 | 2.3308 | 861.1547 | 3.3519 | 392.7303 | 1169.2858 | 435.2907 | 22.8827 | 10.2738 | 41.024 | 111.4366 | 182.1783 | 295.3639 | 63.5146 | 120.2662 | 63.331 | 368.4803 | 196.7606
1f37113 | UGI | 8 | 05f_109019_419x230x572.dat | 0.0850;0.0850;0.1928 | 419;230;572 | (0.1749;69.2650;13.4236) | 60 | 6.3535 | 49 | 83.87 | 60 | EZpaque | [73,75] | [90,20] | 1 | 10 | 75 | normal | none | 7.8373 | 4.4571 | 34.9318 | 32.8656 | 18.691 | 614.2918 | 4.7605e-16 | 1289.5994 | 0.61583 | 38.7854 | 315.0267 | 1.1394 | 727.6683 | 79.0182 | 109.0295 | 1394.2932 | 0.60331 | 606.0646 | 83.3265 | 121.8998 | 2.7432 | 908.2567 | 3.7744 | 422.3883 | 1209.9027 | 464.6944 | 25.6336 | 11.4008 | 45.4696 | 119.2357 | 196.2537 | 308.609 | 66.8253 | 122.2939 | 68.8093 | 386.5882 | 209.8631
1f37113 | UGI | 8 | 05f_109019_419x230x572.dat | 0.0850;0.0850;0.1928 | 419;230;572 | (0.1749;69.2650;13.4236) | 80 | 2.9 | 44 | 83.87 | 60 | EZpaque | [73,75] | [90,20] | 1 | 10 | 75 | normal | none | 7.8373 | 4.4571 | 34.9318 | 32.8656 | 18.691 | 614.2918 | 6.875e-16 | 903.8792 | 0.33302 | 20.1701 | 194.7772 | 0.67646 | 440.0269 | 39.0049 | 57.9794 | 964.8535 | 0.077405 | 371.5764 | 46.6238 | 67.8411 | 1.2043 | 566.0627 | 1.9459 | 248.9006 | 839.8795 | 273.9187 | 13.4175 | 5.6656 | 23.277 | 73.2425 | 116.1171 | 211.3648 | 44.9018 | 105.5415 | 38.3838 | 254.7129 | 127.7076
1f37113 | UGI | 8 | 05f_109019_419x230x572.dat | 0.0850;0.0850;0.1928 | 419;230;572 | (0.1749;69.2650;13.4236) | 80 | 7.702 | 57 | 83.87 | 60 | EZpaque | [73,75] | [90,20] | 1 | 10 | 75 | normal | none | 7.8373 | 4.4571 | 34.9318 | 32.8656 | 18.691 | 614.2918 | 4.5955e-16 | 1327.309 | 0.97042 | 49.8636 | 343.333 | 2.0646 | 792.2466 | 99.1309 | 127.6651 | 1418.8325 | 1.0077 | 652.5024 | 93.4015 | 140.4754 | 3.3419 | 958.1466 | 5.0109 | 466.126 | 1224.7748 | 499.3756 | 33.1495 | 13.4385 | 55.8542 | 132.6963 | 218.0443 | 322.5528 | 71.1541 | 123.1279 | 85.5308 | 406.5026 | 228.9135
1f37113 | UGI | 8 | 05f_109019_419x230x572.dat | 0.0850;0.0850;0.1928 | 419;230;572 | (0.1749;69.2650;13.4236) | 80 | 8.502 | 60 | 83.87 | 60 | EZpaque | [73,75] | [90,20] | 1 | 10 | 75 | normal | none | 7.8373 | 4.4571 | 34.9318 | 32.8656 | 18.691 | 614.2918 | 4.4818e-16 | 1352.9144 | 1.0875 | 51.6332 | 358.9848 | 2.2166 | 827.6351 | 103.4895 | 136.3044 | 1444.7301 | 1.3448 | 678.8112 | 98.4313 | 149.8615 | 4.1427 | 987.8384 | 5.5136 | 488.6869 | 1242.1778 | 521.754 | 35.9096 | 14.3279 | 58.6326 | 139.3251 | 229.2388 | 332.873 | 73.5338 | 124.2953 | 92.9491 | 418.702 | 238.6055
1f37113 | UGI | 9 | 05f_109019_419x230x572.dat | 0.0850;0.0850;0.1928 | 419;230;572 | (0.2562;70.3993;13.2905) | 110 | 3.9 | 52 | 84.644 | 60 | EZpaque | [73,75] | [90,20] | 1 | 5 | 75 | normal | none | 7.5677 | 4.3235 | 32.719 | 32.0282 | 18.2979 | 586.048 | 6.5646e-16 | 943.6096 | 0.54709 | 25.8219 | 225.6047 | 1.1002 | 457.8816 | 57.6442 | 68.3075 | 1012.3421 | 0.508 | 364.4255 | 51.9805 | 81.6138 | 2.1496 | 732.0347 | 2.7313 | 298.6025 | 1021.4668 | 367.2589 | 17.3781 | 7.0401 | 32.5398 | 85.4128 | 135.8534 | 231.4092 | 48.8581 | 105.1544 | 51.461 | 280.7112 | 150.894
1f37113 | UGI | 9 | 05f_109019_419x230x572.dat | 0.0850;0.0850;0.1928 | 419;230;572 | (0.2562;70.3993;13.2905) | 110 | 7.85 | 62 | 84.644 | 60 | EZpaque | [73,75] | [90,20] | 1 | 5 | 75 | normal | none | 7.5677 | 4.3235 | 32.719 | 32.0282 | 18.2979 | 586.048 | 5.2431e-16 | 1187.0252 | 0.97194 | 41.4506 | 315.9768 | 1.7711 | 650.4159 | 84.7379 | 106.1851 | 1272.3373 | 1.1253 | 516.8882 | 77.5704 | 123.3124 | 3.7262 | 972.6867 | 4.6564 | 430.0694 | 1254.2182 | 511.9865 | 28.9237 | 12.156 | 51.5954 | 121.3348 | 195.0251 | 296.4891 | 64.2914 | 114.6983 | 78.0854 | 368.2324 | 210.4768
1f37113 | UGI | 9 | 05f_109019_419x230x572.dat | 0.0850;0.0850;0.1928 | 419;230;572 | (0.2562;70.3993;13.2905) | 110 | 9.9905 | 69 | 84.644 | 60 | EZpaque | [73,75] | [90,20] | 1 | 5 | 75 | normal | none | 7.5677 | 4.3235 | 32.719 | 32.0282 | 18.2979 | 586.048 | 5.0697e-16 | 1235.218 | 1.2259 | 49.0363 | 344.0629 | 2.123 | 710.1783 | 103.71 | 120.7504 | 1315.4395 | 0.82009 | 564.0359 | 86.0818 | 138.7081 | 4.1002 | 1027.9084 | 5.6009 | 472.4923 | 1282.1437 | 556.5404 | 34.3412 | 15.0087 | 60.7451 | 133.6779 | 213.6891 | 312.6181 | 68.5653 | 116.2981 | 92.4707 | 389.5803 | 229.8824
1f37113 | UGI | 9 | 05f_109019_419x230x572.dat | 0.0850;0.0850;0.1928 | 419;230;572 | (0.2562;70.3993;13.2905) | 60 | 2.5 | 38 | 84.644 | 60 | EZpaque | [73,75] | [90,20] | 1 | 5 | 75 | normal | none | 7.5677 | 4.3235 | 32.719 | 32.0282 | 18.2979 | 586.048 | 8.2013e-16 | 749.9137 | 0.14872 | 11.7817 | 151.5118 | 0.32087 | 288.6234 | 28.2624 | 34.9796 | 815.1347 | 0.19689 | 238.9243 | 30.6218 | 47.9653 | 0.76181 | 540.9357 | 0.99178 | 190.5541 | 853.8723 | 248.5081 | 7.2094 | 3.2489 | 14.911 | 55.5434 | 86.4268 | 178.9107 | 36.4644 | 97.7456 | 25.6726 | 209.7856 | 101.2464
1f37113 | UGI | 9 | 05f_109019_419x230x572.dat | 0.0850;0.0850;0.1928 | 419;230;572 | (0.2562;70.3993;13.2905) | 60 | 5.7448 | 47 | 84.644 | 60 | EZpaque | [73,75] | [90,20] | 1 | 5 | 75 | normal | none | 7.5677 | 4.3235 | 32.719 | 32.0282 | 18.2979 | 586.048 | 5.3251e-16 | 1152.1038 | 0.46962 | 27.4397 | 278.2281 | 1.1038 | 575.5918 | 68.3946 | 83.6543 | 1261.059 | 0.44341 | 457.2848 | 66.2256 | 101.2013 | 1.8081 | 923.6962 | 2.8347 | 373.7563 | 1266.6363 | 467.97 | 19.8305 | 7.9448 | 38.784 | 103.6427 | 169.7368 | 280.2261 | 59.0863 | 114.7511 | 59.6662 | 347.7024 | 187.5031
1f37113 | UGI | 9 | 05f_109019_419x230x572.dat | 0.0850;0.0850;0.1928 | 419;230;572 | (0.2562;70.3993;13.2905) | 60 | 6.3535 | 49 | 84.644 | 60 | EZpaque | [73,75] | [90,20] | 1 | 5 | 75 | normal | none | 7.5677 | 4.3235 | 32.719 | 32.0282 | 18.2979 | 586.048 | 5.0845e-16 | 1196.2914 | 0.54721 | 31.3322 | 297.2929 | 1.091 | 609.3955 | 78.001 | 92.3622 | 1309.1628 | 0.58277 | 488.8538 | 72.2011 | 109.9488 | 2.4982 | 969.2702 | 3.3269 | 401.137 | 1308.2188 | 497.4484 | 22.6097 | 9.6341 | 42.5702 | 110.9429 | 182.9196 | 291.5674 | 62.1254 | 116.7062 | 68.6511 | 364.3127 | 200.139
1f37113 | UGI | 9 | 05f_109019_419x230x572.dat | 0.0850;0.0850;0.1928 | 419;230;572 | (0.2562;70.3993;13.2905) | 80 | 2.9 | 44 | 84.644 | 60 | EZpaque | [73,75] | [90,20] | 1 | 5 | 75 | normal | none | 7.5677 | 4.3235 | 32.719 | 32.0282 | 18.2979 | 586.048 | 7.343e-16 | 834.8799 | 0.29842 | 16.3449 | 182.7053 | 0.66114 | 359.187 | 40.9276 | 49.5467 | 899.1318 | 0.11956 | 292.0888 | 40.0179 | 62.4842 | 1.1576 | 624.3112 | 1.7191 | 236.8115 | 923.3454 | 299.4836 | 11.6208 | 4.81 | 22.6679 | 68.0221 | 108.0587 | 201.7417 | 41.6973 | 100.8658 | 35.1683 | 240.173 | 122.2753
1f37113 | UGI | 9 | 05f_109019_419x230x572.dat | 0.0850;0.0850;0.1928 | 419;230;572 | (0.2562;70.3993;13.2905) | 80 | 7.702 | 57 | 84.644 | 60 | EZpaque | [73,75] | [90,20] | 1 | 5 | 75 | normal | none | 7.5677 | 4.3235 | 32.719 | 32.0282 | 18.2979 | 586.048 | 4.9083e-16 | 1232.8833 | 0.86666 | 41.0207 | 324.2296 | 1.6617 | 666.7549 | 86.9862 | 109.2487 | 1333.1634 | 0.64033 | 532.6338 | 80.9392 | 126.0327 | 3.1198 | 1014.3329 | 4.536 | 443.111 | 1314.7251 | 531.0446 | 28.8983 | 10.5985 | 54.6182 | 123.5676 | 203.3806 | 305.7701 | 66.2444 | 117.4641 | 82.9603 | 382.5179 | 217.175
1f37113 | UGI | 9 | 05f_109019_419x230x572.dat | 0.0850;0.0850;0.1928 | 419;230;572 | (0.2562;70.3993;13.2905) | 80 | 8.502 | 60 | 84.644 | 60 | EZpaque | [73,75] | [90,20] | 1 | 5 | 75 | normal | none | 7.5677 | 4.3235 | 32.719 | 32.0282 | 18.2979 | 586.048 | 4.7868e-16 | 1257.0043 | 0.98711 | 43.9565 | 337.8473 | 1.9479 | 707.5323 | 99.545 | 116.8072 | 1357.6774 | 0.89453 | 556.3659 | 85.5356 | 133.5679 | 3.5333 | 1043.2488 | 4.8463 | 464.6341 | 1330.6864 | 551.9997 | 31.5264 | 13.104 | 58.1665 | 129.7584 | 213.8608 | 314.3367 | 68.4647 | 118.385 | 88.6233 | 394.3245 | 227.0032
1f37113 | UGI | 1 | 05m_109019_419x230x572.dat | 0.0850;0.0850;0.1928 | 419;230;572 | (-0.1602;73.5575;32.2979) | 110 | 3.9 | 52 | 86.845 | 60 | EZpaque | [5] | [0] | 0 | 5 | 75 | normal | none | 6.4065 | 6.7134 | 43.0091 | 27.8185 | 29.1512 | 810.9426 | 5.8109e-16 | 69.9357 | 87.7986 | 422.4811 | 5.1665 | 397.442 | 20.4185 | 0.53215 | 423.049 | 25.4108 | 85.2414 | 66.2839 | 466.6738 | 438.2273 | 617.7689 | 30.2225 | 649.6744 | 6.2051 | 94.2159 | 94.1126 | 368.4104 | 815.4143 | 0.97742 | 136.6968 | 187.1046 | 115.8695 | 119.7077 | 105.8057 | 0.89778 | 232.6771 | 226.1195
1f37113 | UGI | 1 | 05m_109019_419x230x572.dat | 0.0850;0.0850;0.1928 | 419;230;572 | (-0.1602;73.5575;32.2979) | 110 | 7.85 | 62 | 86.845 | 60 | EZpaque | [5] | [0] | 0 | 5 | 75 | normal | none | 6.4065 | 6.7134 | 43.0091 | 27.8185 | 29.1512 | 810.9426 | 4.6406e-16 | 104.5537 | 135.9464 | 505.7557 | 8.8176 | 537.6483 | 37.9457 | 0.48393 | 582.384 | 40.8699 | 122.0903 | 104.3339 | 608.1782 | 605.1829 | 757.2329 | 48.3151 | 817.7856 | 10.5465 | 134.5888 | 133.9962 | 519.4393 | 1006.7706 | 1.8703 | 197.0435 | 270.5914 | 152.6139 | 152.3852 | 117.5811 | 0.46389 | 313.591 | 294.2699
1f37113 | UGI | 1 | 05m_109019_419x230x572.dat | 0.0850;0.0850;0.1928 | 419;230;572 | (-0.1602;73.5575;32.2979) | 110 | 9.9905 | 69 | 86.845 | 60 | EZpaque | [5] | [0] | 0 | 5 | 75 | normal | none | 6.4065 | 6.7134 | 43.0091 | 27.8185 | 29.1512 | 810.9426 | 4.4869e-16 | 120.4406 | 155.0439 | 540.4895 | 10.5109 | 583.0583 | 45.3413 | 0.84883 | 624.8247 | 47.4675 | 138.9012 | 119.5915 | 641.451 | 650.2991 | 803.2123 | 55.4664 | 857.5711 | 12.8489 | 145.9997 | 144.9143 | 565.6519 | 1037.3851 | 2.3411 | 219.8024 | 299.0496 | 162.7697 | 161.1228 | 120.2242 | 0.45981 | 338.7056 | 314.2763
1f37113 | UGI | 1 | 05m_109019_419x230x572.dat | 0.0850;0.0850;0.1928 | 419;230;572 | (-0.1602;73.5575;32.2979) | 60 | 2.5 | 38 | 86.845 | 60 | EZpaque | [5] | [0] | 0 | 5 | 75 | normal | none | 6.4065 | 6.7134 | 43.0091 | 27.8185 | 29.1512 | 810.9426 | 7.2606e-16 | 38.184 | 46.4877 | 362.2138 | 2.0297 | 281.5459 | 9.1079 | 0.16865 | 295.8972 | 11.4648 | 45.6792 | 33.4999 | 356.2501 | 305.3455 | 506.2096 | 14.456 | 521.8832 | 2.2884 | 61.0402 | 60.6531 | 245.5159 | 675.3547 | 0.28872 | 86.0377 | 116.9804 | 86.5743 | 93.6825 | 96.5291 | 0.084297 | 166.8934 | 172.5012
1f37113 | UGI | 1 | 05m_109019_419x230x572.dat | 0.0850;0.0850;0.1928 | 419;230;572 | (-0.1602;73.5575;32.2979) | 60 | 5.7448 | 47 | 86.845 | 60 | EZpaque | [5] | [0] | 0 | 5 | 75 | normal | none | 6.4065 | 6.7134 | 43.0091 | 27.8185 | 29.1512 | 810.9426 | 4.7143e-16 | 85.8851 | 106.5116 | 460.2781 | 5.6101 | 471.6477 | 22.7689 | 0.18312 | 534.6684 | 29.7095 | 93.708 | 80.7009 | 575.2468 | 548.647 | 708.7336 | 36.9724 | 775.2755 | 6.5626 | 123.252 | 121.0311 | 466.2386 | 1003.8555 | 0.96854 | 162.4239 | 229.8287 | 139.5744 | 142.6772 | 115.2983 | 0.50624 | 281.5136 | 270.3831
1f37113 | UGI | 1 | 05m_109019_419x230x572.dat | 0.0850;0.0850;0.1928 | 419;230;572 | (-0.1602;73.5575;32.2979) | 60 | 6.3535 | 49 | 86.845 | 60 | EZpaque | [5] | [0] | 0 | 5 | 75 | normal | none | 6.4065 | 6.7134 | 43.0091 | 27.8185 | 29.1512 | 810.9426 | 4.5013e-16 | 94.218 | 117.1316 | 473.5338 | 6.4231 | 497.0605 | 27.5301 | 0.64429 | 566.0189 | 33.3906 | 103.3332 | 89.1972 | 601.8311 | 579.6817 | 737.0598 | 41.0707 | 805.7516 | 7.5037 | 132.3317 | 129.8702 | 497.3049 | 1027.4005 | 1.1257 | 174.5334 | 248.1312 | 146.4213 | 148.9495 | 117.4074 | 0.27223 | 297.3876 | 282.8615
1f37113 | UGI | 1 | 05m_109019_419x230x572.dat | 0.0850;0.0850;0.1928 | 419;230;572 | (-0.1602;73.5575;32.2979) | 80 | 2.9 | 44 | 86.845 | 60 | EZpaque | [5] | [0] | 0 | 5 | 75 | normal | none | 6.4065 | 6.7134 | 43.0091 | 27.8185 | 29.1512 | 810.9426 | 6.5004e-16 | 50.4107 | 63.9468 | 386.9145 | 3.335 | 328.4873 | 13.9594 | 0.15667 | 350.486 | 17.4266 | 64.5022 | 47.5924 | 402.4212 | 361.2545 | 549.689 | 21.4925 | 573.9952 | 3.8845 | 76.0568 | 75.6261 | 298.0277 | 733.4468 | 0.60595 | 106.8967 | 147.2631 | 98.8223 | 104.5626 | 100.5447 | 0.024025 | 194.0869 | 194.8997
1f37113 | UGI | 1 | 05m_109019_419x230x572.dat | 0.0850;0.0850;0.1928 | 419;230;572 | (-0.1602;73.5575;32.2979) | 80 | 7.702 | 57 | 86.845 | 60 | EZpaque | [5] | [0] | 0 | 5 | 75 | normal | none | 6.4065 | 6.7134 | 43.0091 | 27.8185 | 29.1512 | 810.9426 | 4.3446e-16 | 110.5132 | 137.6455 | 502.2973 | 8.6665 | 544.4181 | 34.7463 | 0.71553 | 601.8222 | 41.504 | 130.3423 | 105.7211 | 628.9591 | 619.6603 | 777.1418 | 49.3321 | 839.3794 | 10.2812 | 142.578 | 141.2039 | 535.4876 | 1044.3677 | 1.596 | 198.3129 | 279.5372 | 156.0793 | 156.6062 | 119.4261 | 0.72268 | 320.9578 | 300.7186
1f37113 | UGI | 1 | 05m_109019_419x230x572.dat | 0.0850;0.0850;0.1928 | 419;230;572 | (-0.1602;73.5575;32.2979) | 80 | 8.502 | 60 | 86.845 | 60 | EZpaque | [5] | [0] | 0 | 5 | 75 | normal | none | 6.4065 | 6.7134 | 43.0091 | 27.8185 | 29.1512 | 810.9426 | 4.237e-16 | 116.2134 | 147.3083 | 519.7741 | 9.8781 | 566.2925 | 38.029 | 0.8028 | 623.0775 | 44.8144 | 132.1326 | 113.6007 | 646.1361 | 645.6169 | 793.4562 | 53.3062 | 858.6433 | 11.3483 | 148.6866 | 148.2028 | 557.5128 | 1068.4835 | 1.9197 | 209.2897 | 294.7733 | 160.2964 | 160.984 | 120.9012 | 0.63894 | 332.81 | 311.3962
1f37113 | UGI | 2 | 05m_109019_419x230x572.dat | 0.0850;0.0850;0.1928 | 419;230;572 | (-0.1602;73.5575;39.0280) | 110 | 3.9 | 52 | 86.845 | 60 | EZpaque | [5] | [0] | 0 | 5 | 75 | normal | none | 6.4065 | 2.9016 | 18.5892 | 27.8185 | 12.5996 | 350.5019 | 9.9732e-16 | 2.4264 | 81.1011 | 4.7558 | 0.27333 | 376.6181 | 0.93097 | 0.0039983 | 10.3878 | 0.98914 | 53.7017 | 2.5281 | 24.64 | 130.1383 | 596.1557 | 1.1563 | 601.1591 | 0.29151 | 2.9612 | 2.5332 | 39.0926 | 641.6174 | 0.066676 | 67.4506 | 69.5778 | 56.2963 | 67.882 | 43.4722 | 0.0027258 | 127.5919 | 66.1968
1f37113 | UGI | 2 | 05m_109019_419x230x572.dat | 0.0850;0.0850;0.1928 | 419;230;572 | (-0.1602;73.5575;39.0280) | 110 | 7.85 | 62 | 86.845 | 60 | EZpaque | [5] | [0] | 0 | 5 | 75 | normal | none | 6.4065 | 2.9016 | 18.5892 | 27.8185 | 12.5996 | 350.5019 | 7.9659e-16 | 3.8612 | 124.4539 | 7.3128 | 0.47664 | 506.2062 | 1.7802 | 0.031067 | 16.4124 | 1.8125 | 87.5542 | 4.2478 | 35.9983 | 169.2208 | 727.6621 | 1.9167 | 753.0201 | 0.52662 | 4.8901 | 4.1883 | 56.4053 | 762.975 | 0.089949 | 98.0817 | 102.5469 | 73.3504 | 85.692 | 48.0146 | 0.10415 | 165.4331 | 85.1231
1f37113 | UGI | 2 | 05m_109019_419x230x572.dat | 0.0850;0.0850;0.1928 | 419;230;572 | (-0.1602;73.5575;39.0280) | 110 | 9.9905 | 69 | 86.845 | 60 | EZpaque | [5] | [0] | 0 | 5 | 75 | normal | none | 6.4065 | 2.9016 | 18.5892 | 27.8185 | 12.5996 | 350.5019 | 7.7028e-16 | 4.9319 | 141.0662 | 8.9356 | 0.57718 | 550.3346 | 2.2732 | 0.21465 | 18.5401 | 2.2697 | 91.3308 | 5.191 | 39.4923 | 178.2866 | 761.4665 | 2.3455 | 788.4438 | 0.66518 | 5.8205 | 4.8412 | 61.4987 | 776.7987 | 0.15411 | 109.8829 | 114.6601 | 77.7645 | 90.4673 | 49.0418 | 0.034817 | 176.9652 | 90.2498
1f37113 | UGI | 2 | 05m_109019_419x230x572.dat | 0.0850;0.0850;0.1928 | 419;230;572 | (-0.1602;73.5575;39.0280) | 60 | 2.5 | 38 | 86.845 | 60 | EZpaque | [5] | [0] | 0 | 5 | 75 | normal | none | 6.4065 | 2.9016 | 18.5892 | 27.8185 | 12.5996 | 350.5019 | 1.2459e-15 | 1.0085 | 44.0019 | 2.998 | 0.094959 | 269.7243 | 0.27435 | 0 | 5.2647 | 0.3243 | 35.8808 | 0.9162 | 15.1858 | 101.1316 | 491.7483 | 0.37523 | 482.823 | 0.09699 | 1.3672 | 1.0826 | 24.1448 | 557.6203 | 0.016281 | 41.5742 | 41.6165 | 43.2498 | 53.7296 | 39.989 | 0.008048 | 96.9775 | 51.4212
1f37113 | UGI | 2 | 05m_109019_419x230x572.dat | 0.0850;0.0850;0.1928 | 419;230;572 | (-0.1602;73.5575;39.0280) | 60 | 5.7448 | 47 | 86.845 | 60 | EZpaque | [5] | [0] | 0 | 5 | 75 | normal | none | 6.4065 | 2.9016 | 18.5892 | 27.8185 | 12.5996 | 350.5019 | 8.0902e-16 | 2.5076 | 99.3092 | 5.9696 | 0.24677 | 444.8968 | 0.91574 | 0 | 12.577 | 1.0027 | 72.4408 | 2.6619 | 31.087 | 161.5537 | 675.8926 | 1.1168 | 714.1241 | 0.27516 | 3.4902 | 2.8151 | 49.6416 | 768.4986 | 0.052293 | 79.8688 | 84.2386 | 67.7315 | 80.429 | 46.8473 | 0.0089795 | 149.4747 | 79.0913
1f37113 | UGI | 2 | 05m_109019_419x230x572.dat | 0.0850;0.0850;0.1928 | 419;230;572 | (-0.1602;73.5575;39.0280) | 60 | 6.3535 | 49 | 86.845 | 60 | EZpaque | [5] | [0] | 0 | 5 | 75 | normal | none | 6.4065 | 2.9016 | 18.5892 | 27.8185 | 12.5996 | 350.5019 | 7.7247e-16 | 2.8872 | 108.8975 | 6.3613 | 0.31544 | 473.6237 | 1.3254 | 0.051058 | 13.8271 | 1.1737 | 74.1906 | 3.0685 | 33.6078 | 168.149 | 702.3835 | 1.3318 | 742.4368 | 0.32065 | 3.9422 | 3.2834 | 53.9219 | 789.8303 | 0.089532 | 86.1056 | 91.4193 | 71.6008 | 83.8111 | 47.6946 | 0.12192 | 157.5216 | 82.8175
1f37113 | UGI | 2 | 05m_109019_419x230x572.dat | 0.0850;0.0850;0.1928 | 419;230;572 | (-0.1602;73.5575;39.0280) | 80 | 2.9 | 44 | 86.845 | 60 | EZpaque | [5] | [0] | 0 | 5 | 75 | normal | none | 6.4065 | 2.9016 | 18.5892 | 27.8185 | 12.5996 | 350.5019 | 1.1155e-15 | 1.5044 | 59.7451 | 3.8528 | 0.17605 | 314.4311 | 0.57723 | 0.0027128 | 7.3646 | 0.62771 | 45.2781 | 1.5645 | 19.4028 | 113.6524 | 535.3711 | 0.6802 | 531.9646 | 0.16671 | 1.9753 | 1.6722 | 31.0092 | 591.0947 | 0.048949 | 52.2603 | 53.5627 | 48.6379 | 59.6084 | 41.4614 | 0.052076 | 109.8421 | 57.5867
1f37113 | UGI | 2 | 05m_109019_419x230x572.dat | 0.0850;0.0850;0.1928 | 419;230;572 | (-0.1602;73.5575;39.0280) | 80 | 7.702 | 57 | 86.845 | 60 | EZpaque | [5] | [0] | 0 | 5 | 75 | normal | none | 6.4065 | 2.9016 | 18.5892 | 27.8185 | 12.5996 | 350.5019 | 7.4574e-16 | 3.9336 | 126.62 | 7.5996 | 0.43265 | 514.3114 | 1.5779 | 0.014144 | 16.7151 | 1.6655 | 78.9168 | 4.1289 | 37.4878 | 176.8054 | 735.7573 | 1.9059 | 772.808 | 0.50086 | 4.8077 | 4.2606 | 59.269 | 796.1943 | 0.09499 | 98.6796 | 104.9751 | 75.8621 | 87.9169 | 48.7392 | 0.14529 | 168.4751 | 87.6538
1f37113 | UGI | 2 | 05m_109019_419x230x572.dat | 0.0850;0.0850;0.1928 | 419;230;572 | (-0.1602;73.5575;39.0280) | 80 | 8.502 | 60 | 86.845 | 60 | EZpaque | [5] | [0] | 0 | 5 | 75 | normal | none | 6.4065 | 2.9016 | 18.5892 | 27.8185 | 12.5996 | 350.5019 | 7.273e-16 | 4.5734 | 134.8895 | 8.2441 | 0.49336 | 533.8656 | 1.7117 | 0.059964 | 18.071 | 1.889 | 87.9047 | 4.5826 | 39.5779 | 180.1047 | 757.9 | 2.0336 | 790.6376 | 0.55188 | 5.2557 | 4.6322 | 62.222 | 805.762 | 0.13369 | 104.4411 | 111.3336 | 77.7571 | 90.3157 | 49.3917 | 0.03417 | 174.1803 | 90.2789
1f37113 | UGI | 3 | 05m_109019_419x230x572.dat | 0.0850;0.0850;0.1928 | 419;230;572 | (-0.1602;73.5575;39.0280) | 110 | 3.9 | 52 | 86.845 | 60 | EZpaque | [5,133,110] | [30,30,100] | 0 | 10 | 75 | normal | none | 6.4065 | 2.9016 | 18.5892 | 27.8185 | 12.5996 | 350.5019 | 9.9732e-16 | 2.3058 | 80.0944 | 4.4615 | 0.25101 | 370.0706 | 0.84999 | 0.0039983 | 9.3116 | 0.88945 | 52.2338 | 2.223 | 22.799 | 1441.7592 | 1466.0241 | 1.067 | 577.4958 | 0.27069 | 2.7491 | 2.3493 | 35.0127 | 629.7456 | 0.057554 | 66.0056 | 67.9277 | 54.05 | 66.4115 | 43.0669 | 0.0027258 | 293.6789 | 137.383
1f37113 | UGI | 3 | 05m_109019_419x230x572.dat | 0.0850;0.0850;0.1928 | 419;230;572 | (-0.1602;73.5575;39.0280) | 110 | 7.85 | 62 | 86.845 | 60 | EZpaque | [5,133,110] | [30,30,100] | 0 | 10 | 75 | normal | none | 6.4065 | 2.9016 | 18.5892 | 27.8185 | 12.5996 | 350.5019 | 7.9659e-16 | 3.4492 | 122.7604 | 6.8773 | 0.43566 | 497.6448 | 1.6314 | 0.031067 | 14.5984 | 1.6341 | 84.1083 | 3.7132 | 33.1813 | 2258.1187 | 2140.2416 | 1.7441 | 720.5819 | 0.47069 | 4.5555 | 3.8508 | 50.0909 | 745.9901 | 0.078536 | 95.8007 | 99.9196 | 70.3348 | 83.6756 | 47.3877 | 0.10415 | 432.3779 | 198.9278
1f37113 | UGI | 3 | 05m_109019_419x230x572.dat | 0.0850;0.0850;0.1928 | 419;230;572 | (-0.1602;73.5575;39.0280) | 110 | 9.9905 | 69 | 86.845 | 60 | EZpaque | [5,133,110] | [30,30,100] | 0 | 10 | 75 | normal | none | 6.4065 | 2.9016 | 18.5892 | 27.8185 | 12.5996 | 350.5019 | 7.7028e-16 | 4.3651 | 139.0539 | 8.2508 | 0.53189 | 541.273 | 2.1462 | 0.21465 | 16.4395 | 2.0602 | 87.453 | 4.5571 | 36.4856 | 2608.1533 | 2385.5061 | 2.1279 | 755.222 | 0.60259 | 5.4338 | 4.4888 | 54.6933 | 758.4027 | 0.13773 | 107.2774 | 111.653 | 74.8945 | 88.343 | 48.3445 | 0.026107 | 486.2539 | 222.6045
1f37113 | UGI | 3 | 05m_109019_419x230x572.dat | 0.0850;0.0850;0.1928 | 419;230;572 | (-0.1602;73.5575;39.0280) | 60 | 2.5 | 38 | 86.845 | 60 | EZpaque | [5,133,110] | [30,30,100] | 0 | 10 | 75 | normal | none | 6.4065 | 2.9016 | 18.5892 | 27.8185 | 12.5996 | 350.5019 | 1.2459e-15 | 0.88996 | 43.6423 | 2.867 | 0.091532 | 265.3821 | 0.22271 | 0 | 4.7809 | 0.29457 | 34.8695 | 0.80961 | 14.1135 | 723.0667 | 885.3829 | 0.33731 | 465.6628 | 0.089325 | 1.3089 | 1.0313 | 21.9255 | 548.3178 | 0.016281 | 40.8703 | 40.8362 | 41.2251 | 52.6901 | 39.7613 | 0.008048 | 173.9683 | 84.7405
1f37113 | UGI | 3 | 05m_109019_419x230x572.dat | 0.0850;0.0850;0.1928 | 419;230;572 | (-0.1602;73.5575;39.0280) | 60 | 5.7448 | 47 | 86.845 | 60 | EZpaque | [5,133,110] | [30,30,100] | 0 | 10 | 75 | normal | none | 6.4065 | 2.9016 | 18.5892 | 27.8185 | 12.5996 | 350.5019 | 8.0902e-16 | 2.2149 | 98.1893 | 5.555 | 0.22931 | 438.2962 | 0.88306 | 0 | 11.311 | 0.91334 | 68.808 | 2.3388 | 28.757 | 1646.1911 | 1765.4713 | 1.0235 | 681.1211 | 0.25879 | 3.3438 | 2.6477 | 44.2511 | 751.1442 | 0.037204 | 78.1069 | 82.2332 | 64.9085 | 78.4949 | 46.3446 | 0.0089795 | 345.5588 | 160.3699
1f37113 | UGI | 3 | 05m_109019_419x230x572.dat | 0.0850;0.0850;0.1928 | 419;230;572 | (-0.1602;73.5575;39.0280) | 60 | 6.3535 | 49 | 86.845 | 60 | EZpaque | [5,133,110] | [30,30,100] | 0 | 10 | 75 | normal | none | 6.4065 | 2.9016 | 18.5892 | 27.8185 | 12.5996 | 350.5019 | 7.7247e-16 | 2.7022 | 107.5887 | 5.8005 | 0.29426 | 467.3969 | 1.1651 | 0.051058 | 12.4974 | 1.0631 | 71.9925 | 2.6867 | 31.0303 | 1838.0007 | 1930.6904 | 1.2117 | 707.3934 | 0.29918 | 3.7462 | 3.0937 | 47.941 | 772.9493 | 0.081643 | 84.1243 | 89.1436 | 68.4108 | 81.7477 | 47.1309 | 0.12192 | 378.4882 | 174.4051
1f37113 | UGI | 3 | 05m_109019_419x230x572.dat | 0.0850;0.0850;0.1928 | 419;230;572 | (-0.1602;73.5575;39.0280) | 80 | 2.9 | 44 | 86.845 | 60 | EZpaque | [5,133,110] | [30,30,100] | 0 | 10 | 75 | normal | none | 6.4065 | 2.9016 | 18.5892 | 27.8185 | 12.5996 | 350.5019 | 1.1155e-15 | 1.331 | 59.0933 | 3.5494 | 0.16017 | 309.4379 | 0.50292 | 0.0027128 | 6.6688 | 0.57386 | 43.9209 | 1.3764 | 17.9766 | 1037.1969 | 1149.7915 | 0.64394 | 511.6241 | 0.15676 | 1.8619 | 1.5717 | 27.9694 | 579.9966 | 0.046374 | 51.2208 | 52.3798 | 46.4836 | 58.3563 | 41.149 | 0 | 226.7995 | 107.5407
1f37113 | UGI | 3 | 05m_109019_419x230x572.dat | 0.0850;0.0850;0.1928 | 419;230;572 | (-0.1602;73.5575;39.0280) | 80 | 7.702 | 57 | 86.845 | 60 | EZpaque | [5,133,110] | [30,30,100] | 0 | 10 | 75 | normal | none | 6.4065 | 2.9016 | 18.5892 | 27.8185 | 12.5996 | 350.5019 | 7.4574e-16 | 3.5828 | 124.8486 | 7.4423 | 0.40171 | 507.0434 | 1.4536 | 0.014144 | 14.8471 | 1.5024 | 75.0575 | 3.6007 | 34.4519 | 2316.1042 | 2245.3016 | 1.7757 | 736.6155 | 0.45469 | 4.4678 | 3.9249 | 52.5683 | 775.8386 | 0.092573 | 96.2664 | 102.1664 | 72.5291 | 85.7251 | 48.0849 | 0.14529 | 446.894 | 204.6695
1f37113 | UGI | 3 | 05m_109019_419x230x572.dat | 0.0850;0.0850;0.1928 | 419;230;572 | (-0.1602;73.5575;39.0280) | 80 | 8.502 | 60 | 86.845 | 60 | EZpaque | [5,133,110] | [30,30,100] | 0 | 10 | 75 | normal | none | 6.4065 | 2.9016 | 18.5892 | 27.8185 | 12.5996 | 350.5019 | 7.273e-16 | 4.1595 | 132.9329 | 7.9119 | 0.45454 | 525.2859 | 1.4195 | 0.059964 | 16.0402 | 1.7003 | 82.4393 | 4.0029 | 36.3441 | 2511.6214 | 2390.3508 | 1.9176 | 754.0089 | 0.49582 | 4.8923 | 4.2174 | 55.0503 | 785.7977 | 0.11499 | 101.8228 | 108.2825 | 74.327 | 88.0379 | 48.7074 | 0.03417 | 476.5562 | 217.7824
1f37113 | UGI | 4 | 05m_109019_419x230x572.dat | 0.0850;0.0850;0.1928 | 419;230;572 | (-0.1602;73.5575;30.4139) | 110 | 3.9 | 52 | 86.845 | 60 | EZpaque | [5,133,110,73] | [10,10,100,10] | 1 | 10 | 75 | normal | none | 6.4065 | 6.5236 | 41.7932 | 27.8185 | 28.327 | 788.0158 | 5.9803e-16 | 115.8448 | 37.3558 | 447.8517 | 5.9709 | 179.8396 | 28.7242 | 0.14598 | 444.2733 | 32.6554 | 23.599 | 92.9531 | 475.2248 | 5406.0581 | 981.5683 | 33.8777 | 615.1669 | 7.2006 | 194.4208 | 186.6118 | 362.0537 | 763.52 | 1.0611 | 116.7757 | 172.7733 | 118.1909 | 110.5324 | 103.4706 | 0.64063 | 614.9307 | 481.5269
1f37113 | UGI | 4 | 05m_109019_419x230x572.dat | 0.0850;0.0850;0.1928 | 419;230;572 | (-0.1602;73.5575;30.4139) | 110 | 7.85 | 62 | 86.845 | 60 | EZpaque | [5,133,110,73] | [10,10,100,10] | 1 | 10 | 75 | normal | none | 6.4065 | 6.5236 | 41.7932 | 27.8185 | 28.327 | 788.0158 | 4.7759e-16 | 175.4468 | 59.6409 | 535.457 | 10.1568 | 251.9096 | 47.3312 | 0.81256 | 609.0763 | 52.3145 | 31.7007 | 144.1502 | 617.4935 | 8723.3446 | 1335.4075 | 54.5131 | 765.9466 | 12.2244 | 262.1903 | 253.3334 | 512.8645 | 939.6932 | 2.0375 | 167.4227 | 248.1049 | 155.0059 | 140.1819 | 114.8139 | 0.68159 | 946.9221 | 708.0133
1f37113 | UGI | 4 | 05m_109019_419x230x572.dat | 0.0850;0.0850;0.1928 | 419;230;572 | (-0.1602;73.5575;30.4139) | 110 | 9.9905 | 69 | 86.845 | 60 | EZpaque | [5,133,110,73] | [10,10,100,10] | 1 | 10 | 75 | normal | none | 6.4065 | 6.5236 | 41.7932 | 27.8185 | 28.327 | 788.0158 | 4.6177e-16 | 191.2777 | 69.0563 | 561.4287 | 12.1591 | 277.0437 | 54.5512 | 0.53128 | 653.3146 | 60.8639 | 37.3196 | 164.4591 | 651.084 | 10230.4545 | 1456.2497 | 62.6028 | 800.8778 | 14.849 | 276.6322 | 270.287 | 557.6822 | 977.4382 | 2.3668 | 186.4495 | 273.2039 | 166.872 | 147.8495 | 117.1643 | 1.3164 | 1087.4709 | 799.8998
1f37113 | UGI | 4 | 05m_109019_419x230x572.dat | 0.0850;0.0850;0.1928 | 419;230;572 | (-0.1602;73.5575;30.4139) | 60 | 2.5 | 38 | 86.845 | 60 | EZpaque | [5,133,110,73] | [10,10,100,10] | 1 | 10 | 75 | normal | none | 6.4065 | 6.5236 | 41.7932 | 27.8185 | 28.327 | 788.0158 | 7.4723e-16 | 69.7925 | 18.0721 | 373.5668 | 2.3222 | 119.2017 | 11.7979 | 0.053093 | 309.0618 | 15.524 | 10.0007 | 49.4333 | 363.6234 | 2448.3785 | 674.3044 | 16.2654 | 497.692 | 2.6521 | 141.3622 | 133.3955 | 240.8096 | 634.5175 | 0.29906 | 74.2421 | 109.6165 | 89.7495 | 87.1366 | 94.7682 | 0.098552 | 323.1786 | 284.9503
1f37113 | UGI | 4 | 05m_109019_419x230x572.dat | 0.0850;0.0850;0.1928 | 419;230;572 | (-0.1602;73.5575;30.4139) | 60 | 5.7448 | 47 | 86.845 | 60 | EZpaque | [5,133,110,73] | [10,10,100,10] | 1 | 10 | 75 | normal | none | 6.4065 | 6.5236 | 41.7932 | 27.8185 | 28.327 | 788.0158 | 4.8517e-16 | 146.3691 | 44.236 | 490.3635 | 6.1817 | 218.6653 | 30.7995 | 0.45491 | 562.1939 | 38.236 | 26.2815 | 112.682 | 585.7527 | 6042.2039 | 1173.484 | 39.4171 | 726.0332 | 7.3042 | 250.1388 | 233.9383 | 456.4992 | 931.4867 | 0.98493 | 138.7038 | 212.9709 | 143.1072 | 131.9065 | 112.9123 | 0.48373 | 707.8485 | 554.0268
1f37113 | UGI | 4 | 05m_109019_419x230x572.dat | 0.0850;0.0850;0.1928 | 419;230;572 | (-0.1602;73.5575;30.4139) | 60 | 6.3535 | 49 | 86.845 | 60 | EZpaque | [5,133,110,73] | [10,10,100,10] | 1 | 10 | 75 | normal | none | 6.4065 | 6.5236 | 41.7932 | 27.8185 | 28.327 | 788.0158 | 4.6325e-16 | 158.7063 | 49.2518 | 505.2759 | 7.0135 | 235.1853 | 36.5374 | 0.50318 | 595.1407 | 43.0004 | 28.7468 | 123.6973 | 612.6042 | 6806.6652 | 1261.6248 | 43.948 | 754.2982 | 8.4086 | 263.8738 | 247.8781 | 486.6468 | 967.2493 | 1.1484 | 148.7254 | 229.3762 | 149.5789 | 137.5428 | 115.0881 | 0.71736 | 783.883 | 604.1164
1f37113 | UGI | 4 | 05m_109019_419x230x572.dat | 0.0850;0.0850;0.1928 | 419;230;572 | (-0.1602;73.5575;30.4139) | 80 | 2.9 | 44 | 86.845 | 60 | EZpaque | [5,133,110,73] | [10,10,100,10] | 1 | 10 | 75 | normal | none | 6.4065 | 6.5236 | 41.7932 | 27.8185 | 28.327 | 788.0158 | 6.69e-16 | 89.8217 | 26.2151 | 400.1328 | 3.6871 | 146.2146 | 16.9939 | 0.094973 | 367.9804 | 22.695 | 17.2077 | 67.6798 | 410.2224 | 3719.864 | 807.5151 | 23.6666 | 544.6463 | 4.4024 | 164.7975 | 156.6062 | 292.3305 | 694.7652 | 0.60216 | 91.6515 | 136.8885 | 101.7095 | 96.8841 | 98.489 | 0.26206 | 448.6271 | 368.6977
1f37113 | UGI | 4 | 05m_109019_419x230x572.dat | 0.0850;0.0850;0.1928 | 419;230;572 | (-0.1602;73.5575;30.4139) | 80 | 7.702 | 57 | 86.845 | 60 | EZpaque | [5,133,110,73] | [10,10,100,10] | 1 | 10 | 75 | normal | none | 6.4065 | 6.5236 | 41.7932 | 27.8185 | 28.327 | 788.0158 | 4.4713e-16 | 176.6299 | 59.9203 | 536.8272 | 9.5601 | 256.4819 | 47.4004 | 0.36956 | 633.0191 | 52.6584 | 36.8128 | 144.9565 | 638.6551 | 8836.8606 | 1404.6341 | 54.6265 | 784.7433 | 11.6045 | 275.425 | 263.3927 | 525.6223 | 980.8396 | 1.6664 | 168.3061 | 256.7041 | 158.9948 | 144.0629 | 116.7003 | 0.27683 | 965.2115 | 720.6175
1f37113 | UGI | 4 | 05m_109019_419x230x572.dat | 0.0850;0.0850;0.1928 | 419;230;572 | (-0.1602;73.5575;30.4139) | 80 | 8.502 | 60 | 86.845 | 60 | EZpaque | [5,133,110,73] | [10,10,100,10] | 1 | 10 | 75 | normal | none | 6.4065 | 6.5236 | 41.7932 | 27.8185 | 28.327 | 788.0158 | 4.3605e-16 | 186.3848 | 64.6478 | 552.5452 | 10.6863 | 269.2093 | 48.581 | 0.55105 | 655.9038 | 56.8117 | 38.7474 | 155.0539 | 655.9496 | 9665.2984 | 1477.5206 | 58.8435 | 804.5548 | 13.0213 | 284.0469 | 271.9383 | 548.6466 | 993.3384 | 2.0178 | 177.4024 | 270.1972 | 164.9496 | 147.9825 | 117.9975 | 0.98261 | 1042.3326 | 770.5489
1f37113 | UGI | 5 | 05m_109019_419x230x572.dat | 0.0850;0.0850;0.1928 | 419;230;572 | (0.1254;69.2650;29.6645) | 110 | 3.9 | 52 | 83.87 | 60 | EZpaque | [110,73] | [100,60] | 1 | 10 | 75 | normal | none | 5.436 | 6.474 | 35.1925 | 22.7958 | 27.1486 | 618.876 | 6.965e-16 | 190.1218 | 22.8987 | 129.1972 | 6.7759 | 94.5957 | 50.7379 | 0.34214 | 376.7403 | 47.5147 | 15.6942 | 206.3314 | 767.6802 | 7696.1849 | 105.1083 | 34.6403 | 493.28 | 8.8146 | 252.9358 | 151.6724 | 325.4698 | 401.2198 | 1.5072 | 159.6182 | 257.6597 | 101.4471 | 121.1795 | 103.1798 | 1.1398 | 710.7289 | 572.088
1f37113 | UGI | 5 | 05m_109019_419x230x572.dat | 0.0850;0.0850;0.1928 | 419;230;572 | (0.1254;69.2650;29.6645) | 110 | 7.85 | 62 | 83.87 | 60 | EZpaque | [110,73] | [100,60] | 1 | 10 | 75 | normal | none | 5.436 | 6.474 | 35.1925 | 22.7958 | 27.1486 | 618.876 | 5.5624e-16 | 265.8576 | 36.9069 | 204.4091 | 11.5956 | 142.0706 | 76.0197 | 0.57477 | 547.428 | 73.6124 | 17.5251 | 295.3594 | 995.4919 | 12652.6872 | 170.429 | 54.5504 | 644.8683 | 15.0846 | 327.8455 | 214.0093 | 484.2176 | 589.1547 | 2.7147 | 221.12 | 358.2612 | 144.4861 | 153.0145 | 114.6183 | 1.2965 | 1146.7492 | 888.3942
1f37113 | UGI | 5 | 05m_109019_419x230x572.dat | 0.0850;0.0850;0.1928 | 419;230;572 | (0.1254;69.2650;29.6645) | 110 | 9.9905 | 69 | 83.87 | 60 | EZpaque | [110,73] | [100,60] | 1 | 10 | 75 | normal | none | 5.436 | 6.474 | 35.1925 | 22.7958 | 27.1486 | 618.876 | 5.3781e-16 | 285.3039 | 42.9555 | 235.4724 | 13.9562 | 160.0447 | 94.0384 | 1.264 | 602.6079 | 83.9735 | 24.2334 | 324.2209 | 1043.8956 | 14806.6496 | 200.7763 | 63.0108 | 683.9559 | 18.2264 | 343.2609 | 232.7205 | 539.9652 | 656.3441 | 3.1894 | 241.6346 | 387.033 | 159.6336 | 160.663 | 116.8908 | 1.6902 | 1332.1848 | 1016.0093
1f37113 | UGI | 5 | 05m_109019_419x230x572.dat | 0.0850;0.0850;0.1928 | 419;230;572 | (0.1254;69.2650;29.6645) | 60 | 2.5 | 38 | 83.87 | 60 | EZpaque | [110,73] | [100,60] | 1 | 10 | 75 | normal | none | 5.436 | 6.474 | 35.1925 | 22.7958 | 27.1486 | 618.876 | 8.7025e-16 | 126.0328 | 10.656 | 69.2089 | 2.5691 | 52.6619 | 23.8207 | 0.19003 | 239.7702 | 24.7308 | 3.665 | 132.6171 | 592.3701 | 3278.3685 | 51.6265 | 16.4527 | 373.5249 | 3.2919 | 193.4272 | 100.7423 | 192.5654 | 244.5734 | 0.51475 | 109.0582 | 175.0421 | 66.1026 | 96.1709 | 94.3766 | 0.1872 | 324.704 | 296.6325
1f37113 | UGI | 5 | 05m_109019_419x230x572.dat | 0.0850;0.0850;0.1928 | 419;230;572 | (0.1254;69.2650;29.6645) | 60 | 5.7448 | 47 | 83.87 | 60 | EZpaque | [110,73] | [100,60] | 1 | 10 | 75 | normal | none | 5.436 | 6.474 | 35.1925 | 22.7958 | 27.1486 | 618.876 | 5.6507e-16 | 241.2959 | 26.8885 | 148.3222 | 7.3532 | 113.9161 | 57.0704 | 0.48641 | 473.9734 | 58.787 | 14.1274 | 256.7983 | 958.6888 | 8900.0748 | 123.506 | 41.0159 | 598.9305 | 9.5126 | 316.8435 | 189.7805 | 400.7263 | 502.4122 | 1.1707 | 192.4662 | 323.0079 | 125.9243 | 145.5202 | 113.1568 | 0.77763 | 830.5003 | 676.3303
1f37113 | UGI | 5 | 05m_109019_419x230x572.dat | 0.0850;0.0850;0.1928 | 419;230;572 | (0.1254;69.2650;29.6645) | 60 | 6.3535 | 49 | 83.87 | 60 | EZpaque | [110,73] | [100,60] | 1 | 10 | 75 | normal | none | 5.436 | 6.474 | 35.1925 | 22.7958 | 27.1486 | 618.876 | 5.3953e-16 | 259.6878 | 30.1057 | 162.2868 | 8.4434 | 122.7341 | 70.6612 | 0.7343 | 508.6812 | 64.7172 | 11.3102 | 275.3681 | 1001.0891 | 10125.0642 | 137.5802 | 46.1826 | 626.5796 | 10.8487 | 332.5472 | 201.6005 | 432.1705 | 547.9745 | 1.4848 | 204.4541 | 344.9334 | 134.3767 | 151.5228 | 115.281 | 0.557 | 936.6669 | 750.9683
1f37113 | UGI | 5 | 05m_109019_419x230x572.dat | 0.0850;0.0850;0.1928 | 419;230;572 | (0.1254;69.2650;29.6645) | 80 | 2.9 | 44 | 83.87 | 60 | EZpaque | [110,73] | [100,60] | 1 | 10 | 75 | normal | none | 5.436 | 6.474 | 35.1925 | 22.7958 | 27.1486 | 618.876 | 7.7915e-16 | 154.5026 | 15.8379 | 92.1587 | 4.2316 | 70.0203 | 33.239 | 0.20406 | 298.4424 | 34.6277 | 7.7842 | 163.8975 | 666.7305 | 5228.6775 | 72.301 | 24.147 | 422.5527 | 5.5751 | 219.1504 | 122.7101 | 247.5404 | 311.8032 | 0.75389 | 129.9649 | 211.3099 | 80.7805 | 106.6876 | 98.2238 | 0.33683 | 493.9479 | 416.8701
1f37113 | UGI | 5 | 05m_109019_419x230x572.dat | 0.0850;0.0850;0.1928 | 419;230;572 | (0.1254;69.2650;29.6645) | 80 | 7.702 | 57 | 83.87 | 60 | EZpaque | [110,73] | [100,60] | 1 | 10 | 75 | normal | none | 5.436 | 6.474 | 35.1925 | 22.7958 | 27.1486 | 618.876 | 5.2077e-16 | 277.3756 | 37.1774 | 197.4369 | 11.129 | 143.642 | 80.3093 | 0.62438 | 560.2046 | 76.0042 | 17.5756 | 303.6826 | 1034.6907 | 13045.1985 | 167.5045 | 55.9859 | 657.9822 | 14.7601 | 344.4681 | 220.7099 | 490.1358 | 605.0417 | 2.2768 | 224.7568 | 375.1193 | 148.304 | 157.7768 | 117.0086 | 0.891 | 1180.5365 | 914.482
1f37113 | UGI | 5 | 05m_109019_419x230x572.dat | 0.0850;0.0850;0.1928 | 419;230;572 | (0.1254;69.2650;29.6645) | 80 | 8.502 | 60 | 83.87 | 60 | EZpaque | [110,73] | [100,60] | 1 | 10 | 75 | normal | none | 5.436 | 6.474 | 35.1925 | 22.7958 | 27.1486 | 618.876 | 5.0787e-16 | 289.363 | 40.3269 | 212.5132 | 12.2536 | 153.5301 | 89.026 | 0.87996 | 588.5315 | 81.4847 | 20.4972 | 318.2087 | 1059.9475 | 14288.1832 | 179.6882 | 60.2177 | 677.2543 | 16.2664 | 353.1583 | 230.3326 | 517.8251 | 638.1501 | 2.7294 | 234.8094 | 391.4465 | 154.1945 | 161.7355 | 118.2158 | 1.1002 | 1286.0315 | 986.5402
1f37113 | UGI | 6 | 05m_109019_419x230x572.dat | 0.0850;0.0850;0.1928 | 419;230;572 | (0.8363;73.4725;14.0821) | 110 | 3.9 | 52 | 87.015 | 60 | EZpaque | [73,75] | [100,10] | 1 | 10 | 75 | normal | none | 5.5284 | 4.4072 | 24.3646 | 24.0526 | 19.1745 | 461.1974 | 9.87e-16 | 320.009 | 0.53596 | 63.3321 | 314.1833 | 1.4568 | 631.3554 | 5.7932 | 83.7778 | 450.8393 | 0.64354 | 650.0889 | 53.3635 | 61.4719 | 2.8599 | 156.5344 | 2.973 | 260.0396 | 67.3331 | 94.0493 | 20.5045 | 8.5715 | 23.0394 | 47.2954 | 75.4647 | 185.6929 | 46.7632 | 89.4852 | 8.5314 | 151.6349 | 118.7379
1f37113 | UGI | 6 | 05m_109019_419x230x572.dat | 0.0850;0.0850;0.1928 | 419;230;572 | (0.8363;73.4725;14.0821) | 110 | 7.85 | 62 | 87.015 | 60 | EZpaque | [73,75] | [100,10] | 1 | 10 | 75 | normal | none | 5.5284 | 4.4072 | 24.3646 | 24.0526 | 19.1745 | 461.1974 | 7.8824e-16 | 462.9175 | 0.97484 | 90.0361 | 396.5545 | 2.22 | 861.819 | 9.5377 | 129.7702 | 609.6496 | 2.1467 | 852.5072 | 79.2411 | 97.9677 | 4.5687 | 246.4098 | 5.0891 | 362.5674 | 111.5612 | 149.2947 | 33.6839 | 12.4603 | 37.566 | 69.6398 | 111.8288 | 233.5384 | 60.724 | 98.5906 | 15.0969 | 212.3527 | 162.6022
1f37113 | UGI | 6 | 05m_109019_419x230x572.dat | 0.0850;0.0850;0.1928 | 419;230;572 | (0.8363;73.4725;14.0821) | 110 | 9.9905 | 69 | 87.015 | 60 | EZpaque | [73,75] | [100,10] | 1 | 10 | 75 | normal | none | 5.5284 | 4.4072 | 24.3646 | 24.0526 | 19.1745 | 461.1974 | 7.621e-16 | 510.3686 | 1.2365 | 99.8575 | 415.1838 | 2.95 | 919.3459 | 12.0406 | 147.383 | 652.0961 | 1.2502 | 898.0887 | 88.0926 | 112.5685 | 5.8281 | 280.3714 | 6.1492 | 392.8113 | 130.9284 | 172.1961 | 39.1775 | 15.7342 | 43.669 | 78.5592 | 125.3231 | 245.8587 | 64.5853 | 100.0779 | 16.452 | 230.7642 | 176.2519
1f37113 | UGI | 6 | 05m_109019_419x230x572.dat | 0.0850;0.0850;0.1928 | 419;230;572 | (0.8363;73.4725;14.0821) | 60 | 2.5 | 38 | 87.015 | 60 | EZpaque | [73,75] | [100,10] | 1 | 10 | 75 | normal | none | 5.5284 | 4.4072 | 24.3646 | 24.0526 | 19.1745 | 461.1974 | 1.2332e-15 | 201.7488 | 0.14925 | 41.3123 | 249.1208 | 0.45415 | 444.9339 | 2.2758 | 44.199 | 323.317 | 0.44962 | 491.7383 | 31.4738 | 30.3434 | 1.2258 | 81.5347 | 1.1879 | 176.0599 | 29.595 | 45.7624 | 9.1801 | 3.3526 | 10.7686 | 28.2628 | 44.4151 | 149.1741 | 35.538 | 82.7236 | 3.0805 | 101.9372 | 82.6593
1f37113 | UGI | 6 | 05m_109019_419x230x572.dat | 0.0850;0.0850;0.1928 | 419;230;572 | (0.8363;73.4725;14.0821) | 60 | 5.7448 | 47 | 87.015 | 60 | EZpaque | [73,75] | [100,10] | 1 | 10 | 75 | normal | none | 5.5284 | 4.4072 | 24.3646 | 24.0526 | 19.1745 | 461.1974 | 8.0078e-16 | 400.4822 | 0.47256 | 75.968 | 380.9888 | 1.2568 | 805.0478 | 6.3215 | 103.6908 | 564.3589 | 0.53634 | 813.3397 | 67.3602 | 76.4001 | 3.5033 | 192.4862 | 3.1671 | 324.0696 | 78.0572 | 113.5124 | 24.1326 | 9.1192 | 27.2595 | 55.6585 | 91.3022 | 220.223 | 56.153 | 97.7793 | 8.9255 | 189.0705 | 145.3847
1f37113 | UGI | 6 | 05m_109019_419x230x572.dat | 0.0850;0.0850;0.1928 | 419;230;572 | (0.8363;73.4725;14.0821) | 60 | 6.3535 | 49 | 87.015 | 60 | EZpaque | [73,75] | [100,10] | 1 | 10 | 75 | normal | none | 5.5284 | 4.4072 | 24.3646 | 24.0526 | 19.1745 | 461.1974 | 7.646e-16 | 427.3994 | 0.55136 | 79.7723 | 397.2661 | 1.486 | 849.6197 | 6.4818 | 114.2178 | 595.5525 | 1.0169 | 852.3139 | 73.3206 | 84.0399 | 4.1542 | 211.9537 | 3.5977 | 345.0689 | 87.5176 | 126.5915 | 27.3803 | 11.0799 | 30.1412 | 60.3004 | 99.465 | 229.2294 | 58.8866 | 99.4991 | 9.0785 | 201.1142 | 154.2565
1f37113 | UGI | 6 | 05m_109019_419x230x572.dat | 0.0850;0.0850;0.1928 | 419;230;572 | (0.8363;73.4725;14.0821) | 80 | 2.9 | 44 | 87.015 | 60 | EZpaque | [73,75] | [100,10] | 1 | 10 | 75 | normal | none | 5.5284 | 4.4072 | 24.3646 | 24.0526 | 19.1745 | 461.1974 | 1.1041e-15 | 251.6321 | 0.29628 | 51.1307 | 276.2311 | 0.78275 | 523.543 | 3.5639 | 61.0581 | 377.3984 | 0.48186 | 559.4361 | 40.9868 | 43.6595 | 1.9948 | 113.3037 | 1.7951 | 211.8445 | 45.3514 | 66.0821 | 14.0529 | 5.2873 | 16.1062 | 36.1083 | 57.7703 | 165.0505 | 40.2363 | 85.6085 | 5.2706 | 122.982 | 97.9419
1f37113 | UGI | 6 | 05m_109019_419x230x572.dat | 0.0850;0.0850;0.1928 | 419;230;572 | (0.8363;73.4725;14.0821) | 80 | 7.702 | 57 | 87.015 | 60 | EZpaque | [73,75] | [100,10] | 1 | 10 | 75 | normal | none | 5.5284 | 4.4072 | 24.3646 | 24.0526 | 19.1745 | 461.1974 | 7.3801e-16 | 475.8498 | 0.86684 | 89.5169 | 411.975 | 2.1511 | 892.2964 | 8.9562 | 132.7699 | 632.0004 | 0.58401 | 887.9739 | 82.3936 | 98.5317 | 4.1188 | 247.83 | 4.8739 | 374.8208 | 109.7512 | 150.0936 | 33.6542 | 12.5475 | 38.4482 | 69.7654 | 114.748 | 240.4981 | 62.4125 | 100.5636 | 15.3224 | 218.4297 | 167.088
1f37113 | UGI | 6 | 05m_109019_419x230x572.dat | 0.0850;0.0850;0.1928 | 419;230;572 | (0.8363;73.4725;14.0821) | 80 | 8.502 | 60 | 87.015 | 60 | EZpaque | [73,75] | [100,10] | 1 | 10 | 75 | normal | none | 5.5284 | 4.4072 | 24.3646 | 24.0526 | 19.1745 | 461.1974 | 7.1972e-16 | 497.1513 | 0.98337 | 95.1508 | 421.2608 | 2.197 | 924.0393 | 9.4442 | 141.3604 | 653.8649 | 1.5788 | 912.3264 | 87.1297 | 105.6618 | 4.6344 | 264.7278 | 5.3822 | 390.0959 | 119.0031 | 161.4516 | 37.1603 | 14.4 | 42.3512 | 74.1084 | 121.9653 | 246.3769 | 64.433 | 101.4369 | 15.7811 | 227.6604 | 174.0542
1f37113 | UGI | 7 | 05m_109019_419x230x572.dat | 0.0850;0.0850;0.1928 | 419;230;572 | (0.8363;73.4725;14.0821) | 110 | 3.9 | 52 | 87.015 | 60 | EZpaque | [73,75] | [90,20] | 1 | 10 | 75 | normal | none | 5.5284 | 4.4072 | 24.3646 | 24.0526 | 19.1745 | 461.1974 | 9.87e-16 | 320.0293 | 0.53517 | 63.3686 | 311.3262 | 1.4692 | 630.0282 | 5.5723 | 83.6988 | 449.583 | 0.64354 | 649.6836 | 53.322 | 61.476 | 2.8331 | 154.9437 | 2.9656 | 249.2494 | 67.2014 | 94.0969 | 20.4741 | 8.618 | 21.4265 | 46.9417 | 74.891 | 184.4558 | 46.5706 | 89.3938 | 8.1036 | 151.1642 | 118.1982
1f37113 | UGI | 7 | 05m_109019_419x230x572.dat | 0.0850;0.0850;0.1928 | 419;230;572 | (0.8363;73.4725;14.0821) | 110 | 7.85 | 62 | 87.015 | 60 | EZpaque | [73,75] | [90,20] | 1 | 10 | 75 | normal | none | 5.5284 | 4.4072 | 24.3646 | 24.0526 | 19.1745 | 461.1974 | 7.8824e-16 | 462.2832 | 0.97432 | 90.0906 | 392.8754 | 2.2323 | 859.6623 | 8.1082 | 129.7067 | 608.2414 | 2.1467 | 851.8348 | 79.1853 | 97.6746 | 4.5506 | 243.7076 | 5.0713 | 350.3376 | 111.2631 | 149.3201 | 33.6218 | 12.4003 | 35.3332 | 69.0994 | 110.9328 | 231.919 | 60.4369 | 98.3836 | 14.559 | 211.6021 | 161.7527
1f37113 | UGI | 7 | 05m_109019_419x230x572.dat | 0.0850;0.0850;0.1928 | 419;230;572 | (0.8363;73.4725;14.0821) | 110 | 9.9905 | 69 | 87.015 | 60 | EZpaque | [73,75] | [90,20] | 1 | 10 | 75 | normal | none | 5.5284 | 4.4072 | 24.3646 | 24.0526 | 19.1745 | 461.1974 | 7.621e-16 | 509.6732 | 1.2333 | 99.8995 | 411.1948 | 2.9292 | 916.341 | 10.3703 | 147.2124 | 650.1673 | 1.2502 | 897.3014 | 88.0401 | 112.3493 | 5.8115 | 278.1014 | 6.142 | 381.3823 | 130.8299 | 172.1436 | 39.1552 | 15.687 | 41.6207 | 77.9375 | 124.295 | 243.7225 | 64.2547 | 99.8574 | 15.439 | 229.8527 | 175.3114
1f37113 | UGI | 7 | 05m_109019_419x230x572.dat | 0.0850;0.0850;0.1928 | 419;230;572 | (0.8363;73.4725;14.0821) | 60 | 2.5 | 38 | 87.015 | 60 | EZpaque | [73,75] | [90,20] | 1 | 10 | 75 | normal | none | 5.5284 | 4.4072 | 24.3646 | 24.0526 | 19.1745 | 461.1974 | 1.2332e-15 | 201.6596 | 0.14904 | 41.318 | 247.1341 | 0.44996 | 444.3744 | 2.2768 | 44.1504 | 322.4575 | 0.44962 | 491.4951 | 31.4616 | 30.3272 | 1.2262 | 80.1384 | 1.1925 | 166.6941 | 29.5414 | 45.6384 | 9.1711 | 3.3266 | 9.669 | 28.0735 | 44.1198 | 148.124 | 35.429 | 82.6638 | 2.8531 | 101.6008 | 82.2833
1f37113 | UGI | 7 | 05m_109019_419x230x572.dat | 0.0850;0.0850;0.1928 | 419;230;572 | (0.8363;73.4725;14.0821) | 60 | 5.7448 | 47 | 87.015 | 60 | EZpaque | [73,75] | [90,20] | 1 | 10 | 75 | normal | none | 5.5284 | 4.4072 | 24.3646 | 24.0526 | 19.1745 | 461.1974 | 8.0078e-16 | 399.9077 | 0.47244 | 75.9567 | 376.8928 | 1.2576 | 802.6002 | 5.644 | 103.5747 | 562.5981 | 0.53634 | 812.7652 | 67.3077 | 76.4063 | 3.4878 | 189.589 | 3.1437 | 308.0728 | 77.8262 | 113.2851 | 24.1001 | 9.1022 | 24.8856 | 55.1688 | 90.5068 | 218.8138 | 55.8825 | 97.6144 | 7.9578 | 188.2641 | 144.5203
1f37113 | UGI | 7 | 05m_109019_419x230x572.dat | 0.0850;0.0850;0.1928 | 419;230;572 | (0.8363;73.4725;14.0821) | 60 | 6.3535 | 49 | 87.015 | 60 | EZpaque | [73,75] | [90,20] | 1 | 10 | 75 | normal | none | 5.5284 | 4.4072 | 24.3646 | 24.0526 | 19.1745 | 461.1974 | 7.646e-16 | 427.0725 | 0.55054 | 79.7933 | 392.9632 | 1.4867 | 847.5925 | 6.3208 | 114.07 | 593.4861 | 1.0169 | 851.6861 | 73.2461 | 84.1772 | 4.1198 | 208.9848 | 3.5795 | 328.9298 | 87.3711 | 125.9585 | 27.3764 | 11.0554 | 27.6837 | 59.7477 | 98.5661 | 227.4994 | 58.593 | 99.3072 | 8.7689 | 200.3626 | 153.3584
1f37113 | UGI | 7 | 05m_109019_419x230x572.dat | 0.0850;0.0850;0.1928 | 419;230;572 | (0.8363;73.4725;14.0821) | 80 | 2.9 | 44 | 87.015 | 60 | EZpaque | [73,75] | [90,20] | 1 | 10 | 75 | normal | none | 5.5284 | 4.4072 | 24.3646 | 24.0526 | 19.1745 | 461.1974 | 1.1041e-15 | 251.7136 | 0.29576 | 51.0193 | 273.8853 | 0.78215 | 522.1935 | 3.3905 | 61.0065 | 376.3478 | 0.48186 | 559.1191 | 40.9714 | 43.6686 | 1.9994 | 111.6916 | 1.7965 | 201.4108 | 45.192 | 65.8964 | 14.0203 | 5.303 | 14.821 | 35.8335 | 57.3253 | 164.1122 | 40.085 | 85.5268 | 4.9576 | 122.5662 | 97.4578
1f37113 | UGI | 7 | 05m_109019_419x230x572.dat | 0.0850;0.0850;0.1928 | 419;230;572 | (0.8363;73.4725;14.0821) | 80 | 7.702 | 57 | 87.015 | 60 | EZpaque | [73,75] | [90,20] | 1 | 10 | 75 | normal | none | 5.5284 | 4.4072 | 24.3646 | 24.0526 | 19.1745 | 461.1974 | 7.3801e-16 | 474.8336 | 0.86623 | 89.4871 | 407.5442 | 2.1523 | 891.7273 | 8.5494 | 132.587 | 630.2524 | 0.58401 | 887.188 | 82.3232 | 98.4586 | 4.1128 | 245.0929 | 4.8666 | 360.2817 | 109.3975 | 150.1343 | 33.6217 | 12.5668 | 34.9482 | 69.1582 | 113.7418 | 238.7183 | 62.0795 | 100.3336 | 14.5785 | 217.7205 | 166.1726
1f37113 | UGI | 7 | 05m_109019_419x230x572.dat | 0.0850;0.0850;0.1928 | 419;230;572 | (0.8363;73.4725;14.0821) | 80 | 8.502 | 60 | 87.015 | 60 | EZpaque | [73,75] | [90,20] | 1 | 10 | 75 | normal | none | 5.5284 | 4.4072 | 24.3646 | 24.0526 | 19.1745 | 461.1974 | 7.1972e-16 | 496.5678 | 0.98233 | 94.9924 | 416.4533 | 2.1999 | 925.8177 | 9.113 | 141.2354 | 651.7113 | 1.576 | 911.5761 | 87.0616 | 105.6188 | 4.5876 | 261.7405 | 5.3801 | 376.2016 | 118.6197 | 161.5349 | 37.1005 | 14.3681 | 39.1485 | 73.4426 | 120.86 | 244.2948 | 64.0842 | 101.2091 | 15.6769 | 227.1412 | 173.1169
1f37113 | UGI | 8 | 05m_109019_419x230x572.dat | 0.0850;0.0850;0.1928 | 419;230;572 | (0.1749;69.2650;13.4236) | 110 | 3.9 | 52 | 83.87 | 60 | EZpaque | [73,75] | [90,20] | 1 | 10 | 75 | normal | none | 7.8373 | 4.4571 | 34.9318 | 32.8656 | 18.691 | 614.2918 | 6.1462e-16 | 1018.6949 | 0.60937 | 30.4937 | 240.1648 | 1.222 | 531.8736 | 7.3543 | 80.0023 | 1082.4254 | 0.54331 | 454.1995 | 60.3528 | 91.5525 | 2.3361 | 677.1667 | 2.956 | 314.3895 | 939.0197 | 341.2679 | 19.783 | 8.9644 | 36.4974 | 91.847 | 145.8084 | 249.3326 | 52.3537 | 109.8212 | 13.6665 | 293.9716 | 153.8006
1f37113 | UGI | 8 | 05m_109019_419x230x572.dat | 0.0850;0.0850;0.1928 | 419;230;572 | (0.1749;69.2650;13.4236) | 110 | 7.85 | 62 | 83.87 | 60 | EZpaque | [73,75] | [90,20] | 1 | 10 | 75 | normal | none | 7.8373 | 4.4571 | 34.9318 | 32.8656 | 18.691 | 614.2918 | 4.909e-16 | 1275.4321 | 1.0674 | 48.8959 | 334.7727 | 2.0507 | 757.6284 | 12.7486 | 124.673 | 1352.8002 | 1.3266 | 631.3706 | 89.2768 | 139.1708 | 3.661 | 919.5554 | 5.4873 | 452.4137 | 1169.6061 | 481.4623 | 32.7276 | 14.6643 | 57.4618 | 130.297 | 209.0725 | 317.8614 | 68.7697 | 120.3557 | 22.86 | 386.0955 | 214.5824
1f37113 | UGI | 8 | 05m_109019_419x230x572.dat | 0.0850;0.0850;0.1928 | 419;230;572 | (0.1749;69.2650;13.4236) | 110 | 9.9905 | 69 | 83.87 | 60 | EZpaque | [73,75] | [90,20] | 1 | 10 | 75 | normal | none | 7.8373 | 4.4571 | 34.9318 | 32.8656 | 18.691 | 614.2918 | 4.7468e-16 | 1334.1441 | 1.3543 | 56.7773 | 364.8151 | 2.4522 | 821.8609 | 13.6949 | 141.1586 | 1397.8714 | 1.1337 | 682.7774 | 98.7299 | 157.0599 | 4.657 | 979.6308 | 6.1949 | 496.5884 | 1201.6967 | 526.5876 | 38.9421 | 16.4686 | 66.801 | 143.5195 | 229.0674 | 335.8755 | 73.4198 | 122.0104 | 28.434 | 409.0737 | 233.5465
1f37113 | UGI | 8 | 05m_109019_419x230x572.dat | 0.0850;0.0850;0.1928 | 419;230;572 | (0.1749;69.2650;13.4236) | 60 | 2.5 | 38 | 83.87 | 60 | EZpaque | [73,75] | [90,20] | 1 | 10 | 75 | normal | none | 7.8373 | 4.4571 | 34.9318 | 32.8656 | 18.691 | 614.2918 | 7.6787e-16 | 828.7092 | 0.1658 | 13.9269 | 162.2412 | 0.2988 | 350.6719 | 2.8823 | 42.0228 | 874.7457 | 0.027355 | 310.4957 | 36.0088 | 52.3787 | 1.1095 | 483.1554 | 1.1515 | 200.6462 | 767.7353 | 225.6114 | 8.376 | 3.5049 | 17.0954 | 59.9242 | 93.0404 | 193.7893 | 39.0845 | 101.9045 | 5.5503 | 221.5532 | 103.8441
1f37113 | UGI | 8 | 05m_109019_419x230x572.dat | 0.0850;0.0850;0.1928 | 419;230;572 | (0.1749;69.2650;13.4236) | 60 | 5.7448 | 47 | 83.87 | 60 | EZpaque | [73,75] | [90,20] | 1 | 10 | 75 | normal | none | 7.8373 | 4.4571 | 34.9318 | 32.8656 | 18.691 | 614.2918 | 4.9859e-16 | 1243.4154 | 0.52603 | 34.3792 | 296.0169 | 1.0931 | 679.5613 | 8.975 | 99.2807 | 1344.1803 | 0.57156 | 570.4929 | 76.6567 | 114.2851 | 2.3597 | 861.1948 | 3.3455 | 392.7303 | 1169.4262 | 435.1101 | 22.9328 | 10.3035 | 43.2001 | 111.4473 | 182.1927 | 300.828 | 63.2327 | 120.0709 | 13.8718 | 365.1791 | 191.5653
1f37113 | UGI | 8 | 05m_109019_419x230x572.dat | 0.0850;0.0850;0.1928 | 419;230;572 | (0.1749;69.2650;13.4236) | 60 | 6.3535 | 49 | 83.87 | 60 | EZpaque | [73,75] | [90,20] | 1 | 10 | 75 | normal | none | 7.8373 | 4.4571 | 34.9318 | 32.8656 | 18.691 | 614.2918 | 4.7605e-16 | 1288.9062 | 0.61732 | 38.5082 | 314.9637 | 1.2546 | 728.5295 | 9.4737 | 109.0736 | 1394.4402 | 0.63047 | 606.1277 | 83.3622 | 123.5047 | 2.5518 | 908.1517 | 3.8 | 421.9892 | 1209.9657 | 464.5473 | 25.7617 | 10.9788 | 48.2087 | 119.2577 | 196.287 | 314.0169 | 66.5189 | 122.1539 | 15.9034 | 383.0668 | 203.984
1f37113 | UGI | 8 | 05m_109019_419x230x572.dat | 0.0850;0.0850;0.1928 | 419;230;572 | (0.1749;69.2650;13.4236) | 80 | 2.9 | 44 | 83.87 | 60 | EZpaque | [73,75] | [90,20] | 1 | 10 | 75 | normal | none | 7.8373 | 4.4571 | 34.9318 | 32.8656 | 18.691 | 614.2918 | 6.875e-16 | 903.6465 | 0.33223 | 20.2603 | 194.7918 | 0.65979 | 438.9506 | 5.8769 | 57.9997 | 964.9844 | 0.087906 | 371.6491 | 46.6878 | 69.0324 | 1.3113 | 565.8591 | 1.9694 | 248.7551 | 840.0977 | 273.875 | 13.434 | 5.6184 | 25.1024 | 73.25 | 116.1282 | 217.2898 | 44.6845 | 105.3972 | 6.4942 | 252.6928 | 124.9514
1f37113 | UGI | 8 | 05m_109019_419x230x572.dat | 0.0850;0.0850;0.1928 | 419;230;572 | (0.1749;69.2650;13.4236) | 80 | 7.702 | 57 | 83.87 | 60 | EZpaque | [73,75] | [90,20] | 1 | 10 | 75 | normal | none | 7.8373 | 4.4571 | 34.9318 | 32.8656 | 18.691 | 614.2918 | 4.5955e-16 | 1326.7432 | 0.97769 | 49.6481 | 343.4853 | 1.9611 | 792.0508 | 13.007 | 127.8348 | 1419.0719 | 1.426 | 652.5024 | 93.3906 | 142.3816 | 3.2368 | 958.3425 | 5.0305 | 466.0172 | 1224.8836 | 498.8751 | 33.1278 | 13.3405 | 60.7023 | 132.7156 | 218.0753 | 327.6874 | 70.8598 | 122.9267 | 20.5567 | 401.9858 | 221.6798
1f37113 | UGI | 8 | 05m_109019_419x230x572.dat | 0.0850;0.0850;0.1928 | 419;230;572 | (0.1749;69.2650;13.4236) | 80 | 8.502 | 60 | 83.87 | 60 | EZpaque | [73,75] | [90,20] | 1 | 10 | 75 | normal | none | 7.8373 | 4.4571 | 34.9318 | 32.8656 | 18.691 | 614.2918 | 4.4818e-16 | 1352.6467 | 1.0915 | 51.2717 | 358.4939 | 2.1372 | 829.5094 | 14.3576 | 136.4227 | 1444.8194 | 1.4039 | 678.8781 | 98.4068 | 152.0124 | 4.022 | 988.4185 | 5.5667 | 488.6869 | 1242.4233 | 521.5085 | 35.8851 | 14.2632 | 63.8314 | 139.3526 | 229.2814 | 337.8398 | 73.234 | 124.0574 | 22.8948 | 413.9984 | 231.0718
1f37113 | UGI | 9 | 05m_109019_419x230x572.dat | 0.0850;0.0850;0.1928 | 419;230;572 | (0.2562;70.3993;13.2905) | 110 | 3.9 | 52 | 84.644 | 60 | EZpaque | [73,75] | [90,20] | 1 | 5 | 75 | normal | none | 7.5677 | 4.3235 | 32.719 | 32.0282 | 18.2979 | 586.048 | 6.5646e-16 | 943.5334 | 0.54785 | 25.7793 | 225.4981 | 1.0946 | 457.5921 | 8.0686 | 68.2846 | 1012.3725 | 0.52418 | 364.4864 | 52.0186 | 82.7578 | 2.1228 | 731.9585 | 2.7188 | 298.2979 | 1021.5277 | 366.8933 | 17.3309 | 6.9174 | 35.2574 | 85.4242 | 135.8692 | 236.5277 | 48.6399 | 105.0017 | 12.9015 | 278.1701 | 146.7176
1f37113 | UGI | 9 | 05m_109019_419x230x572.dat | 0.0850;0.0850;0.1928 | 419;230;572 | (0.2562;70.3993;13.2905) | 110 | 7.85 | 62 | 84.644 | 60 | EZpaque | [73,75] | [90,20] | 1 | 5 | 75 | normal | none | 7.5677 | 4.3235 | 32.719 | 32.0282 | 18.2979 | 586.048 | 5.2431e-16 | 1187.6356 | 0.97322 | 41.3533 | 315.7479 | 1.6969 | 649.7102 | 13.4201 | 106.168 | 1272.4708 | 0.85507 | 516.9454 | 77.6391 | 125.1853 | 3.5117 | 973.4687 | 4.6892 | 429.4591 | 1254.1992 | 511.2618 | 28.9027 | 12.0574 | 56.2243 | 121.3422 | 195.0374 | 301.6995 | 64.0149 | 114.5068 | 24.5866 | 364.6729 | 204.4842
1f37113 | UGI | 9 | 05m_109019_419x230x572.dat | 0.0850;0.0850;0.1928 | 419;230;572 | (0.2562;70.3993;13.2905) | 110 | 9.9905 | 69 | 84.644 | 60 | EZpaque | [73,75] | [90,20] | 1 | 5 | 75 | normal | none | 7.5677 | 4.3235 | 32.719 | 32.0282 | 18.2979 | 586.048 | 5.0697e-16 | 1235.435 | 1.2278 | 48.5511 | 344.2404 | 2.0899 | 710.7306 | 16.0516 | 120.713 | 1315.5381 | 0.78989 | 564.0754 | 86.1153 | 140.9745 | 3.985 | 1028.4015 | 5.5837 | 471.8611 | 1282.0648 | 556.1854 | 34.4083 | 14.9683 | 64.7808 | 133.6946 | 213.7147 | 316.4519 | 68.302 | 116.1749 | 24.8338 | 384.9195 | 222.4879
1f37113 | UGI | 9 | 05m_109019_419x230x572.dat | 0.0850;0.0850;0.1928 | 419;230;572 | (0.2562;70.3993;13.2905) | 60 | 2.5 | 38 | 84.644 | 60 | EZpaque | [73,75] | [90,20] | 1 | 5 | 75 | normal | none | 7.5677 | 4.3235 | 32.719 | 32.0282 | 18.2979 | 586.048 | 8.2013e-16 | 750.2429 | 0.14895 | 11.8622 | 151.3532 | 0.33441 | 290.3183 | 2.6842 | 35.0004 | 815.3054 | 0.19689 | 238.973 | 30.6279 | 48.7237 | 0.80899 | 540.9114 | 0.98931 | 190.0908 | 854.1893 | 248.1788 | 7.1872 | 3.2963 | 16.5302 | 55.5589 | 86.4497 | 185.387 | 36.2779 | 97.549 | 6.5052 | 209.0259 | 99.1599
1f37113 | UGI | 9 | 05m_109019_419x230x572.dat | 0.0850;0.0850;0.1928 | 419;230;572 | (0.2562;70.3993;13.2905) | 60 | 5.7448 | 47 | 84.644 | 60 | EZpaque | [73,75] | [90,20] | 1 | 5 | 75 | normal | none | 7.5677 | 4.3235 | 32.719 | 32.0282 | 18.2979 | 586.048 | 5.3251e-16 | 1152.0287 | 0.46786 | 27.5543 | 278.2656 | 1.1093 | 574.9158 | 9.0499 | 83.6374 | 1261.1716 | 0.13386 | 457.3036 | 66.2425 | 102.7168 | 1.7477 | 924.0154 | 2.8136 | 373.2117 | 1266.8616 | 468.0263 | 19.8962 | 8.1634 | 40.6939 | 103.6594 | 169.7632 | 283.9725 | 58.8207 | 114.5924 | 14.5666 | 344.5929 | 182.5564
1f37113 | UGI | 9 | 05m_109019_419x230x572.dat | 0.0850;0.0850;0.1928 | 419;230;572 | (0.2562;70.3993;13.2905) | 60 | 6.3535 | 49 | 84.644 | 60 | EZpaque | [73,75] | [90,20] | 1 | 5 | 75 | normal | none | 7.5677 | 4.3235 | 32.719 | 32.0282 | 18.2979 | 586.048 | 5.0845e-16 | 1196.4291 | 0.54858 | 30.8562 | 296.9389 | 1.1508 | 608.2941 | 8.6674 | 92.4094 | 1309.4185 | 0.63408 | 488.8734 | 72.2405 | 111.8251 | 2.4293 | 969.7029 | 3.3342 | 400.724 | 1308.2974 | 497.2124 | 22.6195 | 9.7543 | 45.4475 | 110.9526 | 182.9404 | 297.1179 | 61.856 | 116.5391 | 14.5081 | 360.6855 | 194.2294
1f37113 | UGI | 9 | 05m_109019_419x230x572.dat | 0.0850;0.0850;0.1928 | 419;230;572 | (0.2562;70.3993;13.2905) | 80 | 2.9 | 44 | 84.644 | 60 | EZpaque | [73,75] | [90,20] | 1 | 5 | 75 | normal | none | 7.5677 | 4.3235 | 32.719 | 32.0282 | 18.2979 | 586.048 | 7.343e-16 | 834.7846 | 0.29808 | 16.0112 | 182.5419 | 0.62577 | 360.2084 | 5.4136 | 49.5263 | 899.2135 | 0.05154 | 292.1024 | 40.0424 | 63.4947 | 1.0378 | 624.2023 | 1.7364 | 236.3348 | 923.3999 | 299.2521 | 11.6145 | 4.9108 | 24.5473 | 68.0296 | 108.0736 | 206.3527 | 41.4999 | 100.712 | 8.1197 | 238.562 | 119.2762
1f37113 | UGI | 9 | 05m_109019_419x230x572.dat | 0.0850;0.0850;0.1928 | 419;230;572 | (0.2562;70.3993;13.2905) | 80 | 7.702 | 57 | 84.644 | 60 | EZpaque | [73,75] | [90,20] | 1 | 5 | 75 | normal | none | 7.5677 | 4.3235 | 32.719 | 32.0282 | 18.2979 | 586.048 | 4.9083e-16 | 1232.7814 | 0.86585 | 40.7253 | 324.3111 | 1.7002 | 666.164 | 12.1247 | 109.3078 | 1333.2449 | 0.64033 | 532.6134 | 80.9861 | 128.0803 | 3.1912 | 1014.3533 | 4.4888 | 442.2757 | 1314.6232 | 531.0242 | 28.9492 | 10.8992 | 56.1504 | 123.5791 | 203.4007 | 309.7499 | 65.9778 | 117.3018 | 21.0075 | 378.1698 | 210.7958
1f37113 | UGI | 9 | 05m_109019_419x230x572.dat | 0.0850;0.0850;0.1928 | 419;230;572 | (0.2562;70.3993;13.2905) | 80 | 8.502 | 60 | 84.644 | 60 | EZpaque | [73,75] | [90,20] | 1 | 5 | 75 | normal | none | 7.5677 | 4.3235 | 32.719 | 32.0282 | 18.2979 | 586.048 | 4.7868e-16 | 1257.4012 | 0.98363 | 43.4906 | 338.0771 | 1.9453 | 709.8303 | 14.0268 | 116.8322 | 1357.9281 | 0.89453 | 556.4077 | 85.5356 | 135.6236 | 3.3225 | 1043.4577 | 4.826 | 464.2162 | 1330.77 | 551.373 | 31.6664 | 12.9281 | 61.2291 | 129.7561 | 213.8556 | 318.4992 | 68.1877 | 118.2143 | 25.3532 | 390.1533 | 219.7548
1f37113 | UGI | 1 | 10f_138032_419x226x576.dat | 0.0990;0.0990;0.2425 | 419;226;576 | (0.4286;75.7905;44.0066) | 110 | 3.9 | 52 | 88.958 | 60 | EZpaque | [5] | [0] | 0 | 5 | 75 | normal | none | 6.3911 | 8.0682 | 51.5646 | 28.4268 | 35.8868 | 1020.1442 | 4.7538e-16 | 67.7104 | 84.3561 | 431.3413 | 6.6236 | 345.9145 | 24.5573 | 0.68556 | 346.3563 | 23.9262 | 87.8418 | 77.9885 | 375.5962 | 312.7198 | 546.0922 | 39.2825 | 630.5514 | 7.6724 | 118.2765 | 91.9248 | 286.0463 | 578.5086 | 0.72357 | 106.034 | 128.1685 | 119.5192 | 90.0312 | 96.8262 | 0.649 | 196.0553 | 193.1605
1f37113 | UGI | 1 | 10f_138032_419x226x576.dat | 0.0990;0.0990;0.2425 | 419;226;576 | (0.4286;75.7905;44.0066) | 110 | 7.85 | 62 | 88.958 | 60 | EZpaque | [5] | [0] | 0 | 5 | 75 | normal | none | 6.3911 | 8.0682 | 51.5646 | 28.4268 | 35.8868 | 1020.1442 | 3.7966e-16 | 105.2859 | 131.238 | 508.6111 | 11.0965 | 482.8513 | 39.5194 | 1.6815 | 504.0808 | 39.6432 | 120.8235 | 123.5259 | 520.4111 | 455.5902 | 665.5141 | 64.1967 | 784.989 | 13.1399 | 170.1938 | 138.6314 | 428.1447 | 733.7064 | 0.98298 | 155.392 | 189.0817 | 154.0204 | 117.4644 | 107.4107 | 1.3409 | 272.3464 | 257.5926
1f37113 | UGI | 1 | 10f_138032_419x226x576.dat | 0.0990;0.0990;0.2425 | 419;226;576 | (0.4286;75.7905;44.0066) | 110 | 9.9905 | 69 | 88.958 | 60 | EZpaque | [5] | [0] | 0 | 5 | 75 | normal | none | 6.3911 | 8.0682 | 51.5646 | 28.4268 | 35.8868 | 1020.1442 | 3.6709e-16 | 121.4155 | 150.4053 | 535.965 | 13.5017 | 529.3999 | 52.0193 | 1.6741 | 555.524 | 46.6283 | 140.3288 | 142.9712 | 563.2332 | 503.0035 | 710.1434 | 74.6946 | 819.8698 | 16.2299 | 184.8841 | 155.1234 | 478.0781 | 767.4311 | 1.225 | 174.8215 | 211.2335 | 164.1248 | 125.4097 | 109.8567 | 1.6263 | 299.3436 | 278.6714
1f37113 | UGI | 1 | 10f_138032_419x226x576.dat | 0.0990;0.0990;0.2425 | 419;226;576 | (0.4286;75.7905;44.0066) | 60 | 2.5 | 38 | 88.958 | 60 | EZpaque | [5] | [0] | 0 | 5 | 75 | normal | none | 6.3911 | 8.0682 | 51.5646 | 28.4268 | 35.8868 | 1020.1442 | 5.9398e-16 | 32.8159 | 44.0621 | 366.6284 | 2.4255 | 238.4255 | 8.2961 | 0.13143 | 215.1419 | 10.3604 | 48.2222 | 38.3481 | 258.0726 | 195.5621 | 437.0685 | 17.6235 | 512.9296 | 2.7504 | 74.8746 | 53.6533 | 165.6385 | 450.7053 | 0.13658 | 64.296 | 76.5406 | 92.1986 | 67.9472 | 88.6744 | 0.1432 | 132.2805 | 139.9054
1f37113 | UGI | 1 | 10f_138032_419x226x576.dat | 0.0990;0.0990;0.2425 | 419;226;576 | (0.4286;75.7905;44.0066) | 60 | 5.7448 | 47 | 88.958 | 60 | EZpaque | [5] | [0] | 0 | 5 | 75 | normal | none | 6.3911 | 8.0682 | 51.5646 | 28.4268 | 35.8868 | 1020.1442 | 3.8566e-16 | 80.4621 | 101.3458 | 467.5105 | 6.9727 | 416.3255 | 26.2122 | 0.95885 | 436.6802 | 27.2079 | 92.3975 | 92.299 | 468.2106 | 387.0251 | 612.794 | 46.3829 | 743.7385 | 7.9853 | 152.5049 | 116.3357 | 355.6762 | 703.9106 | 0.47363 | 124.8549 | 155.6204 | 141.1022 | 107.5945 | 105.0792 | 0.50685 | 234.9458 | 228.7425
1f37113 | UGI | 1 | 10f_138032_419x226x576.dat | 0.0990;0.0990;0.2425 | 419;226;576 | (0.4286;75.7905;44.0066) | 60 | 6.3535 | 49 | 88.958 | 60 | EZpaque | [5] | [0] | 0 | 5 | 75 | normal | none | 6.3911 | 8.0682 | 51.5646 | 28.4268 | 35.8868 | 1020.1442 | 3.6823e-16 | 87.409 | 111.4562 | 480.9166 | 7.9496 | 438.2807 | 28.8756 | 0.7905 | 468.8047 | 30.7304 | 103.9664 | 102.318 | 497.3735 | 415.9851 | 638.4793 | 51.4292 | 772.8231 | 9.2216 | 164.3709 | 127.1446 | 385.4339 | 731.4092 | 0.53767 | 134.7787 | 168.9274 | 147.4085 | 113.0126 | 106.9906 | 0.45561 | 249.5835 | 241.4048
1f37113 | UGI | 1 | 10f_138032_419x226x576.dat | 0.0990;0.0990;0.2425 | 419;226;576 | (0.4286;75.7905;44.0066) | 80 | 2.9 | 44 | 88.958 | 60 | EZpaque | [5] | [0] | 0 | 5 | 75 | normal | none | 6.3911 | 8.0682 | 51.5646 | 28.4268 | 35.8868 | 1020.1442 | 5.3179e-16 | 46.5689 | 61.0219 | 392.9164 | 4.193 | 279.7332 | 15.0457 | 0.60407 | 270.5566 | 16.0179 | 57.2009 | 54.9481 | 307.8644 | 244.4938 | 477.2914 | 26.8939 | 560.3877 | 4.7507 | 94.6027 | 70.4579 | 215.8172 | 504.4636 | 0.28645 | 81.4069 | 98.6505 | 103.5984 | 77.2271 | 92.0969 | 0.28135 | 157.943 | 162.1114
1f37113 | UGI | 1 | 10f_138032_419x226x576.dat | 0.0990;0.0990;0.2425 | 419;226;576 | (0.4286;75.7905;44.0066) | 80 | 7.702 | 57 | 88.958 | 60 | EZpaque | [5] | [0] | 0 | 5 | 75 | normal | none | 6.3911 | 8.0682 | 51.5646 | 28.4268 | 35.8868 | 1020.1442 | 3.5542e-16 | 107.5289 | 132.2293 | 506.189 | 10.8728 | 487.1693 | 39.9217 | 1.01 | 518.9064 | 39.3168 | 126.3376 | 123.7351 | 537.0539 | 464.8014 | 684.0909 | 64.6755 | 805.3839 | 12.6853 | 179.3143 | 143.7902 | 436.2437 | 760.1979 | 0.85054 | 155.4496 | 193.8381 | 156.9238 | 120.4367 | 109.1015 | 0.93253 | 277.5475 | 262.1781
1f37113 | UGI | 1 | 10f_138032_419x226x576.dat | 0.0990;0.0990;0.2425 | 419;226;576 | (0.4286;75.7905;44.0066) | 80 | 8.502 | 60 | 88.958 | 60 | EZpaque | [5] | [0] | 0 | 5 | 75 | normal | none | 6.3911 | 8.0682 | 51.5646 | 28.4268 | 35.8868 | 1020.1442 | 3.4663e-16 | 112.3628 | 141.7777 | 519.7226 | 11.9128 | 511.212 | 45.2821 | 1.3196 | 544.3023 | 43.0289 | 136.7723 | 133.2296 | 558.7558 | 488.0459 | 701.2143 | 70.1705 | 826.3343 | 14.0739 | 188.6753 | 152.9193 | 462.3122 | 782.6563 | 0.92012 | 164.8551 | 205.6243 | 162.2336 | 124.4783 | 110.4914 | 1.0806 | 290.5335 | 272.9858
1f37113 | UGI | 2 | 10f_138032_419x226x576.dat | 0.0990;0.0990;0.2425 | 419;226;576 | (0.4286;75.7905;52.3320) | 110 | 3.9 | 52 | 88.958 | 60 | EZpaque | [5] | [0] | 0 | 5 | 75 | normal | none | 6.3911 | 3.4921 | 22.318 | 28.4268 | 15.5324 | 441.5351 | 9.3158e-16 | 1.4714 | 77.4342 | 3.2301 | 0.19346 | 330.0852 | 0.69448 | 0.02624 | 9.3478 | 0.6185 | 56.3238 | 1.828 | 21.5495 | 109.0194 | 518.5934 | 0.84744 | 590.1173 | 0.2226 | 1.9236 | 1.5282 | 48.3352 | 643.6287 | 0.035455 | 40.9912 | 46.3458 | 65.0881 | 32.4456 | 35.6751 | 0.045988 | 111.2829 | 59.1313
1f37113 | UGI | 2 | 10f_138032_419x226x576.dat | 0.0990;0.0990;0.2425 | 419;226;576 | (0.4286;75.7905;52.3320) | 110 | 7.85 | 62 | 88.958 | 60 | EZpaque | [5] | [0] | 0 | 5 | 75 | normal | none | 6.3911 | 3.4921 | 22.318 | 28.4268 | 15.5324 | 441.5351 | 7.4403e-16 | 2.6933 | 119.2701 | 5.1176 | 0.34389 | 456.8524 | 1.5016 | 0.046469 | 15.3032 | 1.091 | 81.9945 | 3.2121 | 32.7542 | 144.659 | 639.3595 | 1.5963 | 730.6198 | 0.4006 | 3.3507 | 2.6269 | 71.3967 | 775.1479 | 0.059493 | 59.8988 | 68.5843 | 81.7815 | 42.0445 | 39.2898 | 0.049474 | 147.3216 | 76.2721
1f37113 | UGI | 2 | 10f_138032_419x226x576.dat | 0.0990;0.0990;0.2425 | 419;226;576 | (0.4286;75.7905;52.3320) | 110 | 9.9905 | 69 | 88.958 | 60 | EZpaque | [5] | [0] | 0 | 5 | 75 | normal | none | 6.3911 | 3.4921 | 22.318 | 28.4268 | 15.5324 | 441.5351 | 7.1941e-16 | 3.0557 | 135.6628 | 6.192 | 0.47476 | 501.9261 | 1.8714 | 0.075366 | 17.9314 | 1.3826 | 93.802 | 3.9986 | 36.8038 | 153.5845 | 674.5678 | 1.993 | 763.919 | 0.51737 | 4.0736 | 3.2498 | 78.8286 | 792.498 | 0.089717 | 67.2788 | 76.912 | 86.2848 | 44.8755 | 40.2844 | 0.053416 | 159.0985 | 80.9524
1f37113 | UGI | 2 | 10f_138032_419x226x576.dat | 0.0990;0.0990;0.2425 | 419;226;576 | (0.4286;75.7905;52.3320) | 60 | 2.5 | 38 | 88.958 | 60 | EZpaque | [5] | [0] | 0 | 5 | 75 | normal | none | 6.3911 | 3.4921 | 22.318 | 28.4268 | 15.5324 | 441.5351 | 1.1639e-15 | 0.47058 | 41.4639 | 1.8945 | 0.066223 | 227.9357 | 0.19572 | 0.025842 | 4.0557 | 0.17999 | 37.3681 | 0.57237 | 11.9789 | 80.4438 | 421.5037 | 0.26218 | 480.4358 | 0.066626 | 0.70695 | 0.51024 | 28.9686 | 543.7585 | 0.0099649 | 24.9598 | 27.4013 | 51.4398 | 24.6789 | 32.7961 | 0.020548 | 82.1608 | 45.4029
1f37113 | UGI | 2 | 10f_138032_419x226x576.dat | 0.0990;0.0990;0.2425 | 419;226;576 | (0.4286;75.7905;52.3320) | 60 | 5.7448 | 47 | 88.958 | 60 | EZpaque | [5] | [0] | 0 | 5 | 75 | normal | none | 6.3911 | 3.4921 | 22.318 | 28.4268 | 15.5324 | 441.5351 | 7.5572e-16 | 1.5176 | 94.0955 | 3.8441 | 0.17461 | 397.9243 | 0.8953 | 0.022491 | 10.9019 | 0.54851 | 69.7479 | 1.7592 | 26.736 | 132.7473 | 586.6976 | 0.83766 | 696.0235 | 0.19657 | 2.0979 | 1.5384 | 60.9801 | 770.244 | 0.028513 | 48.4361 | 55.8781 | 77.4731 | 38.4953 | 38.4583 | 0.023677 | 131.3051 | 70.4816
1f37113 | UGI | 2 | 10f_138032_419x226x576.dat | 0.0990;0.0990;0.2425 | 419;226;576 | (0.4286;75.7905;52.3320) | 60 | 6.3535 | 49 | 88.958 | 60 | EZpaque | [5] | [0] | 0 | 5 | 75 | normal | none | 6.3911 | 3.4921 | 22.318 | 28.4268 | 15.5324 | 441.5351 | 7.2157e-16 | 1.8673 | 103.2984 | 4.0954 | 0.20049 | 422.5096 | 0.76043 | 0.027133 | 12.3105 | 0.63546 | 74.4544 | 2.0634 | 29.2972 | 140.2221 | 611.5004 | 0.9597 | 722.5084 | 0.23748 | 2.4364 | 1.7836 | 66.5494 | 796.3336 | 0.050028 | 52.3 | 60.7443 | 80.4076 | 40.3959 | 39.1532 | 0.0057261 | 138.5103 | 73.9484
1f37113 | UGI | 2 | 10f_138032_419x226x576.dat | 0.0990;0.0990;0.2425 | 419;226;576 | (0.4286;75.7905;52.3320) | 80 | 2.9 | 44 | 88.958 | 60 | EZpaque | [5] | [0] | 0 | 5 | 75 | normal | none | 6.3911 | 3.4921 | 22.318 | 28.4268 | 15.5324 | 441.5351 | 1.0421e-15 | 0.90438 | 56.6485 | 2.5894 | 0.12429 | 271.6504 | 0.65925 | 0.00097642 | 6.3538 | 0.34062 | 47.1329 | 1.0741 | 16.1543 | 92.241 | 460.9075 | 0.51377 | 525.3078 | 0.12037 | 1.2442 | 0.90968 | 37.385 | 584.7565 | 0.010834 | 31.5689 | 35.4718 | 56.9019 | 27.9336 | 34.004 | 0.024627 | 94.4205 | 51.1297
1f37113 | UGI | 2 | 10f_138032_419x226x576.dat | 0.0990;0.0990;0.2425 | 419;226;576 | (0.4286;75.7905;52.3320) | 80 | 7.702 | 57 | 88.958 | 60 | EZpaque | [5] | [0] | 0 | 5 | 75 | normal | none | 6.3911 | 3.4921 | 22.318 | 28.4268 | 15.5324 | 441.5351 | 6.9655e-16 | 2.2758 | 120.9022 | 4.842 | 0.30131 | 461.5 | 1.3795 | 0.017345 | 15.3642 | 0.98442 | 88.1926 | 3.0087 | 33.7705 | 149.1197 | 652.0809 | 1.4722 | 749.8765 | 0.34718 | 3.2961 | 2.5141 | 74.5139 | 807.9193 | 0.040165 | 60.1769 | 70.0824 | 83.8091 | 43.0687 | 39.8967 | 0.052582 | 149.7785 | 78.3785
1f37113 | UGI | 2 | 10f_138032_419x226x576.dat | 0.0990;0.0990;0.2425 | 419;226;576 | (0.4286;75.7905;52.3320) | 80 | 8.502 | 60 | 88.958 | 60 | EZpaque | [5] | [0] | 0 | 5 | 75 | normal | none | 6.3911 | 3.4921 | 22.318 | 28.4268 | 15.5324 | 441.5351 | 6.7932e-16 | 2.4432 | 129.1065 | 5.3718 | 0.34414 | 480.14 | 1.4403 | 0.095491 | 16.8241 | 1.1415 | 88.335 | 3.3754 | 35.8975 | 153.2114 | 664.0879 | 1.6435 | 766.8373 | 0.38786 | 3.6214 | 2.7814 | 78.9625 | 818.683 | 0.052702 | 63.7644 | 74.4231 | 86.0584 | 44.4622 | 40.3501 | 0.060715 | 154.6627 | 80.6664
1f37113 | UGI | 3 | 10f_138032_419x226x576.dat | 0.0990;0.0990;0.2425 | 419;226;576 | (0.4286;75.7905;52.3320) | 110 | 3.9 | 52 | 88.958 | 60 | EZpaque | [5,133,110] | [30,30,100] | 0 | 10 | 75 | normal | none | 6.3911 | 3.4921 | 22.318 | 28.4268 | 15.5324 | 441.5351 | 9.3158e-16 | 1.2832 | 76.3565 | 2.8489 | 0.17978 | 323.2689 | 0.57616 | 0.02624 | 8.316 | 0.55362 | 53.243 | 1.5875 | 19.6688 | 1076.7756 | 1156.8549 | 0.74964 | 564.9557 | 0.20284 | 1.7985 | 1.4311 | 43.4339 | 630.962 | 0.034559 | 39.8708 | 45.0608 | 63.1568 | 31.4498 | 35.279 | 0.045988 | 233.0564 | 111.2397
1f37113 | UGI | 3 | 10f_138032_419x226x576.dat | 0.0990;0.0990;0.2425 | 419;226;576 | (0.4286;75.7905;52.3320) | 110 | 7.85 | 62 | 88.958 | 60 | EZpaque | [5,133,110] | [30,30,100] | 0 | 10 | 75 | normal | none | 6.3911 | 3.4921 | 22.318 | 28.4268 | 15.5324 | 441.5351 | 7.4403e-16 | 2.3566 | 117.4274 | 4.622 | 0.31296 | 447.0141 | 1.2349 | 0.046469 | 13.5372 | 0.98179 | 78.0282 | 2.7878 | 29.8565 | 1716.6071 | 1693.7585 | 1.4178 | 695.8092 | 0.3638 | 3.1418 | 2.3964 | 63.897 | 757.5544 | 0.058116 | 58.1116 | 66.5166 | 79.381 | 40.6487 | 38.7117 | 0.049474 | 346.7614 | 161.316
1f37113 | UGI | 3 | 10f_138032_419x226x576.dat | 0.0990;0.0990;0.2425 | 419;226;576 | (0.4286;75.7905;52.3320) | 110 | 9.9905 | 69 | 88.958 | 60 | EZpaque | [5,133,110] | [30,30,100] | 0 | 10 | 75 | normal | none | 6.3911 | 3.4921 | 22.318 | 28.4268 | 15.5324 | 441.5351 | 7.1941e-16 | 2.6775 | 133.4832 | 5.6002 | 0.43512 | 490.9448 | 1.5805 | 0.07099 | 15.8491 | 1.2271 | 91.0289 | 3.4652 | 33.5025 | 2011.2349 | 1878.626 | 1.7577 | 728.8763 | 0.46744 | 3.7967 | 2.9481 | 70.4968 | 774.0384 | 0.08704 | 65.2259 | 74.5262 | 83.6188 | 43.3793 | 39.6318 | 0.053416 | 391.7224 | 181.256
1f37113 | UGI | 3 | 10f_138032_419x226x576.dat | 0.0990;0.0990;0.2425 | 419;226;576 | (0.4286;75.7905;52.3320) | 60 | 2.5 | 38 | 88.958 | 60 | EZpaque | [5,133,110] | [30,30,100] | 0 | 10 | 75 | normal | none | 6.3911 | 3.4921 | 22.318 | 28.4268 | 15.5324 | 441.5351 | 1.1639e-15 | 0.42324 | 41.0961 | 1.8644 | 0.062076 | 224.1553 | 0.17866 | 0.025842 | 3.6931 | 0.16448 | 35.8705 | 0.50418 | 11.0518 | 509.4938 | 704.11 | 0.24579 | 461.7999 | 0.062538 | 0.67449 | 0.47446 | 26.3412 | 535.0548 | 0.0099203 | 24.4328 | 26.8156 | 49.9813 | 24.0183 | 32.5833 | 0.020548 | 135.9216 | 68.2844
1f37113 | UGI | 3 | 10f_138032_419x226x576.dat | 0.0990;0.0990;0.2425 | 419;226;576 | (0.4286;75.7905;52.3320) | 60 | 5.7448 | 47 | 88.958 | 60 | EZpaque | [5,133,110] | [30,30,100] | 0 | 10 | 75 | normal | none | 6.3911 | 3.4921 | 22.318 | 28.4268 | 15.5324 | 441.5351 | 7.5572e-16 | 1.303 | 92.9311 | 3.5213 | 0.16083 | 390.1437 | 0.71397 | 0.022449 | 9.7868 | 0.49517 | 67.9443 | 1.5283 | 24.513 | 1188.2683 | 1392.0471 | 0.73771 | 662.3074 | 0.18487 | 1.9945 | 1.443 | 54.8284 | 754.7092 | 0.028165 | 47.1291 | 54.3743 | 75.0662 | 37.2382 | 37.9828 | 0.021209 | 272.3687 | 128.1554
1f37113 | UGI | 3 | 10f_138032_419x226x576.dat | 0.0990;0.0990;0.2425 | 419;226;576 | (0.4286;75.7905;52.3320) | 60 | 6.3535 | 49 | 88.958 | 60 | EZpaque | [5,133,110] | [30,30,100] | 0 | 10 | 75 | normal | none | 6.3911 | 3.4921 | 22.318 | 28.4268 | 15.5324 | 441.5351 | 7.2157e-16 | 1.6924 | 101.9417 | 3.6586 | 0.18402 | 413.8479 | 0.66339 | 0.027133 | 11.0049 | 0.57362 | 72.0083 | 1.79 | 26.8152 | 1329.7819 | 1519.7428 | 0.87161 | 686.6976 | 0.21936 | 2.2915 | 1.6446 | 59.4329 | 778.5945 | 0.049103 | 50.8256 | 59.0365 | 78.042 | 39.0435 | 38.634 | 0.0057261 | 297.5808 | 138.9589
1f37113 | UGI | 3 | 10f_138032_419x226x576.dat | 0.0990;0.0990;0.2425 | 419;226;576 | (0.4286;75.7905;52.3320) | 80 | 2.9 | 44 | 88.958 | 60 | EZpaque | [5,133,110] | [30,30,100] | 0 | 10 | 75 | normal | none | 6.3911 | 3.4921 | 22.318 | 28.4268 | 15.5324 | 441.5351 | 1.0421e-15 | 0.79219 | 55.972 | 2.414 | 0.11779 | 266.4588 | 0.54996 | 0.00097642 | 5.7172 | 0.30622 | 45.0841 | 0.9333 | 14.7984 | 749.5624 | 910.405 | 0.46701 | 503.7067 | 0.11101 | 1.1715 | 0.85144 | 33.5744 | 574.335 | 0.010834 | 30.7821 | 34.5745 | 55.1862 | 27.1258 | 33.7046 | 0.024627 | 178.2022 | 86.5332
1f37113 | UGI | 3 | 10f_138032_419x226x576.dat | 0.0990;0.0990;0.2425 | 419;226;576 | (0.4286;75.7905;52.3320) | 80 | 7.702 | 57 | 88.958 | 60 | EZpaque | [5,133,110] | [30,30,100] | 0 | 10 | 75 | normal | none | 6.3911 | 3.4921 | 22.318 | 28.4268 | 15.5324 | 441.5351 | 6.9655e-16 | 2.0108 | 119.0301 | 4.4022 | 0.27887 | 451.3788 | 1.2278 | 0.013943 | 13.5978 | 0.87874 | 82.2907 | 2.5928 | 30.681 | 1719.0323 | 1768.4182 | 1.297 | 712.3489 | 0.31996 | 3.0968 | 2.3131 | 66.5217 | 789.8016 | 0.040165 | 58.3276 | 67.9208 | 81.2585 | 41.5642 | 39.2896 | 0.052582 | 353.7398 | 163.8148
1f37113 | UGI | 3 | 10f_138032_419x226x576.dat | 0.0990;0.0990;0.2425 | 419;226;576 | (0.4286;75.7905;52.3320) | 80 | 8.502 | 60 | 88.958 | 60 | EZpaque | [5,133,110] | [30,30,100] | 0 | 10 | 75 | normal | none | 6.3911 | 3.4921 | 22.318 | 28.4268 | 15.5324 | 441.5351 | 6.7932e-16 | 2.2525 | 127.0309 | 4.7583 | 0.3191 | 468.9082 | 1.242 | 0.0949 | 14.8221 | 1.0136 | 82.0921 | 2.9113 | 32.5795 | 1877.4581 | 1873.3363 | 1.4275 | 728.2841 | 0.35073 | 3.4049 | 2.555 | 70.1537 | 799.9143 | 0.052689 | 61.7579 | 72.0686 | 83.5458 | 42.9056 | 39.7158 | 0.058108 | 377.387 | 174.4149
1f37113 | UGI | 4 | 10f_138032_419x226x576.dat | 0.0990;0.0990;0.2425 | 419;226;576 | (0.4286;75.7905;41.7218) | 110 | 3.9 | 52 | 88.958 | 60 | EZpaque | [5,133,110,73] | [10,10,100,10] | 1 | 10 | 75 | normal | none | 6.3911 | 8.0391 | 51.378 | 28.4268 | 35.7569 | 1016.4529 | 4.7743e-16 | 146.1531 | 35.1527 | 437.6341 | 8.338 | 169.744 | 41.1201 | 0.79337 | 361.3927 | 36.9834 | 22.6064 | 115.9226 | 381.2071 | 3560.9349 | 783.5272 | 49.2595 | 591.8345 | 9.7715 | 345.6627 | 186.8459 | 283.2452 | 515.8653 | 0.67872 | 100.302 | 121.311 | 121.286 | 90.6786 | 98.6428 | 0.84743 | 447.3012 | 363.6643
1f37113 | UGI | 4 | 10f_138032_419x226x576.dat | 0.0990;0.0990;0.2425 | 419;226;576 | (0.4286;75.7905;41.7218) | 110 | 7.85 | 62 | 88.958 | 60 | EZpaque | [5,133,110,73] | [10,10,100,10] | 1 | 10 | 75 | normal | none | 6.3911 | 8.0391 | 51.378 | 28.4268 | 35.7569 | 1016.4529 | 3.813e-16 | 221.2012 | 56.5179 | 518.0499 | 13.9684 | 237.0157 | 68.8364 | 2.2828 | 526.3112 | 58.9097 | 31.1806 | 179.9733 | 526.8357 | 5945.5223 | 1074.0231 | 80.3839 | 730.7721 | 16.6538 | 452.8511 | 265.8831 | 425.6281 | 657.8103 | 1.1462 | 146.1138 | 177.9835 | 154.8279 | 117.5017 | 109.1349 | 1.4801 | 703.7428 | 543.256
1f37113 | UGI | 4 | 10f_138032_419x226x576.dat | 0.0990;0.0990;0.2425 | 419;226;576 | (0.4286;75.7905;41.7218) | 110 | 9.9905 | 69 | 88.958 | 60 | EZpaque | [5,133,110,73] | [10,10,100,10] | 1 | 10 | 75 | normal | none | 6.3911 | 8.0391 | 51.378 | 28.4268 | 35.7569 | 1016.4529 | 3.6868e-16 | 252.6913 | 65.8629 | 548.8844 | 17.0068 | 260.9669 | 78.2179 | 2.3609 | 580.267 | 68.6431 | 39.5714 | 206.187 | 570.0955 | 7126.8716 | 1172.5772 | 93.2908 | 765.1181 | 20.3206 | 475.7848 | 289.8487 | 473.2622 | 697.6333 | 1.4701 | 164.1677 | 198.3786 | 166.3367 | 125.0609 | 111.27 | 1.9925 | 820.0881 | 622.0926
1f37113 | UGI | 4 | 10f_138032_419x226x576.dat | 0.0990;0.0990;0.2425 | 419;226;576 | (0.4286;75.7905;41.7218) | 60 | 2.5 | 38 | 88.958 | 60 | EZpaque | [5,133,110,73] | [10,10,100,10] | 1 | 10 | 75 | normal | none | 6.3911 | 8.0391 | 51.378 | 28.4268 | 35.7569 | 1016.4529 | 5.9653e-16 | 85.084 | 16.5608 | 373.2265 | 3.3745 | 111.0191 | 16.8291 | 0.22385 | 224.4489 | 17.8231 | 12.4692 | 60.9946 | 263.0053 | 1427.2763 | 543.7634 | 22.4147 | 486.3311 | 3.5593 | 260.8261 | 121.307 | 163.8113 | 403.3676 | 0.1282 | 61.6149 | 73.3653 | 93.4913 | 69.0854 | 90.3727 | 0.16678 | 222.0179 | 207.7004
1f37113 | UGI | 4 | 10f_138032_419x226x576.dat | 0.0990;0.0990;0.2425 | 419;226;576 | (0.4286;75.7905;41.7218) | 60 | 5.7448 | 47 | 88.958 | 60 | EZpaque | [5,133,110,73] | [10,10,100,10] | 1 | 10 | 75 | normal | none | 6.3911 | 8.0391 | 51.378 | 28.4268 | 35.7569 | 1016.4529 | 3.8733e-16 | 180.5146 | 40.9087 | 473.8128 | 8.9927 | 201.2697 | 45.7057 | 0.63254 | 455.198 | 43.475 | 23.1247 | 138.8624 | 475.5684 | 3765.5619 | 921.885 | 56.4305 | 691.9494 | 9.9585 | 437.1511 | 234.242 | 352.4163 | 632.2323 | 0.51556 | 117.9432 | 147.6223 | 142.6014 | 108.3004 | 107.3091 | 0.55919 | 498.0913 | 408.4534
1f37113 | UGI | 4 | 10f_138032_419x226x576.dat | 0.0990;0.0990;0.2425 | 419;226;576 | (0.4286;75.7905;41.7218) | 60 | 6.3535 | 49 | 88.958 | 60 | EZpaque | [5,133,110,73] | [10,10,100,10] | 1 | 10 | 75 | normal | none | 6.3911 | 8.0391 | 51.378 | 28.4268 | 35.7569 | 1016.4529 | 3.6981e-16 | 196.7716 | 45.585 | 488.8396 | 10.1437 | 214.6346 | 50.1684 | 0.70633 | 489.6238 | 48.3053 | 28.9767 | 152.5494 | 504.8747 | 4290.7991 | 989.1444 | 63.5751 | 717.1432 | 11.479 | 458.6082 | 251.4368 | 382.7864 | 657.1942 | 0.60617 | 127.1023 | 160.0021 | 149.0584 | 113.5354 | 109.2075 | 0.69689 | 554.1334 | 446.8055
1f37113 | UGI | 4 | 10f_138032_419x226x576.dat | 0.0990;0.0990;0.2425 | 419;226;576 | (0.4286;75.7905;41.7218) | 80 | 2.9 | 44 | 88.958 | 60 | EZpaque | [5,133,110,73] | [10,10,100,10] | 1 | 10 | 75 | normal | none | 6.3911 | 8.0391 | 51.378 | 28.4268 | 35.7569 | 1016.4529 | 5.3408e-16 | 111.0297 | 24.2978 | 397.6167 | 5.4014 | 135.9753 | 26.8816 | 0.34643 | 282.1101 | 25.7582 | 12.3831 | 83.7961 | 312.817 | 2316.1227 | 645.7058 | 33.772 | 530.7048 | 6.0215 | 297.3138 | 150.2709 | 213.9745 | 452.0278 | 0.25193 | 77.4247 | 93.9217 | 104.8228 | 78.1168 | 93.8006 | 0.31883 | 316.1972 | 272.7102
1f37113 | UGI | 4 | 10f_138032_419x226x576.dat | 0.0990;0.0990;0.2425 | 419;226;576 | (0.4286;75.7905;41.7218) | 80 | 7.702 | 57 | 88.958 | 60 | EZpaque | [5,133,110,73] | [10,10,100,10] | 1 | 10 | 75 | normal | none | 6.3911 | 8.0391 | 51.378 | 28.4268 | 35.7569 | 1016.4529 | 3.5696e-16 | 226.4105 | 56.2756 | 516.8118 | 13.5873 | 239.7342 | 66.725 | 1.8785 | 540.8202 | 59.1078 | 34.7352 | 180.3967 | 544.182 | 5839.3456 | 1111.0277 | 79.0626 | 748.1276 | 15.7128 | 476.0507 | 275.4415 | 433.6367 | 681.1449 | 1.0858 | 146.0021 | 182.6626 | 159.1667 | 120.5461 | 110.9561 | 0.9614 | 701.2522 | 542.8826
1f37113 | UGI | 4 | 10f_138032_419x226x576.dat | 0.0990;0.0990;0.2425 | 419;226;576 | (0.4286;75.7905;41.7218) | 80 | 8.502 | 60 | 88.958 | 60 | EZpaque | [5,133,110,73] | [10,10,100,10] | 1 | 10 | 75 | normal | none | 6.3911 | 8.0391 | 51.378 | 28.4268 | 35.7569 | 1016.4529 | 3.4812e-16 | 240.4678 | 60.8983 | 529.2693 | 14.7989 | 253.6385 | 73.391 | 1.5839 | 568.4223 | 63.9403 | 28.7572 | 193.0447 | 565.5784 | 6451.7709 | 1169.9652 | 86.0476 | 765.9108 | 17.5648 | 489.7428 | 288.6923 | 457.9436 | 699.0376 | 1.2485 | 154.6307 | 193.468 | 164.0862 | 124.3956 | 112.2297 | 1.4658 | 762.2441 | 583.0815
1f37113 | UGI | 5 | 10f_138032_419x226x576.dat | 0.0990;0.0990;0.2425 | 419;226;576 | (-0.3113;71.2860;40.5985) | 110 | 3.9 | 52 | 86.78 | 60 | EZpaque | [110,73] | [100,60] | 1 | 10 | 75 | normal | none | 5.6937 | 8.0337 | 45.7412 | 24.7048 | 34.8582 | 861.1652 | 5.1797e-16 | 278.434 | 20.4337 | 54.596 | 7.0802 | 93.4826 | 74.0084 | 1.1682 | 274.0322 | 54.9783 | 9.7369 | 222.0792 | 570.8844 | 5678.726 | 83.0823 | 49.9722 | 496.6134 | 11.1136 | 326.3713 | 135.8558 | 266.5221 | 280.1716 | 0.73323 | 160.2351 | 182.0536 | 135.1598 | 103.5556 | 85.5723 | 0.88403 | 552.7939 | 432.982
1f37113 | UGI | 5 | 10f_138032_419x226x576.dat | 0.0990;0.0990;0.2425 | 419;226;576 | (-0.3113;71.2860;40.5985) | 110 | 7.85 | 62 | 86.78 | 60 | EZpaque | [110,73] | [100,60] | 1 | 10 | 75 | normal | none | 5.6937 | 8.0337 | 45.7412 | 24.7048 | 34.8582 | 861.1652 | 4.1367e-16 | 385.4245 | 33.3427 | 92.6068 | 12.2964 | 138.5488 | 119.089 | 2.5622 | 423.4738 | 85.5263 | 16.6912 | 327.9638 | 794.926 | 9617.966 | 134.1323 | 81.3032 | 630.1826 | 19.1221 | 432.7081 | 200.8999 | 419.9203 | 423.7156 | 1.4114 | 228.0494 | 261.461 | 177.9735 | 135.2601 | 95.1975 | 1.5035 | 912.2054 | 694.1671
1f37113 | UGI | 5 | 10f_138032_419x226x576.dat | 0.0990;0.0990;0.2425 | 419;226;576 | (-0.3113;71.2860;40.5985) | 110 | 9.9905 | 69 | 86.78 | 60 | EZpaque | [110,73] | [100,60] | 1 | 10 | 75 | normal | none | 5.6937 | 8.0337 | 45.7412 | 24.7048 | 34.8582 | 861.1652 | 4e-16 | 418.125 | 39.1725 | 113.385 | 15.1813 | 155.21 | 134.0325 | 2.5997 | 481.1 | 97.7375 | 22.3365 | 366.6 | 859.025 | 11527.75 | 158.32 | 94.5525 | 665.975 | 23.1435 | 458.625 | 225.5425 | 482.35 | 481.875 | 1.793 | 252.2628 | 287.187 | 192.2457 | 143.9877 | 97.491 | 2.3156 | 1080.2259 | 811.7016
1f37113 | UGI | 5 | 10f_138032_419x226x576.dat | 0.0990;0.0990;0.2425 | 419;226;576 | (-0.3113;71.2860;40.5985) | 60 | 2.5 | 38 | 86.78 | 60 | EZpaque | [110,73] | [100,60] | 1 | 10 | 75 | normal | none | 5.6937 | 8.0337 | 45.7412 | 24.7048 | 34.8582 | 861.1652 | 6.4717e-16 | 192.1133 | 9.1112 | 22.6664 | 2.4017 | 53.0927 | 34.6308 | 0.33787 | 147.0108 | 28.6957 | 3.3569 | 132.8043 | 388.6304 | 2121.3897 | 38.3439 | 22.7297 | 391.5199 | 3.9974 | 242.9037 | 79.3377 | 135.3755 | 158.9072 | 0.1619 | 103.7663 | 115.7207 | 99.6336 | 78.106 | 77.9675 | 0.2508 | 231.1127 | 201.8506
1f37113 | UGI | 5 | 10f_138032_419x226x576.dat | 0.0990;0.0990;0.2425 | 419;226;576 | (-0.3113;71.2860;40.5985) | 60 | 5.7448 | 47 | 86.78 | 60 | EZpaque | [110,73] | [100,60] | 1 | 10 | 75 | normal | none | 5.6937 | 8.0337 | 45.7412 | 24.7048 | 34.8582 | 861.1652 | 4.2021e-16 | 347.7788 | 23.3719 | 58.7136 | 7.1264 | 110.4687 | 86.8876 | 0.4919 | 333.6906 | 67.0856 | 9.6473 | 271.6501 | 717.4752 | 6091.2456 | 92.4348 | 58.071 | 591.6809 | 11.6011 | 408.1058 | 165.5888 | 318.1269 | 343.9712 | 0.52821 | 192.5853 | 225.9983 | 160.7057 | 125.102 | 93.1371 | 0.50629 | 607.8902 | 487.6026
1f37113 | UGI | 5 | 10f_138032_419x226x576.dat | 0.0990;0.0990;0.2425 | 419;226;576 | (-0.3113;71.2860;40.5985) | 60 | 6.3535 | 49 | 86.78 | 60 | EZpaque | [110,73] | [100,60] | 1 | 10 | 75 | normal | none | 5.6937 | 8.0337 | 45.7412 | 24.7048 | 34.8582 | 861.1652 | 4.0121e-16 | 370.1758 | 26.2752 | 67.5249 | 8.3314 | 120.2324 | 96.7113 | 0.95116 | 365.2658 | 73.8507 | 12.827 | 293.9573 | 762.3349 | 7017.6886 | 100.6145 | 65.02 | 615.6803 | 13.408 | 428.9972 | 179.5323 | 351.1087 | 377.0799 | 0.60122 | 206.1447 | 243.5455 | 169.1852 | 131.331 | 95.1799 | 0.42705 | 690.911 | 547.2295
1f37113 | UGI | 5 | 10f_138032_419x226x576.dat | 0.0990;0.0990;0.2425 | 419;226;576 | (-0.3113;71.2860;40.5985) | 80 | 2.9 | 44 | 86.78 | 60 | EZpaque | [110,73] | [100,60] | 1 | 10 | 75 | normal | none | 5.6937 | 8.0337 | 45.7412 | 24.7048 | 34.8582 | 861.1652 | 5.7941e-16 | 227.6437 | 13.8402 | 35.7585 | 4.3478 | 69.5979 | 52.8568 | 0.45508 | 200.8063 | 39.949 | 7.4653 | 170.2375 | 465.66 | 3637.9851 | 55.33 | 34.024 | 433.714 | 6.865 | 278.54 | 103.5218 | 190.3647 | 212.059 | 0.34228 | 127.1114 | 144.5764 | 114.4159 | 88.8704 | 81.3208 | 0.50915 | 367.8424 | 300.1049
1f37113 | UGI | 5 | 10f_138032_419x226x576.dat | 0.0990;0.0990;0.2425 | 419;226;576 | (-0.3113;71.2860;40.5985) | 80 | 7.702 | 57 | 86.78 | 60 | EZpaque | [110,73] | [100,60] | 1 | 10 | 75 | normal | none | 5.6937 | 8.0337 | 45.7412 | 24.7048 | 34.8582 | 861.1652 | 3.8727e-16 | 404.8057 | 33.204 | 86.0816 | 11.6456 | 140.8312 | 119.3553 | 1.2252 | 426.625 | 87.3752 | 17.5313 | 333.3314 | 821.1278 | 9592.2187 | 128.0288 | 81.5757 | 644.198 | 18.4323 | 450.2259 | 204.719 | 419.3174 | 429.078 | 1.2149 | 230.9079 | 271.7419 | 181.6174 | 139.3618 | 96.9084 | 1.7409 | 912.5911 | 696.841
1f37113 | UGI | 5 | 10f_138032_419x226x576.dat | 0.0990;0.0990;0.2425 | 419;226;576 | (-0.3113;71.2860;40.5985) | 80 | 8.502 | 60 | 86.78 | 60 | EZpaque | [110,73] | [100,60] | 1 | 10 | 75 | normal | none | 5.6937 | 8.0337 | 45.7412 | 24.7048 | 34.8582 | 861.1652 | 3.7769e-16 | 415.945 | 36.1774 | 94.8016 | 13.0256 | 146.7113 | 133.3169 | 1.4045 | 456.0303 | 94.0205 | 19.0532 | 352.2162 | 853.786 | 10628.1758 | 144.3152 | 88.6061 | 662.2554 | 20.3167 | 463.0201 | 216.8289 | 448.564 | 452.7208 | 1.5172 | 242.7659 | 285.9222 | 188.1984 | 143.8625 | 98.2313 | 1.7796 | 1002.7874 | 759.2029
1f37113 | UGI | 6 | 10f_138032_419x226x576.dat | 0.0990;0.0990;0.2425 | 419;226;576 | (0.7727;75.6915;21.1656) | 110 | 3.9 | 52 | 89.156 | 60 | EZpaque | [73,75] | [100,10] | 1 | 10 | 75 | normal | none | 6.5047 | 6.1928 | 40.2825 | 28.9968 | 27.6062 | 800.4937 | 6.1917e-16 | 303.1654 | 0.36735 | 36.4393 | 390.8962 | 0.77772 | 749.168 | 36.4328 | 79.4713 | 436.5059 | 0.79512 | 641.1357 | 59.4428 | 61.9025 | 1.9589 | 199.3647 | 1.9681 | 312.872 | 45.5289 | 99.8358 | 16.0315 | 5.4772 | 21.5144 | 69.2507 | 76.6722 | 224.1325 | 63.1535 | 96.0008 | 31.158 | 166.736 | 132.578
1f37113 | UGI | 6 | 10f_138032_419x226x576.dat | 0.0990;0.0990;0.2425 | 419;226;576 | (0.7727;75.6915;21.1656) | 110 | 7.85 | 62 | 89.156 | 60 | EZpaque | [73,75] | [100,10] | 1 | 10 | 75 | normal | none | 6.5047 | 6.1928 | 40.2825 | 28.9968 | 27.6062 | 800.4937 | 4.9448e-16 | 447.1971 | 0.66518 | 55.8647 | 495.288 | 1.3796 | 1025.4814 | 59.2602 | 125.6006 | 598.5278 | 1.0243 | 850.5299 | 89.9956 | 100.0506 | 2.9916 | 312.1057 | 3.4066 | 444.7298 | 76.4318 | 160.0773 | 27.5906 | 9.3322 | 36.232 | 102.6132 | 116.0511 | 284.5165 | 81.1002 | 105.9437 | 49.8443 | 235.2127 | 183.5335
1f37113 | UGI | 6 | 10f_138032_419x226x576.dat | 0.0990;0.0990;0.2425 | 419;226;576 | (0.7727;75.6915;21.1656) | 110 | 9.9905 | 69 | 89.156 | 60 | EZpaque | [73,75] | [100,10] | 1 | 10 | 75 | normal | none | 6.5047 | 6.1928 | 40.2825 | 28.9968 | 27.6062 | 800.4937 | 4.781e-16 | 499.3963 | 0.86129 | 65.8381 | 520.3334 | 1.8825 | 1093.6059 | 69.2704 | 144.5459 | 643.5719 | 0.28377 | 901.7621 | 101.1363 | 113.6798 | 3.1981 | 357.9815 | 4.081 | 492.9959 | 93.4391 | 187.5267 | 33.0184 | 11.4138 | 42.9201 | 116.7709 | 131.9843 | 302.9746 | 86.3353 | 107.6653 | 58.6324 | 256.9773 | 200.6085
1f37113 | UGI | 6 | 10f_138032_419x226x576.dat | 0.0990;0.0990;0.2425 | 419;226;576 | (0.7727;75.6915;21.1656) | 60 | 2.5 | 38 | 89.156 | 60 | EZpaque | [73,75] | [100,10] | 1 | 10 | 75 | normal | none | 6.5047 | 6.1928 | 40.2825 | 28.9968 | 27.6062 | 800.4937 | 7.7364e-16 | 181.3889 | 0.092132 | 20.4229 | 307.985 | 0.26921 | 525.9671 | 14.7627 | 39.7936 | 305.9815 | 0.51379 | 475.2589 | 33.4147 | 28.1009 | 0.60014 | 102.2101 | 0.69165 | 202.122 | 16.9756 | 47.164 | 6.395 | 1.6868 | 8.4879 | 40.6643 | 42.7353 | 175.0448 | 48.6815 | 88.5226 | 11.0189 | 109.6708 | 90.1614
1f37113 | UGI | 6 | 10f_138032_419x226x576.dat | 0.0990;0.0990;0.2425 | 419;226;576 | (0.7727;75.6915;21.1656) | 60 | 5.7448 | 47 | 89.156 | 60 | EZpaque | [73,75] | [100,10] | 1 | 10 | 75 | normal | none | 6.5047 | 6.1928 | 40.2825 | 28.9968 | 27.6062 | 800.4937 | 5.0234e-16 | 371.1047 | 0.27786 | 43.208 | 471.4156 | 0.71667 | 951.7893 | 39.139 | 95.7005 | 545.0313 | 0.069338 | 800.0986 | 73.3729 | 71.1055 | 1.954 | 237.3899 | 1.9524 | 376.1212 | 48.3897 | 116.8576 | 17.8933 | 5.9038 | 22.9666 | 79.6123 | 90.5069 | 265.9828 | 74.6297 | 104.5505 | 32.301 | 205.1012 | 159.8551
1f37113 | UGI | 6 | 10f_138032_419x226x576.dat | 0.0990;0.0990;0.2425 | 419;226;576 | (0.7727;75.6915;21.1656) | 60 | 6.3535 | 49 | 89.156 | 60 | EZpaque | [73,75] | [100,10] | 1 | 10 | 75 | normal | none | 6.5047 | 6.1928 | 40.2825 | 28.9968 | 27.6062 | 800.4937 | 4.7963e-16 | 398.8871 | 0.332 | 47.4987 | 490.9155 | 0.84625 | 1010.7905 | 42.5032 | 106.3268 | 577.6899 | 0.53739 | 841.349 | 80.2048 | 79.0185 | 2.4779 | 262.0537 | 2.2717 | 402.9735 | 55.438 | 130.2763 | 20.1324 | 6.428 | 25.6966 | 86.3717 | 99.1422 | 277.7679 | 78.1462 | 106.529 | 36.9365 | 219.3784 | 170.1401
1f37113 | UGI | 6 | 10f_138032_419x226x576.dat | 0.0990;0.0990;0.2425 | 419;226;576 | (0.7727;75.6915;21.1656) | 80 | 2.9 | 44 | 89.156 | 60 | EZpaque | [73,75] | [100,10] | 1 | 10 | 75 | normal | none | 6.5047 | 6.1928 | 40.2825 | 28.9968 | 27.6062 | 800.4937 | 6.9265e-16 | 232.4975 | 0.18845 | 27.9058 | 342.3362 | 0.30386 | 615.7633 | 22.5972 | 56.5695 | 361.8265 | 0.25827 | 546.0458 | 44.5649 | 43.1226 | 1.5029 | 143.1396 | 1.1418 | 248.3496 | 28.1411 | 68.8267 | 10.286 | 3.159 | 13.7248 | 52.2947 | 57.0966 | 196.1377 | 54.7109 | 91.6939 | 17.8675 | 133.3871 | 107.8689
1f37113 | UGI | 6 | 10f_138032_419x226x576.dat | 0.0990;0.0990;0.2425 | 419;226;576 | (0.7727;75.6915;21.1656) | 80 | 7.702 | 57 | 89.156 | 60 | EZpaque | [73,75] | [100,10] | 1 | 10 | 75 | normal | none | 6.5047 | 6.1928 | 40.2825 | 28.9968 | 27.6062 | 800.4937 | 4.6295e-16 | 455.4263 | 0.56676 | 55.2089 | 510.9398 | 1.2632 | 1055.5333 | 54.9907 | 126.521 | 619.0074 | 0.25111 | 884.3488 | 92.6708 | 99.5894 | 2.8135 | 312.949 | 3.2736 | 452.1647 | 73.7465 | 159.2588 | 26.3959 | 9.6038 | 34.5177 | 101.6434 | 117.46 | 293.6381 | 82.9867 | 107.8725 | 47.8604 | 240.4037 | 187.0284
1f37113 | UGI | 6 | 10f_138032_419x226x576.dat | 0.0990;0.0990;0.2425 | 419;226;576 | (0.7727;75.6915;21.1656) | 80 | 8.502 | 60 | 89.156 | 60 | EZpaque | [73,75] | [100,10] | 1 | 10 | 75 | normal | none | 6.5047 | 6.1928 | 40.2825 | 28.9968 | 27.6062 | 800.4937 | 4.5148e-16 | 482.5455 | 0.64069 | 59.4178 | 523.4996 | 1.1401 | 1098.7843 | 64.1843 | 136.5529 | 642.3529 | 0.73489 | 911.5781 | 98.4848 | 108.4099 | 3.0267 | 335.3188 | 3.3904 | 475.502 | 80.6147 | 171.8191 | 29.4653 | 10.2651 | 37.9219 | 108.3517 | 125.6595 | 302.2248 | 85.6563 | 108.9569 | 52.2813 | 252.223 | 195.9037
1f37113 | UGI | 7 | 10f_138032_419x226x576.dat | 0.0990;0.0990;0.2425 | 419;226;576 | (0.7727;75.6915;21.1656) | 110 | 3.9 | 52 | 89.156 | 60 | EZpaque | [73,75] | [90,20] | 1 | 10 | 75 | normal | none | 6.5047 | 6.1928 | 40.2825 | 28.9968 | 27.6062 | 800.4937 | 6.1917e-16 | 300.9851 | 0.36591 | 36.3779 | 379.2192 | 0.7357 | 741.0441 | 31.2291 | 79.1015 | 431.5961 | 0.79512 | 638.8423 | 59.2296 | 61.4099 | 1.9433 | 185.2005 | 1.9576 | 270.9932 | 44.6116 | 97.1289 | 15.9718 | 5.4108 | 17.8272 | 67.9025 | 74.9786 | 220.253 | 62.421 | 95.571 | 27.4999 | 163.7613 | 129.601
1f37113 | UGI | 7 | 10f_138032_419x226x576.dat | 0.0990;0.0990;0.2425 | 419;226;576 | (0.7727;75.6915;21.1656) | 110 | 7.85 | 62 | 89.156 | 60 | EZpaque | [73,75] | [90,20] | 1 | 10 | 75 | normal | none | 6.5047 | 6.1928 | 40.2825 | 28.9968 | 27.6062 | 800.4937 | 4.9448e-16 | 443.9411 | 0.6626 | 55.703 | 477.6938 | 1.3889 | 1015.9562 | 50.4631 | 124.9899 | 590.8834 | 1.0243 | 846.829 | 89.6174 | 99.3144 | 2.969 | 290.9319 | 3.3807 | 386.8711 | 75.2083 | 156.1479 | 27.4915 | 9.3824 | 29.8172 | 100.3919 | 113.2443 | 278.9157 | 79.9311 | 105.2819 | 43.6337 | 230.9027 | 178.9313
1f37113 | UGI | 7 | 10f_138032_419x226x576.dat | 0.0990;0.0990;0.2425 | 419;226;576 | (0.7727;75.6915;21.1656) | 110 | 9.9905 | 69 | 89.156 | 60 | EZpaque | [73,75] | [90,20] | 1 | 10 | 75 | normal | none | 6.5047 | 6.1928 | 40.2825 | 28.9968 | 27.6062 | 800.4937 | 4.781e-16 | 495.3803 | 0.85847 | 65.3779 | 501.0277 | 1.8518 | 1082.8131 | 59.946 | 143.8264 | 635.1009 | 0.28377 | 897.5579 | 100.7096 | 113.274 | 3.1617 | 335.4547 | 4.0745 | 430.6864 | 91.6947 | 182.4148 | 32.8009 | 11.4017 | 36.0722 | 114.0979 | 128.5946 | 296.4529 | 84.9896 | 106.9321 | 50.634 | 252.1225 | 195.4226
1f37113 | UGI | 7 | 10f_138032_419x226x576.dat | 0.0990;0.0990;0.2425 | 419;226;576 | (0.7727;75.6915;21.1656) | 60 | 2.5 | 38 | 89.156 | 60 | EZpaque | [73,75] | [90,20] | 1 | 10 | 75 | normal | none | 6.5047 | 6.1928 | 40.2825 | 28.9968 | 27.6062 | 800.4937 | 7.7364e-16 | 180.6263 | 0.092173 | 20.4229 | 301.5738 | 0.26921 | 521.5982 | 12.5022 | 39.676 | 303.4222 | 0.51379 | 474.1602 | 33.3552 | 27.9057 | 0.596 | 93.829 | 0.68784 | 173.4137 | 16.6602 | 45.8365 | 6.3784 | 1.6748 | 6.9146 | 40.121 | 42.0718 | 173.0601 | 48.3284 | 88.3542 | 9.4783 | 108.1105 | 88.6688
1f37113 | UGI | 7 | 10f_138032_419x226x576.dat | 0.0990;0.0990;0.2425 | 419;226;576 | (0.7727;75.6915;21.1656) | 60 | 5.7448 | 47 | 89.156 | 60 | EZpaque | [73,75] | [90,20] | 1 | 10 | 75 | normal | none | 6.5047 | 6.1928 | 40.2825 | 28.9968 | 27.6062 | 800.4937 | 5.0234e-16 | 368.2182 | 0.27639 | 43.0626 | 457.2419 | 0.70668 | 945.857 | 32.5856 | 95.2944 | 538.8801 | 0.069338 | 797.3913 | 73.1798 | 70.8168 | 1.937 | 217.7219 | 1.9337 | 320.0235 | 47.5198 | 113.6824 | 17.8091 | 5.9195 | 19.2195 | 78.1438 | 88.6606 | 261.726 | 73.7747 | 104.0911 | 26.6056 | 201.5426 | 156.3127
1f37113 | UGI | 7 | 10f_138032_419x226x576.dat | 0.0990;0.0990;0.2425 | 419;226;576 | (0.7727;75.6915;21.1656) | 60 | 6.3535 | 49 | 89.156 | 60 | EZpaque | [73,75] | [90,20] | 1 | 10 | 75 | normal | none | 6.5047 | 6.1928 | 40.2825 | 28.9968 | 27.6062 | 800.4937 | 4.7963e-16 | 396.7396 | 0.33052 | 47.2756 | 475.4037 | 0.84258 | 1004.0979 | 35.4874 | 105.9119 | 570.893 | 0.53739 | 838.305 | 79.9734 | 78.5973 | 2.5203 | 240.5582 | 2.2536 | 342.8861 | 54.4373 | 126.244 | 20.0323 | 6.4364 | 21.7561 | 84.6954 | 97.0283 | 272.8775 | 77.1898 | 106.0278 | 32.3475 | 215.65 | 166.2082
1f37113 | UGI | 7 | 10f_138032_419x226x576.dat | 0.0990;0.0990;0.2425 | 419;226;576 | (0.7727;75.6915;21.1656) | 80 | 2.9 | 44 | 89.156 | 60 | EZpaque | [73,75] | [90,20] | 1 | 10 | 75 | normal | none | 6.5047 | 6.1928 | 40.2825 | 28.9968 | 27.6062 | 800.4937 | 6.9265e-16 | 231.1837 | 0.18802 | 27.7513 | 333.7171 | 0.3037 | 610.306 | 20.1645 | 56.3587 | 358.246 | 0.25827 | 544.4433 | 44.4422 | 42.7285 | 1.5316 | 131.906 | 1.1263 | 213.0506 | 27.6127 | 66.5803 | 10.2304 | 3.1657 | 11.3119 | 51.4022 | 55.9812 | 193.2545 | 54.1888 | 91.4246 | 15.0783 | 131.2015 | 105.7777
1f37113 | UGI | 7 | 10f_138032_419x226x576.dat | 0.0990;0.0990;0.2425 | 419;226;576 | (0.7727;75.6915;21.1656) | 80 | 7.702 | 57 | 89.156 | 60 | EZpaque | [73,75] | [90,20] | 1 | 10 | 75 | normal | none | 6.5047 | 6.1928 | 40.2825 | 28.9968 | 27.6062 | 800.4937 | 4.6295e-16 | 451.603 | 0.56524 | 55.17 | 493.0113 | 1.2691 | 1046.2666 | 46.9942 | 125.8622 | 610.9936 | 0.25111 | 880.5039 | 92.2949 | 98.9155 | 2.7783 | 289.1452 | 3.2649 | 388.119 | 72.1113 | 154.3123 | 26.2447 | 9.5997 | 28.6791 | 99.4087 | 114.6149 | 287.5338 | 81.7825 | 107.2125 | 41.9116 | 235.8135 | 182.3253
1f37113 | UGI | 7 | 10f_138032_419x226x576.dat | 0.0990;0.0990;0.2425 | 419;226;576 | (0.7727;75.6915;21.1656) | 80 | 8.502 | 60 | 89.156 | 60 | EZpaque | [73,75] | [90,20] | 1 | 10 | 75 | normal | none | 6.5047 | 6.1928 | 40.2825 | 28.9968 | 27.6062 | 800.4937 | 4.5148e-16 | 479.1566 | 0.63662 | 59.2163 | 504.0082 | 1.1287 | 1088.8836 | 53.1894 | 135.915 | 633.7368 | 0.75926 | 907.414 | 98.0573 | 107.6369 | 3.0291 | 311.0653 | 3.3869 | 409.2533 | 78.9114 | 167.0968 | 29.3368 | 10.2434 | 31.2749 | 105.8867 | 122.5119 | 295.6316 | 84.3359 | 108.2214 | 45.2422 | 247.4021 | 190.6656
1f37113 | UGI | 8 | 10f_138032_419x226x576.dat | 0.0990;0.0990;0.2425 | 419;226;576 | (0.3854;71.2860;20.1050) | 110 | 3.9 | 52 | 86.78 | 60 | EZpaque | [73,75] | [90,20] | 1 | 10 | 75 | normal | none | 8.3867 | 6.3692 | 53.4163 | 36.3897 | 27.6359 | 1005.6636 | 4.5485e-16 | 920.3565 | 0.37795 | 14.5361 | 181.7694 | 0.77824 | 352.8231 | 58.6375 | 60.5876 | 1066.9778 | 0.19909 | 379.0078 | 53.693 | 91.6355 | 1.1237 | 482.1418 | 1.8016 | 231.6171 | 798.6009 | 260.7039 | 13.7752 | 5.6311 | 30.6478 | 148.1848 | 170.9585 | 355.6171 | 73.9104 | 115.3681 | 49.2695 | 266.9057 | 138.9481
1f37113 | UGI | 8 | 10f_138032_419x226x576.dat | 0.0990;0.0990;0.2425 | 419;226;576 | (0.3854;71.2860;20.1050) | 110 | 7.85 | 62 | 86.78 | 60 | EZpaque | [73,75] | [90,20] | 1 | 10 | 75 | normal | none | 8.3867 | 6.3692 | 53.4163 | 36.3897 | 27.6359 | 1005.6636 | 3.6327e-16 | 1206.2171 | 0.67697 | 24.3393 | 268.4768 | 1.3354 | 530.9304 | 91.8661 | 98.8747 | 1367.3654 | 0.25817 | 537.5646 | 83.192 | 143.4726 | 2.0752 | 710.8252 | 3.2409 | 360.0648 | 1030.947 | 382.6927 | 23.9179 | 9.6491 | 51.7359 | 212.684 | 249.205 | 457.4795 | 95.7847 | 126.4315 | 80.409 | 363.0787 | 200.9773
1f37113 | UGI | 8 | 10f_138032_419x226x576.dat | 0.0990;0.0990;0.2425 | 419;226;576 | (0.3854;71.2860;20.1050) | 110 | 9.9905 | 69 | 86.78 | 60 | EZpaque | [73,75] | [90,20] | 1 | 10 | 75 | normal | none | 8.3867 | 6.3692 | 53.4163 | 36.3897 | 27.6359 | 1005.6636 | 3.5125e-16 | 1271.9443 | 0.86776 | 29.6854 | 303.4024 | 1.4011 | 595.6732 | 109.4321 | 115.2542 | 1427.674 | 1.0087 | 588.5842 | 94.978 | 163.3226 | 2.259 | 785.5381 | 3.7688 | 412.5271 | 1074.0224 | 426.278 | 29.5773 | 11.2561 | 61.7823 | 236.1578 | 275.6218 | 482.4922 | 102.0138 | 128.5051 | 94.4399 | 390.2301 | 223.5278
1f37113 | UGI | 8 | 10f_138032_419x226x576.dat | 0.0990;0.0990;0.2425 | 419;226;576 | (0.3854;71.2860;20.1050) | 60 | 2.5 | 38 | 86.78 | 60 | EZpaque | [73,75] | [90,20] | 1 | 10 | 75 | normal | none | 8.3867 | 6.3692 | 53.4163 | 36.3897 | 27.6359 | 1005.6636 | 5.6831e-16 | 689.0786 | 0.10151 | 5.5864 | 106.7763 | 0.13054 | 207.4573 | 24.8826 | 27.0346 | 835.1786 | 0.20216 | 248.5617 | 28.1871 | 48.7358 | 0.50474 | 293.4492 | 0.60312 | 121.835 | 619.2927 | 157.8682 | 4.9244 | 1.9181 | 11.8136 | 94.2227 | 105.1505 | 275.6004 | 56.3276 | 106.6983 | 19.331 | 189.0679 | 86.3623
1f37113 | UGI | 8 | 10f_138032_419x226x576.dat | 0.0990;0.0990;0.2425 | 419;226;576 | (0.3854;71.2860;20.1050) | 60 | 5.7448 | 47 | 86.78 | 60 | EZpaque | [73,75] | [90,20] | 1 | 10 | 75 | normal | none | 8.3867 | 6.3692 | 53.4163 | 36.3897 | 27.6359 | 1005.6636 | 3.6901e-16 | 1134.9337 | 0.30555 | 14.5907 | 216.5507 | 0.58549 | 444.4615 | 68.5215 | 70.2938 | 1333.0322 | 0 | 469.61 | 65.405 | 112.2712 | 0.9461 | 608.6583 | 1.8372 | 273.9234 | 1000.0316 | 325.1146 | 14.213 | 5.2367 | 32.8231 | 177.9 | 211.8066 | 430.3745 | 87.9792 | 125.3907 | 57.267 | 330.4309 | 169.2718
1f37113 | UGI | 8 | 10f_138032_419x226x576.dat | 0.0990;0.0990;0.2425 | 419;226;576 | (0.3854;71.2860;20.1050) | 60 | 6.3535 | 49 | 86.78 | 60 | EZpaque | [73,75] | [90,20] | 1 | 10 | 75 | normal | none | 8.3867 | 6.3692 | 53.4163 | 36.3897 | 27.6359 | 1005.6636 | 3.5232e-16 | 1189.6414 | 0.35317 | 16.2217 | 234.0625 | 0.64696 | 485.3762 | 77.7039 | 79.668 | 1390.8195 | 0 | 502.0937 | 72.3225 | 123.7382 | 1.1922 | 658.739 | 1.966 | 300.5467 | 1041.7949 | 352.0049 | 16.5103 | 6.0975 | 38.7171 | 190.9158 | 229.1878 | 449.0162 | 92.2428 | 127.5493 | 65.2041 | 350.2648 | 182.5278
1f37113 | UGI | 8 | 10f_138032_419x226x576.dat | 0.0990;0.0990;0.2425 | 419;226;576 | (0.3854;71.2860;20.1050) | 80 | 2.9 | 44 | 86.78 | 60 | EZpaque | [73,75] | [90,20] | 1 | 10 | 75 | normal | none | 8.3867 | 6.3692 | 53.4163 | 36.3897 | 27.6359 | 1005.6636 | 5.0881e-16 | 786.2079 | 0.19807 | 8.809 | 137.0533 | 0.37438 | 274.6804 | 38.8888 | 41.4183 | 934.4756 | 0.11472 | 303.6304 | 39.2662 | 66.178 | 0.56658 | 374.7768 | 1.0735 | 166.9603 | 694.7787 | 201.0772 | 8.4043 | 2.9292 | 19.8797 | 116.6313 | 133.7807 | 309.5694 | 63.6894 | 110.4784 | 32.2498 | 222.5358 | 108.3158
1f37113 | UGI | 8 | 10f_138032_419x226x576.dat | 0.0990;0.0990;0.2425 | 419;226;576 | (0.3854;71.2860;20.1050) | 80 | 7.702 | 57 | 86.78 | 60 | EZpaque | [73,75] | [90,20] | 1 | 10 | 75 | normal | none | 8.3867 | 6.3692 | 53.4163 | 36.3897 | 27.6359 | 1005.6636 | 3.4008e-16 | 1253.7615 | 0.57233 | 22.3235 | 269.5008 | 1.0434 | 543.1653 | 96.3507 | 98.3443 | 1431.0136 | 0.017757 | 551.5163 | 85.3092 | 147.0887 | 1.9347 | 733.7084 | 3.021 | 357.9151 | 1074.4511 | 391.76 | 23.2168 | 8.555 | 50.4145 | 215.1882 | 258.3397 | 471.7193 | 98.2135 | 128.8979 | 77.3258 | 375.5061 | 205.0699
1f37113 | UGI | 8 | 10f_138032_419x226x576.dat | 0.0990;0.0990;0.2425 | 419;226;576 | (0.3854;71.2860;20.1050) | 80 | 8.502 | 60 | 86.78 | 60 | EZpaque | [73,75] | [90,20] | 1 | 10 | 75 | normal | none | 8.3867 | 6.3692 | 53.4163 | 36.3897 | 27.6359 | 1005.6636 | 3.3165e-16 | 1290.3555 | 0.65445 | 24.7819 | 284.8069 | 1.1444 | 574.9688 | 102.0857 | 107.2537 | 1464.1819 | 0.82496 | 577.3207 | 91.4692 | 156.0759 | 2.0649 | 772.555 | 3.2374 | 383.5939 | 1097.654 | 413.354 | 25.7375 | 10.3452 | 55.1872 | 226.7043 | 272.7502 | 485.2971 | 101.406 | 130.0571 | 85.4629 | 389.8191 | 215.9032
1f37113 | UGI | 9 | 10f_138032_419x226x576.dat | 0.0990;0.0990;0.2425 | 419;226;576 | (0.1778;72.6534;19.9020) | 110 | 3.9 | 52 | 87.7327 | 60 | EZpaque | [73,75] | [90,20] | 1 | 5 | 75 | normal | none | 8.1668 | 6.1348 | 50.102 | 35.8248 | 26.9113 | 964.0911 | 4.8249e-16 | 841.7515 | 0.32715 | 11.9622 | 176.1307 | 0.55445 | 268.3971 | 56.0442 | 51.0431 | 989.1316 | 0.052869 | 288.6876 | 44.4959 | 85.1244 | 0.91013 | 497.1461 | 1.5708 | 221.039 | 929.649 | 284.6253 | 11.5823 | 4.0867 | 29.1465 | 136.8113 | 158.3581 | 330.7486 | 68.4787 | 108.8521 | 46.5021 | 245.5327 | 131.4034
1f37113 | UGI | 9 | 10f_138032_419x226x576.dat | 0.0990;0.0990;0.2425 | 419;226;576 | (0.1778;72.6534;19.9020) | 110 | 7.85 | 62 | 87.7327 | 60 | EZpaque | [73,75] | [90,20] | 1 | 5 | 75 | normal | none | 8.1668 | 6.1348 | 50.102 | 35.8248 | 26.9113 | 964.0911 | 3.8534e-16 | 1107.9385 | 0.59779 | 19.8618 | 259.6686 | 0.96033 | 413.3262 | 87.7569 | 83.1583 | 1273.8711 | 1.0025 | 420.3331 | 69.4638 | 131.4615 | 1.6434 | 720.875 | 2.7643 | 341.8045 | 1166.6144 | 411.4058 | 20.3692 | 7.2414 | 49.5021 | 196.5462 | 231.0299 | 424.8002 | 88.7495 | 119.2822 | 74.8305 | 334.0726 | 189.8211
1f37113 | UGI | 9 | 10f_138032_419x226x576.dat | 0.0990;0.0990;0.2425 | 419;226;576 | (0.1778;72.6534;19.9020) | 110 | 9.9905 | 69 | 87.7327 | 60 | EZpaque | [73,75] | [90,20] | 1 | 5 | 75 | normal | none | 8.1668 | 6.1348 | 50.102 | 35.8248 | 26.9113 | 964.0911 | 3.726e-16 | 1177.3254 | 0.75355 | 24.5822 | 292.9693 | 1.3848 | 470.4793 | 105.1292 | 97.0776 | 1331.1102 | 0.23511 | 465.7289 | 79.748 | 149.2678 | 2.2068 | 791.7901 | 3.4222 | 392.5402 | 1205.0228 | 453.8126 | 24.9523 | 9.3355 | 58.771 | 218.3836 | 255.6662 | 451.0036 | 94.6033 | 121.2326 | 90.8323 | 360.2629 | 211.1162
1f37113 | UGI | 9 | 10f_138032_419x226x576.dat | 0.0990;0.0990;0.2425 | 419;226;576 | (0.1778;72.6534;19.9020) | 60 | 2.5 | 38 | 87.7327 | 60 | EZpaque | [73,75] | [90,20] | 1 | 5 | 75 | normal | none | 8.1668 | 6.1348 | 50.102 | 35.8248 | 26.9113 | 964.0911 | 6.0285e-16 | 627.9519 | 0.092159 | 4.1465 | 104.9451 | 0.15248 | 149.0092 | 24.5319 | 22.9676 | 771.3046 | 0 | 178.967 | 22.7453 | 47.5111 | 0.40874 | 312.0186 | 0.53524 | 117.5585 | 750.7688 | 177.7395 | 3.9756 | 1.6598 | 11.753 | 86.8083 | 97.2057 | 257.1384 | 52.187 | 100.9627 | 19.3166 | 174.1611 | 82.0116
1f37113 | UGI | 9 | 10f_138032_419x226x576.dat | 0.0990;0.0990;0.2425 | 419;226;576 | (0.1778;72.6534;19.9020) | 60 | 5.7448 | 47 | 87.7327 | 60 | EZpaque | [73,75] | [90,20] | 1 | 5 | 75 | normal | none | 8.1668 | 6.1348 | 50.102 | 35.8248 | 26.9113 | 964.0911 | 3.9143e-16 | 1037.4205 | 0.27663 | 11.5657 | 209.8574 | 0.5383 | 332.65 | 66.3767 | 59.8596 | 1237.8382 | 0.00033635 | 355.9491 | 53.8484 | 103.6015 | 1.3453 | 630.3259 | 1.4727 | 261.7055 | 1154.3755 | 359.0914 | 12.2716 | 4.0962 | 31.8906 | 164.1709 | 196.0998 | 400.2086 | 81.4885 | 118.5278 | 53.5801 | 303.9744 | 160.5964
1f37113 | UGI | 9 | 10f_138032_419x226x576.dat | 0.0990;0.0990;0.2425 | 419;226;576 | (0.1778;72.6534;19.9020) | 60 | 6.3535 | 49 | 87.7327 | 60 | EZpaque | [73,75] | [90,20] | 1 | 5 | 75 | normal | none | 8.1668 | 6.1348 | 50.102 | 35.8248 | 26.9113 | 964.0911 | 3.7374e-16 | 1091.1648 | 0.31372 | 13.6997 | 226.367 | 0.52537 | 363.3827 | 73.1689 | 67.1138 | 1291.4119 | 0.43544 | 383.1559 | 59.646 | 114.128 | 1.2608 | 677.64 | 1.6799 | 286.9923 | 1196.4524 | 384.8148 | 13.8712 | 4.9816 | 37.2079 | 176.2485 | 212.2521 | 419.0551 | 85.4499 | 120.5511 | 59.7397 | 321.9437 | 172.7068
1f37113 | UGI | 9 | 10f_138032_419x226x576.dat | 0.0990;0.0990;0.2425 | 419;226;576 | (0.1778;72.6534;19.9020) | 80 | 2.9 | 44 | 87.7327 | 60 | EZpaque | [73,75] | [90,20] | 1 | 5 | 75 | normal | none | 8.1668 | 6.1348 | 50.102 | 35.8248 | 26.9113 | 964.0911 | 5.3974e-16 | 717.3499 | 0.17718 | 7.617 | 133.7727 | 0.30961 | 197.4852 | 36.6771 | 34.767 | 865.0701 | 0.56744 | 225.0542 | 32.1249 | 64.3481 | 0.78551 | 391.6355 | 0.84613 | 159.9817 | 826.9404 | 223.0347 | 7.2472 | 2.3743 | 19.0167 | 107.5312 | 123.766 | 288.8464 | 58.9737 | 104.3401 | 30.6279 | 204.4427 | 102.68
1f37113 | UGI | 9 | 10f_138032_419x226x576.dat | 0.0990;0.0990;0.2425 | 419;226;576 | (0.1778;72.6534;19.9020) | 80 | 7.702 | 57 | 87.7327 | 60 | EZpaque | [73,75] | [90,20] | 1 | 5 | 75 | normal | none | 8.1668 | 6.1348 | 50.102 | 35.8248 | 26.9113 | 964.0911 | 3.6075e-16 | 1151.2325 | 0.51401 | 18.0905 | 259.9594 | 0.99445 | 416.5183 | 89.3798 | 82.935 | 1332.5757 | 0.17568 | 428.6041 | 70.985 | 132.2486 | 1.4917 | 746.3843 | 2.591 | 340.8154 | 1219.2847 | 423.9749 | 19.2406 | 6.9962 | 48.2935 | 198.7851 | 239.419 | 438.6047 | 90.9546 | 121.6121 | 74.0203 | 345.2458 | 193.4823
1f37113 | UGI | 9 | 10f_138032_419x226x576.dat | 0.0990;0.0990;0.2425 | 419;226;576 | (0.1778;72.6534;19.9020) | 80 | 8.502 | 60 | 87.7327 | 60 | EZpaque | [73,75] | [90,20] | 1 | 5 | 75 | normal | none | 8.1668 | 6.1348 | 50.102 | 35.8248 | 26.9113 | 964.0911 | 3.5181e-16 | 1180.8976 | 0.58935 | 20.1229 | 275.5532 | 1.0715 | 441.8879 | 95.7964 | 89.9324 | 1364.1506 | 0.3032 | 451.4102 | 76.4165 | 142.0829 | 2.1672 | 782.4992 | 2.8618 | 365.1417 | 1239.1395 | 444.0198 | 21.4492 | 8.2536 | 53.1795 | 209.4763 | 252.8289 | 451.5759 | 93.9505 | 122.6356 | 82.7893 | 358.1174 | 203.6946
1f37113 | UGI | 1 | 10m_138032_419x226x576.dat | 0.0990;0.0990;0.2425 | 419;226;576 | (0.4286;75.7905;44.0066) | 110 | 3.9 | 52 | 88.958 | 60 | EZpaque | [5] | [0] | 0 | 5 | 75 | normal | none | 6.3911 | 8.0682 | 51.5646 | 28.4268 | 35.8868 | 1020.1442 | 4.7538e-16 | 67.4369 | 84.3582 | 428.817 | 6.6678 | 345.7462 | 24.7466 | 0.078464 | 346.2721 | 23.9199 | 87.7555 | 77.9948 | 375.6382 | 320.2717 | 546.3867 | 39.3098 | 630.341 | 7.5439 | 118.2428 | 92.0174 | 286.467 | 577.8775 | 0.43342 | 106.0482 | 128.1865 | 125.0789 | 89.8216 | 96.5911 | 0.099975 | 197.0234 | 193.2096
1f37113 | UGI | 1 | 10m_138032_419x226x576.dat | 0.0990;0.0990;0.2425 | 419;226;576 | (0.4286;75.7905;44.0066) | 110 | 7.85 | 62 | 88.958 | 60 | EZpaque | [5] | [0] | 0 | 5 | 75 | normal | none | 6.3911 | 8.0682 | 51.5646 | 28.4268 | 35.8868 | 1020.1442 | 3.7966e-16 | 105.3623 | 131.2459 | 505.8982 | 11.1713 | 483.1674 | 39.2982 | 0.15234 | 504.1598 | 39.6406 | 122.8147 | 123.4969 | 520.4111 | 463.65 | 666.2516 | 64.2283 | 784.9363 | 12.9584 | 170.1648 | 138.7658 | 428.013 | 733.7064 | 0.79263 | 155.4005 | 189.0955 | 159.1304 | 117.2336 | 107.093 | 0.34855 | 273.3578 | 257.6023
1f37113 | UGI | 1 | 10m_138032_419x226x576.dat | 0.0990;0.0990;0.2425 | 419;226;576 | (0.4286;75.7905;44.0066) | 110 | 9.9905 | 69 | 88.958 | 60 | EZpaque | [5] | [0] | 0 | 5 | 75 | normal | none | 6.3911 | 8.0682 | 51.5646 | 28.4268 | 35.8868 | 1020.1442 | 3.6709e-16 | 121.0423 | 150.408 | 534.8209 | 13.5303 | 529.1548 | 51.0059 | 0.41722 | 555.3878 | 46.6174 | 138.8224 | 142.9576 | 563.2332 | 511.9658 | 709.5986 | 74.6701 | 820.0333 | 15.9888 | 184.7751 | 155.1261 | 478.3232 | 768.0576 | 1.0136 | 174.8395 | 211.2545 | 168.2575 | 125.1593 | 109.5172 | 0.68353 | 300.0785 | 278.9007
1f37113 | UGI | 1 | 10m_138032_419x226x576.dat | 0.0990;0.0990;0.2425 | 419;226;576 | (0.4286;75.7905;44.0066) | 60 | 2.5 | 38 | 88.958 | 60 | EZpaque | [5] | [0] | 0 | 5 | 75 | normal | none | 6.3911 | 8.0682 | 51.5646 | 28.4268 | 35.8868 | 1020.1442 | 5.9398e-16 | 32.9287 | 44.0671 | 363.3455 | 2.4258 | 237.8531 | 8.1851 | 0.08984 | 215.0577 | 10.3736 | 48.2878 | 38.3464 | 258.14 | 201.7408 | 437.5231 | 17.5528 | 512.9801 | 2.7043 | 74.8813 | 53.655 | 165.7194 | 450.6043 | 0.086616 | 64.3136 | 76.5589 | 97.9674 | 67.7765 | 88.4389 | 0 | 133.1178 | 139.8585
1f37113 | UGI | 1 | 10m_138032_419x226x576.dat | 0.0990;0.0990;0.2425 | 419;226;576 | (0.4286;75.7905;44.0066) | 60 | 5.7448 | 47 | 88.958 | 60 | EZpaque | [5] | [0] | 0 | 5 | 75 | normal | none | 6.3911 | 8.0682 | 51.5646 | 28.4268 | 35.8868 | 1020.1442 | 3.8566e-16 | 80.4932 | 101.351 | 464.1915 | 6.9963 | 416.4033 | 26.513 | 0.022939 | 436.6284 | 27.2209 | 93.7329 | 92.2886 | 468.3403 | 395.1929 | 613.7016 | 46.3232 | 743.7125 | 7.8748 | 152.5412 | 116.4239 | 355.9355 | 703.3402 | 0.34686 | 124.8724 | 155.6415 | 146.7669 | 107.3584 | 104.7936 | 0.0084175 | 236.073 | 228.7313
1f37113 | UGI | 1 | 10m_138032_419x226x576.dat | 0.0990;0.0990;0.2425 | 419;226;576 | (0.4286;75.7905;44.0066) | 60 | 6.3535 | 49 | 88.958 | 60 | EZpaque | [5] | [0] | 0 | 5 | 75 | normal | none | 6.3911 | 8.0682 | 51.5646 | 28.4268 | 35.8868 | 1020.1442 | 3.6823e-16 | 87.5041 | 111.4453 | 477.7392 | 7.9623 | 438.4436 | 28.968 | 0.14393 | 468.7504 | 30.7522 | 103.2006 | 102.3153 | 497.3735 | 424.458 | 638.262 | 51.3885 | 772.7416 | 9.0817 | 164.4849 | 127.0387 | 385.5697 | 730.3501 | 0.39594 | 134.7989 | 168.9512 | 153.1557 | 112.77 | 106.6478 | 0.0043692 | 250.6515 | 241.3778
1f37113 | UGI | 1 | 10m_138032_419x226x576.dat | 0.0990;0.0990;0.2425 | 419;226;576 | (0.4286;75.7905;44.0066) | 80 | 2.9 | 44 | 88.958 | 60 | EZpaque | [5] | [0] | 0 | 5 | 75 | normal | none | 6.3911 | 8.0682 | 51.5646 | 28.4268 | 35.8868 | 1020.1442 | 5.3179e-16 | 46.8115 | 61.0332 | 389.7761 | 4.2035 | 279.5827 | 15.0954 | 0.12484 | 270.6507 | 16.025 | 57.3005 | 54.9425 | 307.9208 | 250.9437 | 477.7615 | 26.8827 | 560.1997 | 4.6734 | 94.5143 | 70.4542 | 215.648 | 504.6141 | 0.2652 | 81.4203 | 98.6659 | 109.3406 | 77.0462 | 91.8626 | 0.061656 | 158.8794 | 162.0767
1f37113 | UGI | 1 | 10m_138032_419x226x576.dat | 0.0990;0.0990;0.2425 | 419;226;576 | (0.4286;75.7905;44.0066) | 80 | 7.702 | 57 | 88.958 | 60 | EZpaque | [5] | [0] | 0 | 5 | 75 | normal | none | 6.3911 | 8.0682 | 51.5646 | 28.4268 | 35.8868 | 1020.1442 | 3.5542e-16 | 107.4867 | 132.2377 | 503.2911 | 10.9119 | 488.3791 | 40.0371 | 0.46261 | 518.9345 | 39.3027 | 126.7878 | 123.7295 | 537.1664 | 472.8201 | 684.2597 | 64.7346 | 805.5808 | 12.4844 | 179.1765 | 144.0069 | 436.2437 | 760.3105 | 0.65351 | 155.4672 | 193.859 | 161.8589 | 120.1878 | 108.8323 | 0.2932 | 278.686 | 262.2862
1f37113 | UGI | 1 | 10m_138032_419x226x576.dat | 0.0990;0.0990;0.2425 | 419;226;576 | (0.4286;75.7905;44.0066) | 80 | 8.502 | 60 | 88.958 | 60 | EZpaque | [5] | [0] | 0 | 5 | 75 | normal | none | 6.3911 | 8.0682 | 51.5646 | 28.4268 | 35.8868 | 1020.1442 | 3.4663e-16 | 113.4619 | 141.7777 | 517.2704 | 11.9748 | 511.2985 | 45.0542 | 0.1765 | 544.2734 | 43.0174 | 138.5811 | 133.2209 | 558.8135 | 497.7393 | 702.1664 | 70.2282 | 825.9593 | 13.8809 | 188.6609 | 152.9482 | 462.3987 | 782.512 | 0.85715 | 164.8683 | 205.635 | 166.6077 | 124.223 | 110.1806 | 0.3592 | 291.702 | 273.1321
1f37113 | UGI | 2 | 10m_138032_419x226x576.dat | 0.0990;0.0990;0.2425 | 419;226;576 | (0.4286;75.7905;52.3320) | 110 | 3.9 | 52 | 88.958 | 60 | EZpaque | [5] | [0] | 0 | 5 | 75 | normal | none | 6.3911 | 3.4921 | 22.318 | 28.4268 | 15.5324 | 441.5351 | 9.3158e-16 | 1.5093 | 77.4235 | 3.2531 | 0.19238 | 329.9135 | 0.70212 | 0 | 9.3533 | 0.62378 | 56.2648 | 1.8284 | 21.5484 | 117.6284 | 518.6364 | 0.85323 | 590.1817 | 0.22423 | 1.9286 | 1.535 | 48.3041 | 644.101 | 0.025304 | 40.9918 | 46.3455 | 61.5999 | 32.4097 | 35.5854 | 0.011125 | 111.6506 | 59.5393
1f37113 | UGI | 2 | 10m_138032_419x226x576.dat | 0.0990;0.0990;0.2425 | 419;226;576 | (0.4286;75.7905;52.3320) | 110 | 7.85 | 62 | 88.958 | 60 | EZpaque | [5] | [0] | 0 | 5 | 75 | normal | none | 6.3911 | 3.4921 | 22.318 | 28.4268 | 15.5324 | 441.5351 | 7.4403e-16 | 2.7578 | 119.2701 | 5.0858 | 0.35352 | 457.0944 | 1.4907 | 0.0056171 | 15.3167 | 1.1021 | 83.028 | 3.2109 | 32.7489 | 154.2688 | 640.4079 | 1.6128 | 730.5392 | 0.39731 | 3.3343 | 2.6236 | 71.2637 | 774.5834 | 0.034961 | 59.8989 | 68.5829 | 79.1127 | 42.0041 | 39.1926 | 0.0035644 | 147.9638 | 76.7012
1f37113 | UGI | 2 | 10m_138032_419x226x576.dat | 0.0990;0.0990;0.2425 | 419;226;576 | (0.4286;75.7905;52.3320) | 110 | 9.9905 | 69 | 88.958 | 60 | EZpaque | [5] | [0] | 0 | 5 | 75 | normal | none | 6.3911 | 3.4921 | 22.318 | 28.4268 | 15.5324 | 441.5351 | 7.1941e-16 | 3.0892 | 135.6572 | 6.0142 | 0.47599 | 501.7314 | 1.9719 | 0.042671 | 17.9342 | 1.3855 | 93.859 | 3.9926 | 36.8136 | 163.8012 | 675.3879 | 1.9987 | 763.78 | 0.51388 | 4.0553 | 3.2431 | 78.7341 | 792.6231 | 0.041378 | 67.281 | 76.9135 | 83.6608 | 44.8349 | 40.1738 | 0.01499 | 159.7136 | 81.412
1f37113 | UGI | 2 | 10m_138032_419x226x576.dat | 0.0990;0.0990;0.2425 | 419;226;576 | (0.4286;75.7905;52.3320) | 60 | 2.5 | 38 | 88.958 | 60 | EZpaque | [5] | [0] | 0 | 5 | 75 | normal | none | 6.3911 | 3.4921 | 22.318 | 28.4268 | 15.5324 | 441.5351 | 1.1639e-15 | 0.48335 | 41.4613 | 1.8632 | 0.0666 | 228.0732 | 0.19554 | 0.0012488 | 4.0554 | 0.17858 | 37.4824 | 0.57299 | 11.9858 | 86.9849 | 422.0364 | 0.256 | 480.4788 | 0.065683 | 0.70982 | 0.51993 | 28.9918 | 543.6554 | 0.0057571 | 24.9605 | 27.4014 | 48.1816 | 24.6567 | 32.7111 | 0 | 82.4744 | 45.6938
1f37113 | UGI | 2 | 10m_138032_419x226x576.dat | 0.0990;0.0990;0.2425 | 419;226;576 | (0.4286;75.7905;52.3320) | 60 | 5.7448 | 47 | 88.958 | 60 | EZpaque | [5] | [0] | 0 | 5 | 75 | normal | none | 6.3911 | 3.4921 | 22.318 | 28.4268 | 15.5324 | 441.5351 | 7.5572e-16 | 1.5099 | 94.0981 | 3.8171 | 0.17745 | 397.964 | 0.81948 | 0 | 10.9061 | 0.55765 | 69.732 | 1.7565 | 26.7149 | 142.3408 | 586.4858 | 0.82972 | 695.9177 | 0.19559 | 2.0919 | 1.5524 | 61.0476 | 770.3498 | 0.017816 | 48.4371 | 55.88 | 73.9602 | 38.451 | 38.3541 | 0.0014931 | 131.7568 | 70.9158
1f37113 | UGI | 2 | 10m_138032_419x226x576.dat | 0.0990;0.0990;0.2425 | 419;226;576 | (0.4286;75.7905;52.3320) | 60 | 6.3535 | 49 | 88.958 | 60 | EZpaque | [5] | [0] | 0 | 5 | 75 | normal | none | 6.3911 | 3.4921 | 22.318 | 28.4268 | 15.5324 | 441.5351 | 7.2157e-16 | 1.7524 | 103.2971 | 4.051 | 0.19722 | 422.7452 | 0.72629 | 0 | 12.2663 | 0.63746 | 74.6193 | 2.0626 | 29.2972 | 150.2419 | 611.5419 | 0.95468 | 722.453 | 0.23445 | 2.4343 | 1.7912 | 66.6824 | 796.486 | 0.031975 | 52.3017 | 60.7457 | 76.9697 | 40.3554 | 39.0563 | 0.012912 | 139.0486 | 74.4109
1f37113 | UGI | 2 | 10m_138032_419x226x576.dat | 0.0990;0.0990;0.2425 | 419;226;576 | (0.4286;75.7905;52.3320) | 80 | 2.9 | 44 | 88.958 | 60 | EZpaque | [5] | [0] | 0 | 5 | 75 | normal | none | 6.3911 | 3.4921 | 22.318 | 28.4268 | 15.5324 | 441.5351 | 1.0421e-15 | 0.84205 | 56.6524 | 2.6014 | 0.12742 | 271.8615 | 0.64795 | 0.056997 | 6.3653 | 0.33738 | 46.5542 | 1.074 | 16.1582 | 99.5418 | 460.965 | 0.51403 | 525.3654 | 0.12018 | 1.2302 | 0.90938 | 37.4877 | 585.4763 | 0.018444 | 31.5682 | 35.4711 | 54.103 | 27.904 | 33.9176 | 0 | 94.8024 | 51.5031
1f37113 | UGI | 2 | 10m_138032_419x226x576.dat | 0.0990;0.0990;0.2425 | 419;226;576 | (0.4286;75.7905;52.3320) | 80 | 7.702 | 57 | 88.958 | 60 | EZpaque | [5] | [0] | 0 | 5 | 75 | normal | none | 6.3911 | 3.4921 | 22.318 | 28.4268 | 15.5324 | 441.5351 | 6.9655e-16 | 2.264 | 120.9036 | 4.8134 | 0.30387 | 461.6292 | 1.3354 | 0.10634 | 15.3829 | 0.9752 | 87.3025 | 3.01 | 33.7676 | 159.284 | 652.6695 | 1.4761 | 749.9483 | 0.33762 | 3.3086 | 2.522 | 74.399 | 808.2352 | 0.052441 | 60.1751 | 70.0788 | 81.2385 | 43.0256 | 39.7917 | 0.0046179 | 150.4087 | 78.8779
1f37113 | UGI | 2 | 10m_138032_419x226x576.dat | 0.0990;0.0990;0.2425 | 419;226;576 | (0.4286;75.7905;52.3320) | 80 | 8.502 | 60 | 88.958 | 60 | EZpaque | [5] | [0] | 0 | 5 | 75 | normal | none | 6.3911 | 3.4921 | 22.318 | 28.4268 | 15.5324 | 441.5351 | 6.7932e-16 | 2.5562 | 129.1124 | 5.2879 | 0.34078 | 480.2136 | 1.6085 | 0.011384 | 16.88 | 1.1374 | 88.6221 | 3.3769 | 35.9225 | 163.4127 | 664.2498 | 1.6496 | 766.7784 | 0.38321 | 3.6448 | 2.8054 | 78.9242 | 818.0795 | 0.053683 | 63.763 | 74.4195 | 83.6908 | 44.4154 | 40.2472 | 0 | 155.304 | 81.1142
1f37113 | UGI | 3 | 10m_138032_419x226x576.dat | 0.0990;0.0990;0.2425 | 419;226;576 | (0.4286;75.7905;52.3320) | 110 | 3.9 | 52 | 88.958 | 60 | EZpaque | [5,133,110] | [30,30,100] | 0 | 10 | 75 | normal | none | 6.3911 | 3.4921 | 22.318 | 28.4268 | 15.5324 | 441.5351 | 9.3158e-16 | 1.3313 | 76.3329 | 2.8237 | 0.17948 | 323.1615 | 0.59942 | 0 | 8.3172 | 0.55695 | 53.33 | 1.5843 | 19.6527 | 1175.1035 | 1156.6402 | 0.7538 | 564.8268 | 0.20419 | 1.8015 | 1.4311 | 43.2922 | 630.4253 | 0.024878 | 39.8566 | 45.0383 | 59.6555 | 31.3991 | 35.1789 | 0.011125 | 240.3064 | 116.0093
1f37113 | UGI | 3 | 10m_138032_419x226x576.dat | 0.0990;0.0990;0.2425 | 419;226;576 | (0.4286;75.7905;52.3320) | 110 | 7.85 | 62 | 88.958 | 60 | EZpaque | [5,133,110] | [30,30,100] | 0 | 10 | 75 | normal | none | 6.3911 | 3.4921 | 22.318 | 28.4268 | 15.5324 | 441.5351 | 7.4403e-16 | 2.3998 | 117.3992 | 4.5454 | 0.31918 | 447.0947 | 1.2371 | 0.0056171 | 13.5372 | 0.9897 | 79.2526 | 2.7828 | 29.8121 | 1865.6611 | 1693.4897 | 1.4388 | 695.527 | 0.35782 | 3.1227 | 2.4057 | 63.6792 | 756.4254 | 0.032234 | 58.0885 | 66.4823 | 76.6301 | 40.591 | 38.6004 | 0.0035644 | 357.9882 | 168.5557
1f37113 | UGI | 3 | 10m_138032_419x226x576.dat | 0.0990;0.0990;0.2425 | 419;226;576 | (0.4286;75.7905;52.3320) | 110 | 9.9905 | 69 | 88.958 | 60 | EZpaque | [5,133,110] | [30,30,100] | 0 | 10 | 75 | normal | none | 6.3911 | 3.4921 | 22.318 | 28.4268 | 15.5324 | 441.5351 | 7.1941e-16 | 2.704 | 133.4443 | 5.4239 | 0.4389 | 490.7641 | 1.6971 | 0.042671 | 15.8116 | 1.2351 | 90.6397 | 3.4562 | 33.4705 | 2177.4825 | 1879.877 | 1.7656 | 728.3064 | 0.45939 | 3.7781 | 2.9406 | 70.2633 | 774.1774 | 0.038953 | 65.1985 | 74.4908 | 80.9914 | 43.322 | 39.5088 | 0.01499 | 404.361 | 189.3871
1f37113 | UGI | 3 | 10m_138032_419x226x576.dat | 0.0990;0.0990;0.2425 | 419;226;576 | (0.4286;75.7905;52.3320) | 60 | 2.5 | 38 | 88.958 | 60 | EZpaque | [5,133,110] | [30,30,100] | 0 | 10 | 75 | normal | none | 6.3911 | 3.4921 | 22.318 | 28.4268 | 15.5324 | 441.5351 | 1.1639e-15 | 0.44043 | 41.0884 | 1.8353 | 0.062934 | 224.2068 | 0.16431 | 0.0012488 | 3.6842 | 0.16463 | 35.971 | 0.50314 | 11.0458 | 563.5715 | 704.11 | 0.24101 | 461.6453 | 0.061679 | 0.67554 | 0.48231 | 26.3627 | 534.5909 | 0.0053887 | 24.4226 | 26.8024 | 46.6026 | 23.9836 | 32.488 | 0 | 139.8261 | 70.8882
1f37113 | UGI | 3 | 10m_138032_419x226x576.dat | 0.0990;0.0990;0.2425 | 419;226;576 | (0.4286;75.7905;52.3320) | 60 | 5.7448 | 47 | 88.958 | 60 | EZpaque | [5,133,110] | [30,30,100] | 0 | 10 | 75 | normal | none | 6.3911 | 3.4921 | 22.318 | 28.4268 | 15.5324 | 441.5351 | 7.5572e-16 | 1.2943 | 92.9205 | 3.4687 | 0.16454 | 390.2495 | 0.65098 | 0 | 9.7611 | 0.50376 | 67.9232 | 1.5205 | 24.4667 | 1306.7908 | 1392.444 | 0.73953 | 661.8707 | 0.18586 | 1.9774 | 1.4533 | 54.7503 | 753.8888 | 0.014661 | 47.1103 | 54.3475 | 71.4763 | 37.1768 | 37.8647 | 0.0014931 | 281.2376 | 133.9068
1f37113 | UGI | 3 | 10m_138032_419x226x576.dat | 0.0990;0.0990;0.2425 | 419;226;576 | (0.4286;75.7905;52.3320) | 60 | 6.3535 | 49 | 88.958 | 60 | EZpaque | [5,133,110] | [30,30,100] | 0 | 10 | 75 | normal | none | 6.3911 | 3.4921 | 22.318 | 28.4268 | 15.5324 | 441.5351 | 7.2157e-16 | 1.5816 | 101.9237 | 3.5852 | 0.18227 | 413.9865 | 0.59944 | 0 | 10.9235 | 0.57374 | 71.7852 | 1.7847 | 26.768 | 1461.6749 | 1519.7428 | 0.87631 | 686.4065 | 0.21653 | 2.2824 | 1.6504 | 59.444 | 777.9847 | 0.031975 | 50.8058 | 59.0063 | 74.4411 | 38.9828 | 38.527 | 0.012912 | 307.4482 | 145.3705
1f37113 | UGI | 3 | 10m_138032_419x226x576.dat | 0.0990;0.0990;0.2425 | 419;226;576 | (0.4286;75.7905;52.3320) | 80 | 2.9 | 44 | 88.958 | 60 | EZpaque | [5,133,110] | [30,30,100] | 0 | 10 | 75 | normal | none | 6.3911 | 3.4921 | 22.318 | 28.4268 | 15.5324 | 441.5351 | 1.0421e-15 | 0.74108 | 55.9653 | 2.4147 | 0.12046 | 266.6028 | 0.55242 | 0.056997 | 5.703 | 0.30515 | 44.6177 | 0.93269 | 14.7897 | 823.5686 | 910.0883 | 0.46076 | 503.4956 | 0.11131 | 1.1533 | 0.84732 | 33.6166 | 574.4022 | 0.018671 | 30.7676 | 34.5558 | 52.3818 | 27.0821 | 33.6082 | 0 | 183.6696 | 90.1508
1f37113 | UGI | 3 | 10m_138032_419x226x576.dat | 0.0990;0.0990;0.2425 | 419;226;576 | (0.4286;75.7905;52.3320) | 80 | 7.702 | 57 | 88.958 | 60 | EZpaque | [5,133,110] | [30,30,100] | 0 | 10 | 75 | normal | none | 6.3911 | 3.4921 | 22.318 | 28.4268 | 15.5324 | 441.5351 | 6.9655e-16 | 2.0099 | 119.0043 | 4.3893 | 0.28351 | 451.2352 | 1.161 | 0.099406 | 13.6058 | 0.87083 | 81.5126 | 2.5899 | 30.6451 | 1876.091 | 1769.2796 | 1.309 | 712.0044 | 0.31026 | 3.1031 | 2.3042 | 66.3408 | 788.7679 | 0.052573 | 58.2995 | 67.8813 | 78.58 | 41.5025 | 39.1696 | 0.0046179 | 365.6327 | 171.4751
1f37113 | UGI | 3 | 10m_138032_419x226x576.dat | 0.0990;0.0990;0.2425 | 419;226;576 | (0.4286;75.7905;52.3320) | 80 | 8.502 | 60 | 88.958 | 60 | EZpaque | [5,133,110] | [30,30,100] | 0 | 10 | 75 | normal | none | 6.3911 | 3.4921 | 22.318 | 28.4268 | 15.5324 | 441.5351 | 6.7932e-16 | 2.2393 | 127.0088 | 4.6673 | 0.31788 | 469.5117 | 1.3645 | 0.011384 | 14.853 | 1.0113 | 82.5131 | 2.91 | 32.5633 | 2044.389 | 1872.8947 | 1.4501 | 727.8425 | 0.34808 | 3.4228 | 2.5855 | 70.0021 | 798.2656 | 0.047204 | 61.7326 | 72.0287 | 80.987 | 42.8385 | 39.5951 | 0 | 390.081 | 182.5238
1f37113 | UGI | 4 | 10m_138032_419x226x576.dat | 0.0990;0.0990;0.2425 | 419;226;576 | (0.4286;75.7905;41.8539) | 110 | 3.9 | 52 | 88.958 | 60 | EZpaque | [5,133,110,73] | [10,10,100,10] | 1 | 10 | 75 | normal | none | 6.3911 | 7.9684 | 50.9263 | 28.4268 | 35.4426 | 1007.517 | 4.8243e-16 | 129.4511 | 35.1139 | 434.7993 | 7.8631 | 169.4051 | 38.0864 | 0.17814 | 358.1664 | 34.8548 | 24.6917 | 112.0226 | 380.0763 | 3599.2827 | 783.4306 | 46.7695 | 591.7549 | 9.0921 | 309.1436 | 172.1889 | 282.2174 | 518.3141 | 0.44921 | 99.4561 | 120.4884 | 124.1546 | 89.4701 | 97.1341 | 0.17539 | 448.0669 | 362.756
1f37113 | UGI | 4 | 10m_138032_419x226x576.dat | 0.0990;0.0990;0.2425 | 419;226;576 | (0.4286;75.7905;41.8539) | 110 | 7.85 | 62 | 88.958 | 60 | EZpaque | [5,133,110,73] | [10,10,100,10] | 1 | 10 | 75 | normal | none | 6.3911 | 7.9684 | 50.9263 | 28.4268 | 35.4426 | 1007.517 | 3.8528e-16 | 197.356 | 56.4909 | 515.4646 | 13.3997 | 238.7359 | 62.1542 | 0.42893 | 522.8617 | 55.6629 | 37.209 | 174.0666 | 525.1457 | 5999.7375 | 1075.1303 | 75.778 | 729.8781 | 15.5742 | 408.2189 | 245.8527 | 423.662 | 667.6642 | 1.0076 | 144.9122 | 176.7846 | 157.916 | 115.9911 | 107.6233 | 0.45771 | 704.9369 | 542.4065
1f37113 | UGI | 4 | 10m_138032_419x226x576.dat | 0.0990;0.0990;0.2425 | 419;226;576 | (0.4286;75.7905;41.8539) | 110 | 9.9905 | 69 | 88.958 | 60 | EZpaque | [5,133,110,73] | [10,10,100,10] | 1 | 10 | 75 | normal | none | 6.3911 | 7.9684 | 50.9263 | 28.4268 | 35.4426 | 1007.517 | 3.7253e-16 | 226.7201 | 65.8329 | 546.849 | 16.1902 | 264.2227 | 77.4506 | 0.67339 | 576.3765 | 64.8155 | 37.465 | 199.3213 | 568.0551 | 7185.1109 | 1164.5103 | 89.1703 | 764.4934 | 19.0066 | 429.4907 | 269.6396 | 473.8356 | 703.2373 | 1.1837 | 162.8163 | 197.0314 | 167.6427 | 123.4979 | 109.8562 | 0.62421 | 821.4 | 621.1742
1f37113 | UGI | 4 | 10m_138032_419x226x576.dat | 0.0990;0.0990;0.2425 | 419;226;576 | (0.4286;75.7905;41.8539) | 60 | 2.5 | 38 | 88.958 | 60 | EZpaque | [5,133,110,73] | [10,10,100,10] | 1 | 10 | 75 | normal | none | 6.3911 | 7.9684 | 50.9263 | 28.4268 | 35.4426 | 1007.517 | 6.0278e-16 | 76.8185 | 16.5675 | 366.8145 | 3.1504 | 111.1094 | 15.8874 | 0.0981 | 223.2474 | 16.6494 | 11.2911 | 58.6678 | 262.1668 | 1455.8942 | 544.5564 | 20.9478 | 486.4759 | 3.2517 | 229.5349 | 110.5387 | 163.7435 | 405.7671 | 0.093516 | 61.0535 | 72.8472 | 97.0933 | 68.0848 | 89.1652 | 0 | 223.4724 | 206.7389
1f37113 | UGI | 4 | 10m_138032_419x226x576.dat | 0.0990;0.0990;0.2425 | 419;226;576 | (0.4286;75.7905;41.8539) | 60 | 5.7448 | 47 | 88.958 | 60 | EZpaque | [5,133,110,73] | [10,10,100,10] | 1 | 10 | 75 | normal | none | 6.3911 | 7.9684 | 50.9263 | 28.4268 | 35.4426 | 1007.517 | 3.9138e-16 | 161.6951 | 40.9373 | 469.2898 | 8.5286 | 201.733 | 39.4656 | 0.076317 | 452.8096 | 40.8556 | 21.8837 | 134.0799 | 473.8122 | 3813.1869 | 924.1689 | 52.8107 | 692.4496 | 9.2223 | 391.3346 | 215.8702 | 352.4464 | 633.7085 | 0.41326 | 116.9736 | 146.6618 | 145.1099 | 106.9199 | 105.6535 | 0.02864 | 499.4587 | 407.1906
1f37113 | UGI | 4 | 10m_138032_419x226x576.dat | 0.0990;0.0990;0.2425 | 419;226;576 | (0.4286;75.7905;41.8539) | 60 | 6.3535 | 49 | 88.958 | 60 | EZpaque | [5,133,110,73] | [10,10,100,10] | 1 | 10 | 75 | normal | none | 6.3911 | 7.9684 | 50.9263 | 28.4268 | 35.4426 | 1007.517 | 3.737e-16 | 177.3557 | 45.5987 | 484.5927 | 9.7218 | 216.5428 | 46.3345 | 0.20476 | 487.8842 | 45.3819 | 30.1476 | 147.2724 | 503.1373 | 4341.238 | 989.7637 | 59.7225 | 717.6971 | 10.6426 | 412.0202 | 232.133 | 382.2901 | 661.3143 | 0.48358 | 126.0874 | 158.9831 | 151.4961 | 112.1151 | 107.6474 | 0.044202 | 555.9009 | 445.7167
1f37113 | UGI | 4 | 10m_138032_419x226x576.dat | 0.0990;0.0990;0.2425 | 419;226;576 | (0.4286;75.7905;41.8539) | 80 | 2.9 | 44 | 88.958 | 60 | EZpaque | [5,133,110,73] | [10,10,100,10] | 1 | 10 | 75 | normal | none | 6.3911 | 7.9684 | 50.9263 | 28.4268 | 35.4426 | 1007.517 | 5.3967e-16 | 99.9885 | 24.2981 | 392.3308 | 5.0983 | 136.2605 | 24.3185 | 0.064978 | 281.3375 | 24.0794 | 12.7048 | 80.8676 | 311.7448 | 2347.5365 | 643.298 | 31.4821 | 529.3399 | 5.57 | 264.3457 | 137.6187 | 213.7594 | 454.4611 | 0.32199 | 76.7619 | 93.2828 | 107.927 | 77.0227 | 92.5251 | 0.013543 | 317.1757 | 271.6148
1f37113 | UGI | 4 | 10m_138032_419x226x576.dat | 0.0990;0.0990;0.2425 | 419;226;576 | (0.4286;75.7905;41.8539) | 80 | 7.702 | 57 | 88.958 | 60 | EZpaque | [5,133,110,73] | [10,10,100,10] | 1 | 10 | 75 | normal | none | 6.3911 | 7.9684 | 50.9263 | 28.4268 | 35.4426 | 1007.517 | 3.607e-16 | 199.7151 | 56.2325 | 512.4775 | 12.73 | 242.435 | 62.8197 | 0.1302 | 538.0668 | 55.8832 | 30.1055 | 174.3671 | 542.1422 | 5892.1748 | 1123.3752 | 74.6024 | 746.7728 | 14.7694 | 429.8047 | 255.5484 | 431.1631 | 687.1385 | 0.85753 | 144.8208 | 181.4696 | 160.4807 | 119.0316 | 109.4665 | 0.0036371 | 703.2451 | 541.647
1f37113 | UGI | 4 | 10m_138032_419x226x576.dat | 0.0990;0.0990;0.2425 | 419;226;576 | (0.4286;75.7905;41.8539) | 80 | 8.502 | 60 | 88.958 | 60 | EZpaque | [5,133,110,73] | [10,10,100,10] | 1 | 10 | 75 | normal | none | 6.3911 | 7.9684 | 50.9263 | 28.4268 | 35.4426 | 1007.517 | 3.5177e-16 | 212.8207 | 60.8928 | 525.8046 | 14.0227 | 253.7201 | 68.1931 | 0.13398 | 564.5804 | 60.5232 | 30.9212 | 186.6953 | 563.7844 | 6510.3002 | 1172.5136 | 81.415 | 765.1401 | 16.4288 | 442.7664 | 266.9988 | 455.5305 | 705.9245 | 0.82603 | 153.399 | 192.2161 | 165.3471 | 122.8114 | 110.7014 | 0.087689 | 763.1972 | 581.9149
1f37113 | UGI | 5 | 10m_138032_419x226x576.dat | 0.0990;0.0990;0.2425 | 419;226;576 | (-0.3113;71.2860;40.7404) | 110 | 3.9 | 52 | 86.78 | 60 | EZpaque | [110,73] | [100,60] | 1 | 10 | 75 | normal | none | 5.6937 | 7.9631 | 45.3391 | 24.7048 | 34.5518 | 853.5948 | 5.2387e-16 | 238.418 | 20.5013 | 54.3456 | 6.6881 | 92.7959 | 69.0553 | 0.18528 | 272.6822 | 50.7302 | 11.6243 | 211.0257 | 569.3971 | 5688.0532 | 81.7894 | 47.0708 | 497.9671 | 10.3291 | 303.9304 | 127.9841 | 265.8675 | 276.7863 | 0.75374 | 158.3554 | 180.233 | 125.8944 | 102.5317 | 84.4532 | 0.58278 | 548.3283 | 430.7229
1f37113 | UGI | 5 | 10m_138032_419x226x576.dat | 0.0990;0.0990;0.2425 | 419;226;576 | (-0.3113;71.2860;40.7404) | 110 | 7.85 | 62 | 86.78 | 60 | EZpaque | [110,73] | [100,60] | 1 | 10 | 75 | normal | none | 5.6937 | 7.9631 | 45.3391 | 24.7048 | 34.5518 | 853.5948 | 4.1839e-16 | 335.7371 | 33.4853 | 90.9193 | 11.7043 | 140.0406 | 110.0186 | 0.37921 | 421.6133 | 79.4469 | 20.9518 | 312.6487 | 792.915 | 9624.2072 | 130.9081 | 76.1294 | 631.6551 | 17.8794 | 403.2334 | 190.5028 | 419.8924 | 424.6726 | 0.98847 | 225.3928 | 258.8447 | 166.244 | 133.9315 | 93.9201 | 0.31609 | 906.0404 | 690.807
1f37113 | UGI | 5 | 10m_138032_419x226x576.dat | 0.0990;0.0990;0.2425 | 419;226;576 | (-0.3113;71.2860;40.7404) | 110 | 9.9905 | 69 | 86.78 | 60 | EZpaque | [110,73] | [100,60] | 1 | 10 | 75 | normal | none | 5.6937 | 7.9631 | 45.3391 | 24.7048 | 34.5518 | 853.5948 | 4.0455e-16 | 362.6524 | 39.3428 | 112.0166 | 14.6037 | 158.1694 | 127.9999 | 0.25564 | 479.2272 | 90.8769 | 20.7385 | 349.8974 | 857.1806 | 11531.9063 | 156.0189 | 89.2924 | 668.0062 | 21.7231 | 428.3555 | 214.3359 | 481.7238 | 477.0766 | 1.4147 | 249.3249 | 284.2847 | 179.0532 | 142.5922 | 96.1786 | 0.65248 | 1073.718 | 807.852
1f37113 | UGI | 5 | 10m_138032_419x226x576.dat | 0.0990;0.0990;0.2425 | 419;226;576 | (-0.3113;71.2860;40.7404) | 60 | 2.5 | 38 | 86.78 | 60 | EZpaque | [110,73] | [100,60] | 1 | 10 | 75 | normal | none | 5.6937 | 7.9631 | 45.3391 | 24.7048 | 34.5518 | 853.5948 | 6.5453e-16 | 160.114 | 9.1613 | 22.2968 | 2.3029 | 53.9819 | 31.8593 | 0.038954 | 146.4676 | 26.0521 | 5.1194 | 125.3304 | 387.9556 | 2130.8298 | 38.7635 | 20.8011 | 392.432 | 3.7121 | 224.8776 | 74.8334 | 134.9999 | 157.3792 | 0.1175 | 102.5071 | 114.5529 | 92.4484 | 77.3073 | 76.981 | 0 | 228.2775 | 200.6615
1f37113 | UGI | 5 | 10m_138032_419x226x576.dat | 0.0990;0.0990;0.2425 | 419;226;576 | (-0.3113;71.2860;40.7404) | 60 | 5.7448 | 47 | 86.78 | 60 | EZpaque | [110,73] | [100,60] | 1 | 10 | 75 | normal | none | 5.6937 | 7.9631 | 45.3391 | 24.7048 | 34.5518 | 853.5948 | 4.2499e-16 | 297.8635 | 23.5159 | 58.1303 | 6.8432 | 111.7994 | 83.4837 | 0.094154 | 331.77 | 61.688 | 7.2003 | 257.957 | 715.9878 | 6106.9201 | 96.0745 | 54.102 | 593.68 | 10.7806 | 379.5825 | 156.1766 | 317.558 | 347.3702 | 0.46558 | 190.3413 | 223.7746 | 150.1923 | 123.8576 | 92.0812 | 0.10889 | 603.6321 | 485.5799
1f37113 | UGI | 5 | 10m_138032_419x226x576.dat | 0.0990;0.0990;0.2425 | 419;226;576 | (-0.3113;71.2860;40.7404) | 60 | 6.3535 | 49 | 86.78 | 60 | EZpaque | [110,73] | [100,60] | 1 | 10 | 75 | normal | none | 5.6937 | 7.9631 | 45.3391 | 24.7048 | 34.5518 | 853.5948 | 4.0579e-16 | 319.1273 | 26.442 | 66.5362 | 7.9368 | 121.3817 | 94.9644 | 0.067337 | 364.0762 | 68.0813 | 17.9182 | 279.4028 | 760.8291 | 7031.6441 | 104.5678 | 60.3015 | 617.1602 | 12.4543 | 398.8476 | 169.2484 | 351.6069 | 373.2188 | 0.66026 | 203.7333 | 241.108 | 157.9839 | 130.0458 | 93.8859 | 0.35863 | 686.5786 | 544.5719
1f37113 | UGI | 5 | 10m_138032_419x226x576.dat | 0.0990;0.0990;0.2425 | 419;226;576 | (-0.3113;71.2860;40.7404) | 80 | 2.9 | 44 | 86.78 | 60 | EZpaque | [110,73] | [100,60] | 1 | 10 | 75 | normal | none | 5.6937 | 7.9631 | 45.3391 | 24.7048 | 34.5518 | 853.5948 | 5.8601e-16 | 194.3979 | 13.9005 | 34.6988 | 4.0825 | 69.4368 | 47.8674 | 0.24117 | 200.0121 | 36.7465 | 7.0717 | 161.2588 | 464.5789 | 3646.4967 | 54.0789 | 31.3781 | 434.9722 | 6.3737 | 258.5601 | 97.4618 | 189.8247 | 210.4385 | 0.28655 | 125.6133 | 143.1409 | 106.7034 | 87.9823 | 80.3322 | 0.11339 | 364.1904 | 298.3571
1f37113 | UGI | 5 | 10m_138032_419x226x576.dat | 0.0990;0.0990;0.2425 | 419;226;576 | (-0.3113;71.2860;40.7404) | 80 | 7.702 | 57 | 86.78 | 60 | EZpaque | [110,73] | [100,60] | 1 | 10 | 75 | normal | none | 5.6937 | 7.9631 | 45.3391 | 24.7048 | 34.5518 | 853.5948 | 3.9169e-16 | 350.9915 | 33.3324 | 84.7327 | 11.0457 | 139.4571 | 112.1906 | 0.39375 | 425.0806 | 80.9976 | 20.4853 | 317.6999 | 819.295 | 9611.1621 | 126.1787 | 75.5112 | 645.4588 | 17.0813 | 419.0299 | 192.8641 | 418.6214 | 427.6592 | 0.92057 | 228.2271 | 269.0306 | 170.5145 | 137.9675 | 95.6428 | 0.45909 | 906.8145 | 693.9213
1f37113 | UGI | 5 | 10m_138032_419x226x576.dat | 0.0990;0.0990;0.2425 | 419;226;576 | (-0.3113;71.2860;40.7404) | 80 | 8.502 | 60 | 86.78 | 60 | EZpaque | [110,73] | [100,60] | 1 | 10 | 75 | normal | none | 5.6937 | 7.9631 | 45.3391 | 24.7048 | 34.5518 | 853.5948 | 3.8199e-16 | 364.7177 | 36.3278 | 92.7842 | 12.3073 | 149.2877 | 123.5307 | 0.47098 | 454.2479 | 87.1034 | 21.476 | 336.1047 | 851.6624 | 10641.2642 | 139.9865 | 82.9568 | 662.8375 | 18.972 | 431.6297 | 204.1628 | 448.3054 | 456.5777 | 0.94923 | 239.9654 | 283.0849 | 176.1149 | 142.4073 | 96.9677 | 0.76242 | 996.921 | 755.9621
1f37113 | UGI | 6 | 10m_138032_419x226x576.dat | 0.0990;0.0990;0.2425 | 419;226;576 | (0.7727;75.6915;21.1656) | 110 | 3.9 | 52 | 89.156 | 60 | EZpaque | [73,75] | [100,10] | 1 | 10 | 75 | normal | none | 6.5047 | 6.1928 | 40.2825 | 28.9968 | 27.6062 | 800.4937 | 6.1917e-16 | 302.7132 | 0.36714 | 36.218 | 392.2367 | 0.80432 | 749.1841 | 3.2964 | 79.5133 | 436.3121 | 0.61298 | 641.1357 | 59.4525 | 59.8336 | 1.8893 | 199.2032 | 1.9452 | 311.8545 | 45.4369 | 99.642 | 16.0926 | 5.5339 | 17.7916 | 69.246 | 76.6686 | 223.7933 | 63.0938 | 95.7009 | 6.1342 | 164.567 | 129.5458
1f37113 | UGI | 6 | 10m_138032_419x226x576.dat | 0.0990;0.0990;0.2425 | 419;226;576 | (0.7727;75.6915;21.1656) | 110 | 7.85 | 62 | 89.156 | 60 | EZpaque | [73,75] | [100,10] | 1 | 10 | 75 | normal | none | 6.5047 | 6.1928 | 40.2825 | 28.9968 | 27.6062 | 800.4937 | 4.9448e-16 | 446.6308 | 0.67107 | 55.4744 | 496.5418 | 1.3684 | 1024.3893 | 5.0815 | 125.5117 | 598.2649 | 0.54668 | 850.4894 | 89.9956 | 96.5681 | 3.1526 | 311.6405 | 3.3534 | 443.2333 | 76.4662 | 159.9013 | 27.5724 | 9.2449 | 30.4037 | 102.6082 | 116.0502 | 281.4411 | 81.0359 | 105.625 | 11.72 | 231.5896 | 178.4651
1f37113 | UGI | 6 | 10m_138032_419x226x576.dat | 0.0990;0.0990;0.2425 | 419;226;576 | (0.7727;75.6915;21.1656) | 110 | 9.9905 | 69 | 89.156 | 60 | EZpaque | [73,75] | [100,10] | 1 | 10 | 75 | normal | none | 6.5047 | 6.1928 | 40.2825 | 28.9968 | 27.6062 | 800.4937 | 4.781e-16 | 499.2499 | 0.8619 | 65.6686 | 521.7348 | 1.8766 | 1094.0242 | 6.2619 | 144.5626 | 643.2791 | 0.28212 | 901.6993 | 101.1468 | 109.6681 | 3.5788 | 357.9606 | 4.0822 | 490.8206 | 93.4308 | 187.1397 | 32.9975 | 11.4136 | 36.2709 | 116.7692 | 131.9821 | 297.2391 | 86.2616 | 107.4265 | 14.199 | 252.8287 | 194.7411
1f37113 | UGI | 6 | 10m_138032_419x226x576.dat | 0.0990;0.0990;0.2425 | 419;226;576 | (0.7727;75.6915;21.1656) | 60 | 2.5 | 38 | 89.156 | 60 | EZpaque | [73,75] | [100,10] | 1 | 10 | 75 | normal | none | 6.5047 | 6.1928 | 40.2825 | 28.9968 | 27.6062 | 800.4937 | 7.7364e-16 | 181.7767 | 0.092287 | 20.4087 | 309.0837 | 0.25359 | 525.4501 | 1.2692 | 39.8402 | 305.8264 | 0.51379 | 475.3106 | 33.4199 | 27.1482 | 0.56975 | 102.1235 | 0.70765 | 201.424 | 16.9717 | 47.0515 | 6.408 | 1.6115 | 6.7058 | 40.6695 | 42.7464 | 177.893 | 48.6481 | 88.1796 | 2.1227 | 109.1011 | 89.018
1f37113 | UGI | 6 | 10m_138032_419x226x576.dat | 0.0990;0.0990;0.2425 | 419;226;576 | (0.7727;75.6915;21.1656) | 60 | 5.7448 | 47 | 89.156 | 60 | EZpaque | [73,75] | [100,10] | 1 | 10 | 75 | normal | none | 6.5047 | 6.1928 | 40.2825 | 28.9968 | 27.6062 | 800.4937 | 5.0234e-16 | 371.3634 | 0.27587 | 42.8596 | 472.6697 | 0.74285 | 951.7495 | 2.5148 | 95.8 | 544.9318 | 0.35494 | 800.1185 | 73.3709 | 68.6908 | 2.1581 | 237.2506 | 1.9341 | 374.7277 | 48.3698 | 116.7361 | 17.8868 | 5.8913 | 19.0246 | 79.6176 | 90.52 | 264.2017 | 74.575 | 104.2352 | 5.7354 | 202.7561 | 156.481
1f37113 | UGI | 6 | 10m_138032_419x226x576.dat | 0.0990;0.0990;0.2425 | 419;226;576 | (0.7727;75.6915;21.1656) | 60 | 6.3535 | 49 | 89.156 | 60 | EZpaque | [73,75] | [100,10] | 1 | 10 | 75 | normal | none | 6.5047 | 6.1928 | 40.2825 | 28.9968 | 27.6062 | 800.4937 | 4.7963e-16 | 397.5527 | 0.33119 | 46.8711 | 492.1039 | 0.87575 | 1010.2276 | 3.7016 | 106.2267 | 577.398 | 0.48864 | 841.3698 | 80.2298 | 76.7355 | 2.4558 | 261.8869 | 2.2373 | 401.243 | 55.2858 | 130.0386 | 20.2102 | 6.4949 | 21.3517 | 86.3773 | 99.1495 | 275.4339 | 78.0835 | 106.2072 | 6.5846 | 216.5036 | 166.4684
1f37113 | UGI | 6 | 10m_138032_419x226x576.dat | 0.0990;0.0990;0.2425 | 419;226;576 | (0.7727;75.6915;21.1656) | 80 | 2.9 | 44 | 89.156 | 60 | EZpaque | [73,75] | [100,10] | 1 | 10 | 75 | normal | none | 6.5047 | 6.1928 | 40.2825 | 28.9968 | 27.6062 | 800.4937 | 6.9265e-16 | 232.512 | 0.18914 | 27.451 | 343.5633 | 0.31098 | 616.413 | 1.523 | 56.6547 | 361.6965 | 0.0057911 | 546.0747 | 44.5779 | 41.6067 | 1.355 | 142.9649 | 1.1444 | 247.4545 | 28.0646 | 68.6679 | 10.2779 | 3.2347 | 11.2596 | 52.2968 | 57.1053 | 196.7662 | 54.6737 | 91.3932 | 3.6754 | 132.2475 | 105.9637
1f37113 | UGI | 6 | 10m_138032_419x226x576.dat | 0.0990;0.0990;0.2425 | 419;226;576 | (0.7727;75.6915;21.1656) | 80 | 7.702 | 57 | 89.156 | 60 | EZpaque | [73,75] | [100,10] | 1 | 10 | 75 | normal | none | 6.5047 | 6.1928 | 40.2825 | 28.9968 | 27.6062 | 800.4937 | 4.6295e-16 | 455.0375 | 0.56507 | 54.7639 | 512.1062 | 1.3206 | 1056.7429 | 6.0721 | 126.4951 | 618.7266 | 0.2009 | 884.284 | 92.6492 | 96.3774 | 2.8923 | 312.5818 | 3.2749 | 450.2422 | 73.6558 | 159.099 | 26.3851 | 9.6092 | 29.6489 | 101.6426 | 117.4592 | 288.0401 | 82.9181 | 107.5842 | 10.8577 | 236.8997 | 182.4307
1f37113 | UGI | 6 | 10m_138032_419x226x576.dat | 0.0990;0.0990;0.2425 | 419;226;576 | (0.7727;75.6915;21.1656) | 80 | 8.502 | 60 | 89.156 | 60 | EZpaque | [73,75] | [100,10] | 1 | 10 | 75 | normal | none | 6.5047 | 6.1928 | 40.2825 | 28.9968 | 27.6062 | 800.4937 | 4.5148e-16 | 482.7448 | 0.64036 | 59.0191 | 525.0722 | 1.1225 | 1097.7876 | 7.2098 | 136.4377 | 642.0871 | 0.80725 | 911.556 | 98.487 | 104.6246 | 2.8389 | 334.9423 | 3.3607 | 473.4199 | 80.5992 | 171.6839 | 29.5295 | 10.1114 | 32.2096 | 108.3599 | 125.6695 | 295.9825 | 85.5745 | 108.6488 | 11.602 | 248.1843 | 190.5968
1f37113 | UGI | 7 | 10m_138032_419x226x576.dat | 0.0990;0.0990;0.2425 | 419;226;576 | (0.7727;75.6915;21.1656) | 110 | 3.9 | 52 | 89.156 | 60 | EZpaque | [73,75] | [90,20] | 1 | 10 | 75 | normal | none | 6.5047 | 6.1928 | 40.2825 | 28.9968 | 27.6062 | 800.4937 | 6.1917e-16 | 300.5652 | 0.36572 | 36.1696 | 380.4952 | 0.77433 | 740.4627 | 2.9012 | 79.1499 | 431.4507 | 0.61298 | 638.8261 | 59.2506 | 59.4072 | 1.8993 | 185.039 | 1.9294 | 269.5073 | 44.5566 | 96.7978 | 16.0378 | 5.4745 | 15.5234 | 67.8896 | 74.9637 | 220.3926 | 62.3544 | 95.2736 | 5.4473 | 161.8273 | 127.0183
1f37113 | UGI | 7 | 10m_138032_419x226x576.dat | 0.0990;0.0990;0.2425 | 419;226;576 | (0.7727;75.6915;21.1656) | 110 | 7.85 | 62 | 89.156 | 60 | EZpaque | [73,75] | [90,20] | 1 | 10 | 75 | normal | none | 6.5047 | 6.1928 | 40.2825 | 28.9968 | 27.6062 | 800.4937 | 4.9448e-16 | 443.3547 | 0.66886 | 55.3066 | 479.0487 | 1.394 | 1015.8551 | 4.3059 | 124.9211 | 590.6205 | 0.54668 | 846.7886 | 89.5992 | 95.927 | 3.1916 | 290.7499 | 3.3391 | 384.5858 | 75.1476 | 155.7697 | 27.4713 | 9.2166 | 26.7331 | 100.3814 | 113.2292 | 275.8332 | 79.8581 | 104.9502 | 9.5527 | 227.7018 | 174.6498
1f37113 | UGI | 7 | 10m_138032_419x226x576.dat | 0.0990;0.0990;0.2425 | 419;226;576 | (0.7727;75.6915;21.1656) | 110 | 9.9905 | 69 | 89.156 | 60 | EZpaque | [73,75] | [90,20] | 1 | 10 | 75 | normal | none | 6.5047 | 6.1928 | 40.2825 | 28.9968 | 27.6062 | 800.4937 | 4.781e-16 | 495.5268 | 0.85905 | 65.2001 | 502.1781 | 1.8594 | 1083.8171 | 5.347 | 143.8912 | 634.7244 | 0.28212 | 897.4742 | 100.7013 | 109.4359 | 3.4838 | 335.3083 | 4.0778 | 428.1137 | 91.609 | 182.1847 | 32.7611 | 11.3232 | 31.9412 | 114.0782 | 128.5726 | 291.498 | 84.9051 | 106.6378 | 12.6244 | 248.5919 | 190.3883
1f37113 | UGI | 7 | 10m_138032_419x226x576.dat | 0.0990;0.0990;0.2425 | 419;226;576 | (0.7727;75.6915;21.1656) | 60 | 2.5 | 38 | 89.156 | 60 | EZpaque | [73,75] | [90,20] | 1 | 10 | 75 | normal | none | 6.5047 | 6.1928 | 40.2825 | 28.9968 | 27.6062 | 800.4937 | 7.7364e-16 | 180.8073 | 0.092346 | 20.4138 | 302.582 | 0.25359 | 520.9648 | 1.0425 | 39.7148 | 303.28 | 0.51379 | 474.199 | 33.3552 | 27.0526 | 0.56562 | 93.6829 | 0.70352 | 172.664 | 16.6653 | 45.7938 | 6.3844 | 1.6016 | 5.642 | 40.1235 | 42.0785 | 176.2405 | 48.294 | 88.0081 | 1.6309 | 107.625 | 87.7192
1f37113 | UGI | 7 | 10m_138032_419x226x576.dat | 0.0990;0.0990;0.2425 | 419;226;576 | (0.7727;75.6915;21.1656) | 60 | 5.7448 | 47 | 89.156 | 60 | EZpaque | [73,75] | [90,20] | 1 | 10 | 75 | normal | none | 6.5047 | 6.1928 | 40.2825 | 28.9968 | 27.6062 | 800.4937 | 5.0234e-16 | 368.6362 | 0.27497 | 42.7461 | 458.277 | 0.74285 | 946.3746 | 1.8927 | 95.3959 | 538.7607 | 0.35494 | 797.3913 | 73.1698 | 68.4439 | 2.1444 | 217.3039 | 1.9101 | 318.0726 | 47.474 | 113.346 | 17.8211 | 5.8948 | 16.4688 | 78.1292 | 88.6526 | 260.1037 | 73.7131 | 103.7582 | 5.0412 | 199.6326 | 153.4614
1f37113 | UGI | 7 | 10m_138032_419x226x576.dat | 0.0990;0.0990;0.2425 | 419;226;576 | (0.7727;75.6915;21.1656) | 60 | 6.3535 | 49 | 89.156 | 60 | EZpaque | [73,75] | [90,20] | 1 | 10 | 75 | normal | none | 6.5047 | 6.1928 | 40.2825 | 28.9968 | 27.6062 | 800.4937 | 4.7963e-16 | 395.8014 | 0.32967 | 46.6167 | 476.4253 | 0.87594 | 1004.3272 | 3.0728 | 105.8222 | 570.5803 | 0.48864 | 838.3258 | 79.9859 | 76.2539 | 2.5029 | 240.2454 | 2.2217 | 340.9054 | 54.2705 | 126.0356 | 20.1139 | 6.4939 | 18.4009 | 84.6817 | 97.0152 | 271.1615 | 77.12 | 105.6909 | 5.7544 | 213.1873 | 163.1093
1f37113 | UGI | 7 | 10m_138032_419x226x576.dat | 0.0990;0.0990;0.2425 | 419;226;576 | (0.7727;75.6915;21.1656) | 80 | 2.9 | 44 | 89.156 | 60 | EZpaque | [73,75] | [90,20] | 1 | 10 | 75 | normal | none | 6.5047 | 6.1928 | 40.2825 | 28.9968 | 27.6062 | 800.4937 | 6.9265e-16 | 230.9961 | 0.18882 | 27.3095 | 334.7855 | 0.31202 | 611.3888 | 1.181 | 56.4237 | 358.0872 | 0.0057911 | 544.4577 | 44.4581 | 41.2631 | 1.4268 | 131.6865 | 1.1322 | 211.9966 | 27.5463 | 66.4186 | 10.2302 | 3.2289 | 9.6214 | 51.4018 | 55.9846 | 194.1741 | 54.1479 | 91.1204 | 3.0402 | 130.2684 | 104.0786
1f37113 | UGI | 7 | 10m_138032_419x226x576.dat | 0.0990;0.0990;0.2425 | 419;226;576 | (0.7727;75.6915;21.1656) | 80 | 7.702 | 57 | 89.156 | 60 | EZpaque | [73,75] | [90,20] | 1 | 10 | 75 | normal | none | 6.5047 | 6.1928 | 40.2825 | 28.9968 | 27.6062 | 800.4937 | 4.6295e-16 | 451.4302 | 0.56421 | 54.6862 | 493.9618 | 1.3245 | 1046.0938 | 5.1571 | 125.8039 | 610.6264 | 0.2009 | 880.4823 | 92.269 | 95.6214 | 2.91 | 288.7132 | 3.2658 | 385.7213 | 72.0919 | 154.0876 | 26.262 | 9.6224 | 25.7198 | 99.3971 | 114.6012 | 282.497 | 81.7027 | 106.9156 | 9.6777 | 232.6144 | 178.3658
1f37113 | UGI | 7 | 10m_138032_419x226x576.dat | 0.0990;0.0990;0.2425 | 419;226;576 | (0.7727;75.6915;21.1656) | 80 | 8.502 | 60 | 89.156 | 60 | EZpaque | [73,75] | [90,20] | 1 | 10 | 75 | normal | none | 6.5047 | 6.1928 | 40.2825 | 28.9968 | 27.6062 | 800.4937 | 4.5148e-16 | 479.4002 | 0.63735 | 58.7976 | 505.315 | 1.1082 | 1087.9754 | 5.8226 | 135.8707 | 633.4489 | 0.83162 | 907.3697 | 98.0463 | 103.8937 | 2.8369 | 310.6666 | 3.3627 | 406.5954 | 78.8472 | 166.7823 | 29.3634 | 10.0766 | 28.1784 | 105.8831 | 122.5105 | 289.8821 | 84.2465 | 107.9044 | 10.7081 | 243.8853 | 186.2358
1f37113 | UGI | 8 | 10m_138032_419x226x576.dat | 0.0990;0.0990;0.2425 | 419;226;576 | (0.3854;71.2860;20.1050) | 110 | 3.9 | 52 | 86.78 | 60 | EZpaque | [73,75] | [90,20] | 1 | 10 | 75 | normal | none | 8.3867 | 6.3692 | 53.4163 | 36.3897 | 27.6359 | 1005.6636 | 4.5485e-16 | 920.5544 | 0.37808 | 14.5249 | 181.7342 | 0.73977 | 353.5706 | 4.5312 | 60.5326 | 1066.8458 | 0.52572 | 378.9639 | 53.7084 | 86.0468 | 1.1326 | 482.2737 | 1.8117 | 230.342 | 798.5569 | 260.4401 | 13.7009 | 5.709 | 28.7262 | 148.2259 | 171.0263 | 372.2011 | 73.7933 | 115.0181 | 9.8477 | 264.7676 | 134.0308
1f37113 | UGI | 8 | 10m_138032_419x226x576.dat | 0.0990;0.0990;0.2425 | 419;226;576 | (0.3854;71.2860;20.1050) | 110 | 7.85 | 62 | 86.78 | 60 | EZpaque | [73,75] | [90,20] | 1 | 10 | 75 | normal | none | 8.3867 | 6.3692 | 53.4163 | 36.3897 | 27.6359 | 1005.6636 | 3.6327e-16 | 1206.575 | 0.67702 | 24.581 | 268.3419 | 1.3589 | 528.2052 | 8.7544 | 98.8912 | 1367.1176 | 0.25817 | 537.4821 | 83.1425 | 134.3334 | 2.2193 | 710.5499 | 3.2315 | 358.0553 | 1030.947 | 382.1697 | 23.8127 | 9.6571 | 48.1573 | 212.7387 | 249.2935 | 470.8436 | 95.631 | 126.1106 | 19.1335 | 358.4639 | 193.2112
1f37113 | UGI | 8 | 10m_138032_419x226x576.dat | 0.0990;0.0990;0.2425 | 419;226;576 | (0.3854;71.2860;20.1050) | 110 | 9.9905 | 69 | 86.78 | 60 | EZpaque | [73,75] | [90,20] | 1 | 10 | 75 | normal | none | 8.3867 | 6.3692 | 53.4163 | 36.3897 | 27.6359 | 1005.6636 | 3.5125e-16 | 1272.4852 | 0.86764 | 29.3694 | 303.6871 | 1.3759 | 594.5059 | 9.9863 | 115.2798 | 1427.2469 | 0.62947 | 588.4703 | 94.9353 | 155.2571 | 2.2205 | 785.4527 | 3.7694 | 410.3064 | 1074.0508 | 425.794 | 29.5744 | 11.3412 | 58.0129 | 236.19 | 275.6881 | 495.4106 | 101.8598 | 128.1984 | 22.6155 | 384.9739 | 214.4014
1f37113 | UGI | 8 | 10m_138032_419x226x576.dat | 0.0990;0.0990;0.2425 | 419;226;576 | (0.3854;71.2860;20.1050) | 60 | 2.5 | 38 | 86.78 | 60 | EZpaque | [73,75] | [90,20] | 1 | 10 | 75 | normal | none | 8.3867 | 6.3692 | 53.4163 | 36.3897 | 27.6359 | 1005.6636 | 5.6831e-16 | 690.7151 | 0.10163 | 5.5542 | 106.7517 | 0.11087 | 208.1084 | 1.3261 | 27.0627 | 835.1962 | 0.20216 | 248.5617 | 28.2012 | 45.2535 | 0.43339 | 293.5196 | 0.59717 | 121.1963 | 619.3455 | 157.7274 | 4.9023 | 1.9259 | 10.9048 | 94.2721 | 105.2255 | 296.5672 | 56.2399 | 106.4083 | 2.9125 | 189.3179 | 84.3142
1f37113 | UGI | 8 | 10m_138032_419x226x576.dat | 0.0990;0.0990;0.2425 | 419;226;576 | (0.3854;71.2860;20.1050) | 60 | 5.7448 | 47 | 86.78 | 60 | EZpaque | [73,75] | [90,20] | 1 | 10 | 75 | normal | none | 8.3867 | 6.3692 | 53.4163 | 36.3897 | 27.6359 | 1005.6636 | 3.6901e-16 | 1134.9337 | 0.30444 | 14.4167 | 216.632 | 0.54495 | 444.2447 | 4.9359 | 70.2884 | 1332.8425 | 0 | 469.5558 | 65.3806 | 104.8296 | 0.96407 | 608.5228 | 1.8348 | 271.918 | 999.8148 | 324.8707 | 14.3083 | 5.2321 | 31.5115 | 177.9606 | 211.915 | 450.1199 | 87.8418 | 125.1641 | 9.1665 | 327.6271 | 163.4588
1f37113 | UGI | 8 | 10m_138032_419x226x576.dat | 0.0990;0.0990;0.2425 | 419;226;576 | (0.3854;71.2860;20.1050) | 60 | 6.3535 | 49 | 86.78 | 60 | EZpaque | [73,75] | [90,20] | 1 | 10 | 75 | normal | none | 8.3867 | 6.3692 | 53.4163 | 36.3897 | 27.6359 | 1005.6636 | 3.5232e-16 | 1189.017 | 0.35311 | 15.8748 | 233.7815 | 0.6039 | 485.3478 | 5.6743 | 79.7844 | 1390.5357 | 0 | 502.0086 | 72.3736 | 115.4986 | 1.2789 | 658.4836 | 1.9816 | 298.8153 | 1041.7665 | 351.8914 | 16.5646 | 5.8619 | 36.631 | 190.9803 | 229.2841 | 468.0728 | 92.0892 | 127.2025 | 10.8769 | 346.8275 | 175.8497
1f37113 | UGI | 8 | 10m_138032_419x226x576.dat | 0.0990;0.0990;0.2425 | 419;226;576 | (0.3854;71.2860;20.1050) | 80 | 2.9 | 44 | 86.78 | 60 | EZpaque | [73,75] | [90,20] | 1 | 10 | 75 | normal | none | 8.3867 | 6.3692 | 53.4163 | 36.3897 | 27.6359 | 1005.6636 | 5.0881e-16 | 786.9547 | 0.19723 | 8.7489 | 136.9177 | 0.3601 | 274.0319 | 2.9661 | 41.4183 | 934.4166 | 0.11472 | 303.65 | 39.276 | 61.5004 | 0.57322 | 374.6393 | 1.0688 | 166.1192 | 694.6412 | 201.0576 | 8.3709 | 2.9215 | 18.5417 | 116.6784 | 133.8544 | 328.4212 | 63.5831 | 110.175 | 5.3692 | 221.5384 | 105.0608
1f37113 | UGI | 8 | 10m_138032_419x226x576.dat | 0.0990;0.0990;0.2425 | 419;226;576 | (0.3854;71.2860;20.1050) | 80 | 7.702 | 57 | 86.78 | 60 | EZpaque | [73,75] | [90,20] | 1 | 10 | 75 | normal | none | 8.3867 | 6.3692 | 53.4163 | 36.3897 | 27.6359 | 1005.6636 | 3.4008e-16 | 1254.085 | 0.57386 | 22.3288 | 269.2538 | 0.9379 | 543.6064 | 7.0986 | 98.3296 | 1430.6608 | 0.017757 | 551.4281 | 85.3121 | 137.9761 | 2.011 | 732.7968 | 3.0058 | 355.8568 | 1074.3923 | 391.5248 | 23.246 | 8.6074 | 47.0359 | 215.2254 | 258.4181 | 485.616 | 98.0594 | 128.5882 | 16.3488 | 371.124 | 196.8479
1f37113 | UGI | 8 | 10m_138032_419x226x576.dat | 0.0990;0.0990;0.2425 | 419;226;576 | (0.3854;71.2860;20.1050) | 80 | 8.502 | 60 | 86.78 | 60 | EZpaque | [73,75] | [90,20] | 1 | 10 | 75 | normal | none | 8.3867 | 6.3692 | 53.4163 | 36.3897 | 27.6359 | 1005.6636 | 3.3165e-16 | 1290.4158 | 0.65683 | 24.6179 | 284.5627 | 1.1564 | 574.9085 | 9.0152 | 107.2447 | 1464.0914 | 1.4778 | 577.2 | 91.4933 | 146.3277 | 2.1561 | 772.2836 | 3.2263 | 381.2119 | 1097.5937 | 412.8414 | 25.758 | 10.3798 | 50.7308 | 226.764 | 272.8504 | 498.4665 | 101.2635 | 129.7492 | 18.2953 | 384.8865 | 207.1915
1f37113 | UGI | 9 | 10m_138032_419x226x576.dat | 0.0990;0.0990;0.2425 | 419;226;576 | (0.1778;72.6534;19.9020) | 110 | 3.9 | 52 | 87.7327 | 60 | EZpaque | [73,75] | [90,20] | 1 | 5 | 75 | normal | none | 8.1668 | 6.1348 | 50.102 | 35.8248 | 26.9113 | 964.0911 | 4.8249e-16 | 841.8344 | 0.32722 | 11.8474 | 176.454 | 0.66544 | 267.0293 | 3.3772 | 51.0887 | 989.1316 | 0.083485 | 288.6461 | 44.4835 | 79.1347 | 0.90227 | 497.0218 | 1.607 | 219.4224 | 929.7111 | 284.5632 | 11.6752 | 4.0212 | 27.8636 | 136.8655 | 158.4421 | 348.457 | 68.3701 | 108.5189 | 9.9268 | 243.531 | 126.6751
1f37113 | UGI | 9 | 10m_138032_419x226x576.dat | 0.0990;0.0990;0.2425 | 419;226;576 | (0.1778;72.6534;19.9020) | 110 | 7.85 | 62 | 87.7327 | 60 | EZpaque | [73,75] | [90,20] | 1 | 5 | 75 | normal | none | 8.1668 | 6.1348 | 50.102 | 35.8248 | 26.9113 | 964.0911 | 3.8534e-16 | 1106.9783 | 0.59501 | 19.3926 | 259.98 | 0.92052 | 413.3522 | 7.6616 | 83.1427 | 1273.6115 | 1.0188 | 420.2552 | 69.4586 | 122.7808 | 1.6495 | 720.7971 | 2.715 | 339.7024 | 1166.4327 | 411.0166 | 20.3663 | 7.5526 | 46.131 | 196.6099 | 231.1277 | 441.4621 | 88.6091 | 118.8983 | 16.4583 | 330.0807 | 182.3997
1f37113 | UGI | 9 | 10m_138032_419x226x576.dat | 0.0990;0.0990;0.2425 | 419;226;576 | (0.1778;72.6534;19.9020) | 110 | 9.9905 | 69 | 87.7327 | 60 | EZpaque | [73,75] | [90,20] | 1 | 5 | 75 | normal | none | 8.1668 | 6.1348 | 50.102 | 35.8248 | 26.9113 | 964.0911 | 3.726e-16 | 1177.9964 | 0.7536 | 24.4375 | 293.2108 | 1.3446 | 469.4594 | 9.1986 | 97.1286 | 1330.7344 | 0.23511 | 465.6752 | 79.7372 | 139.2141 | 2.1108 | 791.0117 | 3.4227 | 390.0979 | 1204.8349 | 453.6515 | 24.8994 | 9.5228 | 55.0458 | 218.4191 | 255.7409 | 464.0729 | 94.4511 | 120.8788 | 21.1434 | 354.9932 | 202.2561
1f37113 | UGI | 9 | 10m_138032_419x226x576.dat | 0.0990;0.0990;0.2425 | 419;226;576 | (0.1778;72.6534;19.9020) | 60 | 2.5 | 38 | 87.7327 | 60 | EZpaque | [73,75] | [90,20] | 1 | 5 | 75 | normal | none | 8.1668 | 6.1348 | 50.102 | 35.8248 | 26.9113 | 964.0911 | 6.0285e-16 | 627.4211 | 0.092133 | 4.0232 | 105.0828 | 0.16251 | 149.7324 | 1.4625 | 22.9643 | 771.2549 | 0 | 178.9836 | 22.7437 | 43.5234 | 0.37008 | 311.7034 | 0.53192 | 116.7391 | 750.7522 | 177.8224 | 3.968 | 1.6491 | 10.9507 | 86.8566 | 97.2745 | 276.052 | 52.1086 | 100.6933 | 3.5807 | 174.0772 | 79.9799
1f37113 | UGI | 9 | 10m_138032_419x226x576.dat | 0.0990;0.0990;0.2425 | 419;226;576 | (0.1778;72.6534;19.9020) | 60 | 5.7448 | 47 | 87.7327 | 60 | EZpaque | [73,75] | [90,20] | 1 | 5 | 75 | normal | none | 8.1668 | 6.1348 | 50.102 | 35.8248 | 26.9113 | 964.0911 | 3.9143e-16 | 1037.3438 | 0.2768 | 11.6066 | 209.8012 | 0.53943 | 331.296 | 4.0214 | 59.8341 | 1237.8893 | 0 | 355.9491 | 53.8407 | 96.2312 | 1.2507 | 630.1216 | 1.4455 | 259.8661 | 1154.3244 | 358.7593 | 12.3023 | 4.2595 | 29.9924 | 164.2342 | 196.2067 | 419.2187 | 81.3568 | 118.1786 | 8.3782 | 301.254 | 154.8796
1f37113 | UGI | 9 | 10m_138032_419x226x576.dat | 0.0990;0.0990;0.2425 | 419;226;576 | (0.1778;72.6534;19.9020) | 60 | 6.3535 | 49 | 87.7327 | 60 | EZpaque | [73,75] | [90,20] | 1 | 5 | 75 | normal | none | 8.1668 | 6.1348 | 50.102 | 35.8248 | 26.9113 | 964.0911 | 3.7374e-16 | 1090.4691 | 0.31597 | 13.5402 | 226.2894 | 0.55972 | 363.3827 | 4.1981 | 67.1245 | 1291.1978 | 0.015736 | 383.0756 | 59.6273 | 106.4033 | 1.2165 | 677.8541 | 1.7157 | 284.7447 | 1196.3186 | 384.2796 | 13.9073 | 4.9379 | 34.4278 | 176.3106 | 212.3635 | 435.3689 | 85.3074 | 120.2241 | 8.4179 | 318.5976 | 166.2732
1f37113 | UGI | 9 | 10m_138032_419x226x576.dat | 0.0990;0.0990;0.2425 | 419;226;576 | (0.1778;72.6534;19.9020) | 80 | 2.9 | 44 | 87.7327 | 60 | EZpaque | [73,75] | [90,20] | 1 | 5 | 75 | normal | none | 8.1668 | 6.1348 | 50.102 | 35.8248 | 26.9113 | 964.0911 | 5.3974e-16 | 717.3128 | 0.1772 | 7.6648 | 133.9894 | 0.28684 | 198.3745 | 2.826 | 34.7429 | 865.0886 | 0.27682 | 225.0357 | 32.1138 | 59.1844 | 0.8411 | 391.3946 | 0.84148 | 158.8367 | 826.9959 | 223.0532 | 7.2024 | 2.3587 | 17.2182 | 107.5788 | 123.8387 | 305.771 | 58.8877 | 104.0094 | 6.5782 | 203.5348 | 99.6188
1f37113 | UGI | 9 | 10m_138032_419x226x576.dat | 0.0990;0.0990;0.2425 | 419;226;576 | (0.1778;72.6534;19.9020) | 80 | 7.702 | 57 | 87.7327 | 60 | EZpaque | [73,75] | [90,20] | 1 | 5 | 75 | normal | none | 8.1668 | 6.1348 | 50.102 | 35.8248 | 26.9113 | 964.0911 | 3.6075e-16 | 1152.2582 | 0.51517 | 17.9544 | 260.4833 | 1.0007 | 416.6569 | 6.9 | 82.8407 | 1332.2708 | 0.15582 | 428.5487 | 70.9739 | 123.0844 | 1.5584 | 745.9962 | 2.5942 | 338.1543 | 1219.257 | 423.5314 | 19.1247 | 6.9934 | 44.507 | 198.836 | 239.5107 | 456.3301 | 90.8236 | 121.2934 | 17.0022 | 341.5344 | 185.9141
1f37113 | UGI | 9 | 10m_138032_419x226x576.dat | 0.0990;0.0990;0.2425 | 419;226;576 | (0.1778;72.6534;19.9020) | 80 | 8.502 | 60 | 87.7327 | 60 | EZpaque | [73,75] | [90,20] | 1 | 5 | 75 | normal | none | 8.1668 | 6.1348 | 50.102 | 35.8248 | 26.9113 | 964.0911 | 3.5181e-16 | 1181.324 | 0.58799 | 20.0353 | 275.4367 | 1.0351 | 440.5236 | 7.85 | 89.9097 | 1363.8948 | 0.23351 | 451.2965 | 76.3767 | 133.0411 | 2.2265 | 781.9876 | 2.832 | 362.1287 | 1239.1964 | 443.6787 | 21.498 | 8.2485 | 48.5406 | 209.5336 | 252.9252 | 468.0647 | 93.8016 | 122.3293 | 18.439 | 353.5985 | 195.499
1f37113 | UGI | 1 | 15f_161053_401x236x571.dat | 0.1200;0.1200;0.2828 | 401;236;571 | (-1.5216;78.7800;52.8514) | 110 | 3.9 | 52 | 92.36 | 60 | EZpaque | [5] | [0] | 0 | 5 | 75 | normal | none | 6.0092 | 8.9484 | 53.7728 | 27.7506 | 41.3237 | 1146.755 | 4.3488e-16 | 42.5333 | 77.5128 | 201.8726 | 2.8127 | 328.939 | 27.9661 | 3.3961 | 342.4369 | 13.629 | 93.3952 | 47.2909 | 363.7069 | 303.5298 | 504.1815 | 23.2154 | 543.9853 | 4.7553 | 60.0483 | 62.9778 | 228.5488 | 571.073 | 0.23797 | 86.3856 | 91.9329 | 89.7291 | 53.726 | 68.5247 | 0.27941 | 175.9733 | 152.224
1f37113 | UGI | 1 | 15f_161053_401x236x571.dat | 0.1200;0.1200;0.2828 | 401;236;571 | (-1.5216;78.7800;52.8514) | 110 | 7.85 | 62 | 92.36 | 60 | EZpaque | [5] | [0] | 0 | 5 | 75 | normal | none | 6.0092 | 8.9484 | 53.7728 | 27.7506 | 41.3237 | 1146.755 | 3.4733e-16 | 69.8307 | 122.6629 | 252.1406 | 4.8493 | 464.3764 | 49.1843 | 5.8835 | 495.3848 | 23.0392 | 130.903 | 77.5525 | 490.519 | 442.6389 | 661.5399 | 39.021 | 687.5385 | 8.395 | 91.6488 | 96.3821 | 348.2895 | 730.9272 | 0.45974 | 128.5692 | 138.3295 | 119.7073 | 70.4963 | 76.4981 | 0.6096 | 249.8842 | 207.4654
1f37113 | UGI | 1 | 15f_161053_401x236x571.dat | 0.1200;0.1200;0.2828 | 401;236;571 | (-1.5216;78.7800;52.8514) | 110 | 9.9905 | 69 | 92.36 | 60 | EZpaque | [5] | [0] | 0 | 5 | 75 | normal | none | 6.0092 | 8.9484 | 53.7728 | 27.7506 | 41.3237 | 1146.755 | 3.3586e-16 | 83.512 | 141.8942 | 269.303 | 6.0452 | 511.9754 | 58.0517 | 6.0681 | 545.7101 | 27.6997 | 163.3855 | 91.4737 | 526.7735 | 491.7882 | 714.5325 | 46.1448 | 727.9907 | 10.5111 | 103.071 | 109.0855 | 392.2515 | 762.7377 | 0.6833 | 145.89 | 156.286 | 129.5612 | 75.7997 | 78.4099 | 0.82059 | 276.1402 | 225.387
1f37113 | UGI | 1 | 15f_161053_401x236x571.dat | 0.1200;0.1200;0.2828 | 401;236;571 | (-1.5216;78.7800;52.8514) | 60 | 2.5 | 38 | 92.36 | 60 | EZpaque | [5] | [0] | 0 | 5 | 75 | normal | none | 6.0092 | 8.9484 | 53.7728 | 27.7506 | 41.3237 | 1146.755 | 5.4334e-16 | 20.2287 | 38.3997 | 161.1116 | 0.90864 | 219.9184 | 10.9275 | 2.3726 | 214.2314 | 5.1668 | 47.6702 | 20.6851 | 261.4028 | 189.8083 | 373.5797 | 9.5051 | 429.1437 | 1.567 | 32.4053 | 34.6341 | 127.4198 | 447.5669 | 0.036417 | 50.4465 | 52.2008 | 65.2001 | 40.045 | 62.2622 | 0.04266 | 115.0763 | 107.1633
1f37113 | UGI | 1 | 15f_161053_401x236x571.dat | 0.1200;0.1200;0.2828 | 401;236;571 | (-1.5216;78.7800;52.8514) | 60 | 5.7448 | 47 | 92.36 | 60 | EZpaque | [5] | [0] | 0 | 5 | 75 | normal | none | 6.0092 | 8.9484 | 53.7728 | 27.7506 | 41.3237 | 1146.755 | 3.528e-16 | 49.9465 | 91.5256 | 225.8887 | 2.7196 | 391.5843 | 30.8619 | 4.2279 | 429.538 | 14.5168 | 91.8005 | 53.79 | 446.2332 | 375.0875 | 599.2387 | 26.0302 | 639.5734 | 4.6851 | 74.9325 | 78.1128 | 281.9662 | 695.9797 | 0.1592 | 100.9082 | 110.3102 | 107.1739 | 63.4372 | 74.2996 | 0.1858 | 212.3962 | 182.447
1f37113 | UGI | 1 | 15f_161053_401x236x571.dat | 0.1200;0.1200;0.2828 | 401;236;571 | (-1.5216;78.7800;52.8514) | 60 | 6.3535 | 49 | 92.36 | 60 | EZpaque | [5] | [0] | 0 | 5 | 75 | normal | none | 6.0092 | 8.9484 | 53.7728 | 27.7506 | 41.3237 | 1146.755 | 3.3684e-16 | 57.0203 | 101.3879 | 235.3902 | 3.1664 | 414.6418 | 34.8499 | 4.4379 | 461.1321 | 16.6026 | 106.7435 | 60.4076 | 471.0179 | 403.7169 | 631.9228 | 29.4313 | 666.3897 | 5.529 | 82.1446 | 85.9713 | 306.4912 | 728.3767 | 0.19938 | 109.4605 | 120.5338 | 112.3126 | 66.7742 | 75.8372 | 0.28272 | 226.9092 | 193.5344
1f37113 | UGI | 1 | 15f_161053_401x236x571.dat | 0.1200;0.1200;0.2828 | 401;236;571 | (-1.5216;78.7800;52.8514) | 80 | 2.9 | 44 | 92.36 | 60 | EZpaque | [5] | [0] | 0 | 5 | 75 | normal | none | 6.0092 | 8.9484 | 53.7728 | 27.7506 | 41.3237 | 1146.755 | 4.8646e-16 | 30.5636 | 54.6457 | 177.149 | 1.63 | 266.6814 | 18.2157 | 2.8082 | 268.9221 | 8.6574 | 69.6459 | 31.6655 | 304.0328 | 237.6554 | 428.7295 | 15.3085 | 476.0509 | 2.8391 | 44.4805 | 47.0521 | 170.9121 | 502.425 | 0.1622 | 65.0894 | 69.08 | 74.8971 | 45.7327 | 64.9392 | 0.11758 | 141.0057 | 126.0632
1f37113 | UGI | 1 | 15f_161053_401x236x571.dat | 0.1200;0.1200;0.2828 | 401;236;571 | (-1.5216;78.7800;52.8514) | 80 | 7.702 | 57 | 92.36 | 60 | EZpaque | [5] | [0] | 0 | 5 | 75 | normal | none | 6.0092 | 8.9484 | 53.7728 | 27.7506 | 41.3237 | 1146.755 | 3.2514e-16 | 70.8437 | 122.5447 | 252.3049 | 4.5381 | 467.1241 | 46.6909 | 5.2264 | 509.5369 | 22.3489 | 124.1871 | 76.5889 | 504.7389 | 449.9622 | 675.3739 | 38.3068 | 703.7618 | 7.8616 | 94.9657 | 99.6406 | 353.1419 | 757.6466 | 0.34914 | 127.8758 | 140.863 | 121.7529 | 71.8653 | 77.6108 | 0.43415 | 253.4235 | 211.3504
1f37113 | UGI | 1 | 15f_161053_401x236x571.dat | 0.1200;0.1200;0.2828 | 401;236;571 | (-1.5216;78.7800;52.8514) | 80 | 8.502 | 60 | 92.36 | 60 | EZpaque | [5] | [0] | 0 | 5 | 75 | normal | none | 6.0092 | 8.9484 | 53.7728 | 27.7506 | 41.3237 | 1146.755 | 3.171e-16 | 75.8599 | 132.0162 | 260.3773 | 5.0445 | 487.1687 | 52.3435 | 5.2167 | 535.3558 | 24.7224 | 151.5969 | 83.3876 | 523.1198 | 474.5543 | 703.5059 | 42.2709 | 724.7297 | 8.7834 | 101.6879 | 106.1377 | 376.0357 | 773.5474 | 0.43901 | 136.1089 | 150.1964 | 126.6013 | 74.5415 | 78.679 | 0.56998 | 266.2076 | 220.1902
1f37113 | UGI | 2 | 15f_161053_401x236x571.dat | 0.1200;0.1200;0.2828 | 401;236;571 | (-1.5216;78.7800;62.3838) | 110 | 3.9 | 52 | 92.36 | 60 | EZpaque | [5] | [0] | 0 | 5 | 75 | normal | none | 6.0092 | 3.8888 | 23.3685 | 27.7506 | 17.9583 | 498.354 | 9.6362e-16 | 0.83356 | 71.6318 | 2.1556 | 0.099534 | 312.7988 | 0.71386 | 0.14999 | 6.8802 | 0.37577 | 63.8445 | 1.1643 | 14.294 | 74.9059 | 460.3462 | 0.43384 | 510.9054 | 0.13837 | 1.2019 | 0.85123 | 52.0297 | 568.0024 | 0.012056 | 30.2122 | 35.7744 | 46.9688 | 24.7432 | 27.9258 | 0.01708 | 99.5266 | 49.8945
1f37113 | UGI | 2 | 15f_161053_401x236x571.dat | 0.1200;0.1200;0.2828 | 401;236;571 | (-1.5216;78.7800;62.3838) | 110 | 7.85 | 62 | 92.36 | 60 | EZpaque | [5] | [0] | 0 | 5 | 75 | normal | none | 6.0092 | 3.8888 | 23.3685 | 27.7506 | 17.9583 | 498.354 | 7.6958e-16 | 1.3075 | 112.5149 | 3.3256 | 0.15562 | 439.7864 | 0.99011 | 0.42826 | 11.1396 | 0.64286 | 91.3864 | 2.06 | 21.7457 | 99.8443 | 611.218 | 0.8118 | 645.2107 | 0.23783 | 1.9674 | 1.5206 | 75.0502 | 685.2196 | 0.031244 | 45.004 | 53.9751 | 60.9982 | 31.6038 | 30.8375 | 0.023439 | 136.4002 | 64.9241
1f37113 | UGI | 2 | 15f_161053_401x236x571.dat | 0.1200;0.1200;0.2828 | 401;236;571 | (-1.5216;78.7800;62.3838) | 110 | 9.9905 | 69 | 92.36 | 60 | EZpaque | [5] | [0] | 0 | 5 | 75 | normal | none | 6.0092 | 3.8888 | 23.3685 | 27.7506 | 17.9583 | 498.354 | 7.4407e-16 | 1.8633 | 129.4222 | 3.8494 | 0.20083 | 483.759 | 1.5265 | 0.51241 | 13.1113 | 0.81181 | 97.2316 | 2.6031 | 24.4588 | 106.9054 | 654.3078 | 1.0177 | 682.7057 | 0.31504 | 2.3822 | 1.8893 | 82.3687 | 702.9726 | 0.038218 | 50.9226 | 61.0438 | 64.8521 | 33.6031 | 31.5253 | 0.037623 | 148.3018 | 69.1435
1f37113 | UGI | 2 | 15f_161053_401x236x571.dat | 0.1200;0.1200;0.2828 | 401;236;571 | (-1.5216;78.7800;62.3838) | 60 | 2.5 | 38 | 92.36 | 60 | EZpaque | [5] | [0] | 0 | 5 | 75 | normal | none | 6.0092 | 3.8888 | 23.3685 | 27.7506 | 17.9583 | 498.354 | 1.204e-15 | 0.24718 | 36.3819 | 1.1234 | 0.038105 | 211.582 | 0.18937 | 0.12928 | 3.1129 | 0.10251 | 37.1228 | 0.35 | 7.9075 | 53.4678 | 342.2739 | 0.12406 | 404.7833 | 0.04112 | 0.42943 | 0.26679 | 33.3711 | 479.0788 | 0.0034192 | 17.6609 | 20.2234 | 35.9831 | 19.2322 | 25.5997 | 0.0034108 | 70.0978 | 37.8476
1f37113 | UGI | 2 | 15f_161053_401x236x571.dat | 0.1200;0.1200;0.2828 | 401;236;571 | (-1.5216;78.7800;62.3838) | 60 | 5.7448 | 47 | 92.36 | 60 | EZpaque | [5] | [0] | 0 | 5 | 75 | normal | none | 6.0092 | 3.8888 | 23.3685 | 27.7506 | 17.9583 | 498.354 | 7.8176e-16 | 0.93736 | 85.5534 | 2.3746 | 0.086435 | 374.7453 | 0.54626 | 0.26793 | 7.8252 | 0.3252 | 70.7393 | 1.097 | 17.4568 | 90.9732 | 554.9546 | 0.39753 | 601.2733 | 0.11921 | 1.2195 | 0.86004 | 66.1983 | 684.9054 | 0.015762 | 35.7043 | 42.9624 | 56.2661 | 29.0773 | 30.2076 | 0.011801 | 119.7695 | 59.8513
1f37113 | UGI | 2 | 15f_161053_401x236x571.dat | 0.1200;0.1200;0.2828 | 401;236;571 | (-1.5216;78.7800;62.3838) | 60 | 6.3535 | 49 | 92.36 | 60 | EZpaque | [5] | [0] | 0 | 5 | 75 | normal | none | 6.0092 | 3.8888 | 23.3685 | 27.7506 | 17.9583 | 498.354 | 7.4643e-16 | 1.1166 | 94.559 | 2.6038 | 0.094795 | 397.3963 | 0.54625 | 0.39476 | 8.8395 | 0.38467 | 72.8075 | 1.2704 | 19.147 | 96.1586 | 580.7347 | 0.45884 | 626.3784 | 0.13012 | 1.3903 | 1.0153 | 71.1088 | 704.1884 | 0.021067 | 38.7136 | 46.938 | 58.8695 | 30.3942 | 30.7074 | 0.022952 | 126.4175 | 62.642
1f37113 | UGI | 2 | 15f_161053_401x236x571.dat | 0.1200;0.1200;0.2828 | 401;236;571 | (-1.5216;78.7800;62.3838) | 80 | 2.9 | 44 | 92.36 | 60 | EZpaque | [5] | [0] | 0 | 5 | 75 | normal | none | 6.0092 | 3.8888 | 23.3685 | 27.7506 | 17.9583 | 498.354 | 1.078e-15 | 0.57088 | 51.1248 | 1.5487 | 0.061117 | 253.5553 | 0.32077 | 0.22085 | 4.7198 | 0.20728 | 45.9132 | 0.66039 | 10.6606 | 62.1889 | 391.4416 | 0.25087 | 448.3623 | 0.076014 | 0.74367 | 0.55124 | 41.6015 | 517.6023 | 0.01315 | 22.8129 | 26.8145 | 40.68 | 21.5004 | 26.5713 | 0.0069898 | 82.3538 | 42.9236
1f37113 | UGI | 2 | 15f_161053_401x236x571.dat | 0.1200;0.1200;0.2828 | 401;236;571 | (-1.5216;78.7800;62.3838) | 80 | 7.702 | 57 | 92.36 | 60 | EZpaque | [5] | [0] | 0 | 5 | 75 | normal | none | 6.0092 | 3.8888 | 23.3685 | 27.7506 | 17.9583 | 498.354 | 7.2051e-16 | 1.4963 | 113.0068 | 3.2537 | 0.13763 | 441.9815 | 0.94496 | 0.38562 | 11.1655 | 0.58149 | 91.923 | 1.9035 | 22.2774 | 103.6648 | 623.1044 | 0.72596 | 659.2457 | 0.21592 | 1.94 | 1.4314 | 78.2951 | 713.2634 | 0.032245 | 45.0218 | 54.9032 | 62.3549 | 32.2577 | 31.309 | 0.019477 | 138.3518 | 66.6269
1f37113 | UGI | 2 | 15f_161053_401x236x571.dat | 0.1200;0.1200;0.2828 | 401;236;571 | (-1.5216;78.7800;62.3838) | 80 | 8.502 | 60 | 92.36 | 60 | EZpaque | [5] | [0] | 0 | 5 | 75 | normal | none | 6.0092 | 3.8888 | 23.3685 | 27.7506 | 17.9583 | 498.354 | 7.0266e-16 | 1.6257 | 121.3203 | 3.5008 | 0.16776 | 463.467 | 1.0743 | 0.39242 | 12.185 | 0.64307 | 99.3268 | 2.1411 | 23.7298 | 107.3932 | 642.6574 | 0.78257 | 677.596 | 0.23802 | 2.1204 | 1.6052 | 82.6131 | 723.6211 | 0.039242 | 47.8733 | 58.555 | 64.5703 | 33.2713 | 31.6878 | 0.031855 | 144.1371 | 68.7725
1f37113 | UGI | 3 | 15f_161053_401x236x571.dat | 0.1200;0.1200;0.2828 | 401;236;571 | (-1.5216;78.7800;62.3838) | 110 | 3.9 | 52 | 92.36 | 60 | EZpaque | [5,133,110] | [30,30,100] | 0 | 10 | 75 | normal | none | 6.0092 | 3.8888 | 23.3685 | 27.7506 | 17.9583 | 498.354 | 9.6362e-16 | 0.65375 | 70.345 | 1.9486 | 0.08912 | 301.9854 | 0.53026 | 0.1023 | 6.0372 | 0.32467 | 60.2881 | 0.98538 | 12.8193 | 652.7866 | 2396.0623 | 0.37087 | 484.8371 | 0.1206 | 1.1141 | 0.78007 | 46.2411 | 554.605 | 0.011002 | 29.1826 | 34.5263 | 43.7313 | 23.8077 | 27.5419 | 0.01708 | 290.3488 | 94.7364
1f37113 | UGI | 3 | 15f_161053_401x236x571.dat | 0.1200;0.1200;0.2828 | 401;236;571 | (-1.5216;78.7800;62.3838) | 110 | 7.85 | 62 | 92.36 | 60 | EZpaque | [5,133,110] | [30,30,100] | 0 | 10 | 75 | normal | none | 6.0092 | 3.8888 | 23.3685 | 27.7506 | 17.9583 | 498.354 | 7.6958e-16 | 1.1228 | 110.2357 | 2.9859 | 0.14209 | 425.0121 | 0.84307 | 0.27827 | 9.6623 | 0.57256 | 86.1407 | 1.7352 | 19.4184 | 1049.9 | 3585.861 | 0.70688 | 609.6198 | 0.20956 | 1.7976 | 1.365 | 65.966 | 666.8459 | 0.029298 | 43.3244 | 51.9087 | 56.7381 | 30.2677 | 30.252 | 0.022823 | 434.7452 | 137.0206
1f37113 | UGI | 3 | 15f_161053_401x236x571.dat | 0.1200;0.1200;0.2828 | 401;236;571 | (-1.5216;78.7800;62.3838) | 110 | 9.9905 | 69 | 92.36 | 60 | EZpaque | [5,133,110] | [30,30,100] | 0 | 10 | 75 | normal | none | 6.0092 | 3.8888 | 23.3685 | 27.7506 | 17.9583 | 498.354 | 7.4407e-16 | 1.5673 | 126.6509 | 3.417 | 0.17932 | 467.8868 | 1.3555 | 0.50708 | 11.3899 | 0.71008 | 92.1272 | 2.1903 | 21.7923 | 1242.3179 | 3979.6051 | 0.87415 | 644.5641 | 0.27739 | 2.1927 | 1.7103 | 72.242 | 682.4638 | 0.028907 | 48.9514 | 58.6094 | 60.3318 | 32.1376 | 30.8667 | 0.03631 | 487.5647 | 153.3613
1f37113 | UGI | 3 | 15f_161053_401x236x571.dat | 0.1200;0.1200;0.2828 | 401;236;571 | (-1.5216;78.7800;62.3838) | 60 | 2.5 | 38 | 92.36 | 60 | EZpaque | [5,133,110] | [30,30,100] | 0 | 10 | 75 | normal | none | 6.0092 | 3.8888 | 23.3685 | 27.7506 | 17.9583 | 498.354 | 1.204e-15 | 0.21973 | 35.9882 | 1.0454 | 0.037467 | 204.4889 | 0.14877 | 0.11736 | 2.8295 | 0.093324 | 36.4508 | 0.29717 | 7.208 | 296.3262 | 1361.4873 | 0.1129 | 387.6983 | 0.037467 | 0.41527 | 0.24702 | 30.5496 | 470.557 | 0.0034192 | 17.2054 | 19.7039 | 33.6043 | 18.6336 | 25.3868 | 0.0034108 | 165.6143 | 58.3474
1f37113 | UGI | 3 | 15f_161053_401x236x571.dat | 0.1200;0.1200;0.2828 | 401;236;571 | (-1.5216;78.7800;62.3838) | 60 | 5.7448 | 47 | 92.36 | 60 | EZpaque | [5,133,110] | [30,30,100] | 0 | 10 | 75 | normal | none | 6.0092 | 3.8888 | 23.3685 | 27.7506 | 17.9583 | 498.354 | 7.8176e-16 | 0.81647 | 84.2627 | 2.1577 | 0.0809 | 362.1071 | 0.47388 | 0.1649 | 7.0096 | 0.28829 | 69.991 | 0.93022 | 15.7504 | 700.3833 | 3065.6562 | 0.36124 | 568.7569 | 0.10596 | 1.1605 | 0.78969 | 59.136 | 669.0821 | 0.014167 | 34.5442 | 41.5585 | 52.2058 | 27.9158 | 29.7467 | 0.011617 | 356.8056 | 111.2883
1f37113 | UGI | 3 | 15f_161053_401x236x571.dat | 0.1200;0.1200;0.2828 | 401;236;571 | (-1.5216;78.7800;62.3838) | 60 | 6.3535 | 49 | 92.36 | 60 | EZpaque | [5,133,110] | [30,30,100] | 0 | 10 | 75 | normal | none | 6.0092 | 3.8888 | 23.3685 | 27.7506 | 17.9583 | 498.354 | 7.4643e-16 | 0.96807 | 93.0277 | 2.3792 | 0.087665 | 384.8433 | 0.47581 | 0.29076 | 7.8421 | 0.34721 | 70.8971 | 1.0685 | 17.2326 | 786.2453 | 3379.4024 | 0.409 | 591.4256 | 0.1144 | 1.3117 | 0.9216 | 63.5314 | 686.7187 | 0.020748 | 37.402 | 45.3343 | 54.6727 | 29.1405 | 30.201 | 0.020226 | 391.7493 | 120.558
1f37113 | UGI | 3 | 15f_161053_401x236x571.dat | 0.1200;0.1200;0.2828 | 401;236;571 | (-1.5216;78.7800;62.3838) | 80 | 2.9 | 44 | 92.36 | 60 | EZpaque | [5,133,110] | [30,30,100] | 0 | 10 | 75 | normal | none | 6.0092 | 3.8888 | 23.3685 | 27.7506 | 17.9583 | 498.354 | 1.078e-15 | 0.4521 | 50.3548 | 1.4171 | 0.05798 | 245.1229 | 0.27659 | 0.21266 | 4.1948 | 0.18387 | 44.8121 | 0.55444 | 9.6346 | 444.3734 | 1837.8653 | 0.22291 | 427.4901 | 0.067435 | 0.69379 | 0.49918 | 37.5699 | 506.7766 | 0.01315 | 22.1084 | 25.9745 | 37.881 | 20.7514 | 26.2842 | 0.0069898 | 221.0788 | 73.9623
1f37113 | UGI | 3 | 15f_161053_401x236x571.dat | 0.1200;0.1200;0.2828 | 401;236;571 | (-1.5216;78.7800;62.3838) | 80 | 7.702 | 57 | 92.36 | 60 | EZpaque | [5,133,110] | [30,30,100] | 0 | 10 | 75 | normal | none | 6.0092 | 3.8888 | 23.3685 | 27.7506 | 17.9583 | 498.354 | 7.2051e-16 | 1.2491 | 110.7556 | 2.922 | 0.12408 | 426.4785 | 0.75591 | 0.29377 | 9.7028 | 0.51035 | 87.4303 | 1.595 | 19.8708 | 1038.5768 | 3849.5209 | 0.61876 | 620.8005 | 0.1908 | 1.7968 | 1.2866 | 68.9808 | 693.9991 | 0.031121 | 43.3166 | 52.7838 | 57.8008 | 30.8397 | 30.7106 | 0.019477 | 454.7332 | 140.2125
1f37113 | UGI | 3 | 15f_161053_401x236x571.dat | 0.1200;0.1200;0.2828 | 401;236;571 | (-1.5216;78.7800;62.3838) | 80 | 8.502 | 60 | 92.36 | 60 | EZpaque | [5,133,110] | [30,30,100] | 0 | 10 | 75 | normal | none | 6.0092 | 3.8888 | 23.3685 | 27.7506 | 17.9583 | 498.354 | 7.0266e-16 | 1.4109 | 118.7899 | 3.1201 | 0.15081 | 447.8834 | 0.8955 | 0.33877 | 10.5546 | 0.55653 | 93.1047 | 1.7875 | 21.1254 | 1139.1133 | 4081.7716 | 0.66477 | 637.5767 | 0.21142 | 1.9635 | 1.4513 | 72.4347 | 702.971 | 0.031946 | 46.0068 | 56.2237 | 59.76 | 31.7777 | 31.0282 | 0.024612 | 484.2101 | 148.9472
1f37113 | UGI | 4 | 15f_161053_401x236x571.dat | 0.1200;0.1200;0.2828 | 401;236;571 | (-1.5216;78.7800;49.9217) | 110 | 3.9 | 52 | 92.36 | 60 | EZpaque | [5,133,110,73] | [10,10,100,10] | 1 | 10 | 75 | normal | none | 6.0092 | 9.1751 | 55.1351 | 27.7506 | 42.3706 | 1175.8072 | 4.2054e-16 | 86.4383 | 31.8469 | 228.1052 | 3.8769 | 185.6505 | 58.5624 | 3.2401 | 368.7615 | 24.5088 | 20.3499 | 82.9309 | 395.6553 | 3146.8849 | 1435.1212 | 36.8619 | 504.1341 | 7.088 | 155.178 | 162.616 | 217.0219 | 510.4593 | 0.31174 | 87.8023 | 89.7603 | 92.036 | 53.4573 | 71.5647 | 0.44029 | 453.1843 | 316.6045
1f37113 | UGI | 4 | 15f_161053_401x236x571.dat | 0.1200;0.1200;0.2828 | 401;236;571 | (-1.5216;78.7800;49.9217) | 110 | 7.85 | 62 | 92.36 | 60 | EZpaque | [5,133,110,73] | [10,10,100,10] | 1 | 10 | 75 | normal | none | 6.0092 | 9.1751 | 55.1351 | 27.7506 | 42.3706 | 1175.8072 | 3.3589e-16 | 131.7016 | 52.1007 | 285.9582 | 6.6108 | 258.071 | 94.0224 | 5.3562 | 534.6124 | 40.2098 | 31.7308 | 131.904 | 529.7001 | 5278.5421 | 2082.6275 | 60.4427 | 631.2517 | 12.2797 | 218.2452 | 229.9724 | 329.0976 | 654.9203 | 0.58365 | 129.7977 | 134.2969 | 122.1376 | 70.1693 | 79.6982 | 0.82688 | 712.3486 | 479.3665
1f37113 | UGI | 4 | 15f_161053_401x236x571.dat | 0.1200;0.1200;0.2828 | 401;236;571 | (-1.5216;78.7800;49.9217) | 110 | 9.9905 | 69 | 92.36 | 60 | EZpaque | [5,133,110,73] | [10,10,100,10] | 1 | 10 | 75 | normal | none | 6.0092 | 9.1751 | 55.1351 | 27.7506 | 42.3706 | 1175.8072 | 3.2479e-16 | 152.0962 | 61.3096 | 305.581 | 8.2612 | 286.3535 | 111.449 | 5.8729 | 588.0951 | 47.624 | 37.5499 | 153.2723 | 567.713 | 6360.639 | 2275.2855 | 71.4483 | 667.0066 | 15.0714 | 235.4751 | 251.3128 | 370.7268 | 682.5856 | 0.88013 | 146.9161 | 151.2699 | 132.4107 | 75.3515 | 81.6933 | 1.0099 | 827.6033 | 550.8642
1f37113 | UGI | 4 | 15f_161053_401x236x571.dat | 0.1200;0.1200;0.2828 | 401;236;571 | (-1.5216;78.7800;49.9217) | 60 | 2.5 | 38 | 92.36 | 60 | EZpaque | [5,133,110,73] | [10,10,100,10] | 1 | 10 | 75 | normal | none | 6.0092 | 9.1751 | 55.1351 | 27.7506 | 42.3706 | 1175.8072 | 5.2543e-16 | 44.8072 | 14.158 | 181.271 | 1.258 | 125.311 | 26.8409 | 1.7269 | 231.4111 | 10.7263 | 9.8691 | 40.2871 | 287.4415 | 1237.3136 | 887.8275 | 16.234 | 400.3779 | 2.4529 | 102.9217 | 106.7681 | 121.2286 | 395.5627 | 0.072674 | 52.1479 | 51.7703 | 66.6477 | 39.931 | 65.2358 | 0.078365 | 225.6668 | 174.9294
1f37113 | UGI | 4 | 15f_161053_401x236x571.dat | 0.1200;0.1200;0.2828 | 401;236;571 | (-1.5216;78.7800;49.9217) | 60 | 5.7448 | 47 | 92.36 | 60 | EZpaque | [5,133,110,73] | [10,10,100,10] | 1 | 10 | 75 | normal | none | 6.0092 | 9.1751 | 55.1351 | 27.7506 | 42.3706 | 1175.8072 | 3.4116e-16 | 103.4806 | 36.1946 | 257.0293 | 3.6605 | 223.8509 | 66.4829 | 4.354 | 464.6267 | 27.8477 | 20.4933 | 97.0642 | 485.4676 | 3246.6124 | 1841.7989 | 41.8812 | 587.9135 | 7.0979 | 198.619 | 204.033 | 267.101 | 622.7657 | 0.21043 | 102.566 | 108.0621 | 109.0212 | 63.3025 | 77.7849 | 0.3314 | 513.8606 | 355.108
1f37113 | UGI | 4 | 15f_161053_401x236x571.dat | 0.1200;0.1200;0.2828 | 401;236;571 | (-1.5216;78.7800;49.9217) | 60 | 6.3535 | 49 | 92.36 | 60 | EZpaque | [5,133,110,73] | [10,10,100,10] | 1 | 10 | 75 | normal | none | 6.0092 | 9.1751 | 55.1351 | 27.7506 | 42.3706 | 1175.8072 | 3.2574e-16 | 114.7509 | 40.606 | 267.5689 | 4.2525 | 238.9295 | 75.0076 | 4.297 | 499.5082 | 31.2611 | 26.6743 | 107.6164 | 511.7879 | 3700.4929 | 2011.2335 | 47.0252 | 612.0211 | 8.1909 | 212.5742 | 217.4953 | 291.456 | 649.2901 | 0.29581 | 110.9401 | 117.7848 | 115.1468 | 66.5142 | 79.38 | 0.39743 | 571.5887 | 389.1855
1f37113 | UGI | 4 | 15f_161053_401x236x571.dat | 0.1200;0.1200;0.2828 | 401;236;571 | (-1.5216;78.7800;49.9217) | 80 | 2.9 | 44 | 92.36 | 60 | EZpaque | [5,133,110,73] | [10,10,100,10] | 1 | 10 | 75 | normal | none | 6.0092 | 9.1751 | 55.1351 | 27.7506 | 42.3706 | 1175.8072 | 4.7043e-16 | 61.3223 | 21.4313 | 199.9627 | 2.2492 | 149.252 | 39.3383 | 2.5953 | 290.456 | 16.4132 | 12.2166 | 57.8701 | 332.715 | 2015.3574 | 1150.5366 | 24.8218 | 442.5288 | 4.2814 | 125.9606 | 130.7626 | 162.697 | 443.7192 | 0.11316 | 66.6394 | 67.9322 | 77.3096 | 45.5485 | 67.9416 | 0.17466 | 321.7292 | 233.3753
1f37113 | UGI | 4 | 15f_161053_401x236x571.dat | 0.1200;0.1200;0.2828 | 401;236;571 | (-1.5216;78.7800;49.9217) | 80 | 7.702 | 57 | 92.36 | 60 | EZpaque | [5,133,110,73] | [10,10,100,10] | 1 | 10 | 75 | normal | none | 6.0092 | 9.1751 | 55.1351 | 27.7506 | 42.3706 | 1175.8072 | 3.1443e-16 | 133.8638 | 51.2258 | 287.0259 | 6.1123 | 264.5377 | 92.3317 | 5.4063 | 550.549 | 39.9292 | 30.9638 | 130.8806 | 545.7149 | 5105.4028 | 2244.7807 | 59.1003 | 643.2559 | 11.4448 | 229.4839 | 237.6892 | 334.5084 | 678.4941 | 0.47944 | 129.0233 | 136.8978 | 124.5631 | 71.5002 | 81.0046 | 0.60767 | 714.324 | 476.5534
1f37113 | UGI | 4 | 15f_161053_401x236x571.dat | 0.1200;0.1200;0.2828 | 401;236;571 | (-1.5216;78.7800;49.9217) | 80 | 8.502 | 60 | 92.36 | 60 | EZpaque | [5,133,110,73] | [10,10,100,10] | 1 | 10 | 75 | normal | none | 6.0092 | 9.1751 | 55.1351 | 27.7506 | 42.3706 | 1175.8072 | 3.0665e-16 | 142.2377 | 55.7706 | 296.3554 | 6.8971 | 277.3629 | 101.1092 | 5.6045 | 578.7729 | 43.4275 | 36.0412 | 141.23 | 564.9134 | 5652.3954 | 2364.1707 | 64.856 | 660.8212 | 12.7044 | 239.2379 | 248.258 | 354.6729 | 692.4861 | 0.62276 | 137.135 | 145.7526 | 129.2807 | 74.0858 | 82.109 | 0.69715 | 773.8794 | 512.6549
1f37113 | UGI | 5 | 15f_161053_401x236x571.dat | 0.1200;0.1200;0.2828 | 401;236;571 | (0.5102;74.2800;49.0116) | 110 | 3.9 | 52 | 87.56 | 60 | EZpaque | [110,73] | [100,60] | 1 | 10 | 75 | normal | none | 6.7163 | 9.1895 | 61.7195 | 29.4039 | 40.2317 | 1182.9706 | 3.9155e-16 | 119.1979 | 17.2844 | 56.8534 | 3.2471 | 100.2169 | 60.6741 | 2.8024 | 207.7867 | 33.1043 | 12.5825 | 127.6693 | 432.128 | 4204.8199 | 164.3849 | 36.7973 | 392.4396 | 9.2387 | 162.6839 | 101.5909 | 201.1106 | 247.7559 | 0.37742 | 133.4392 | 133.7844 | 56.3393 | 61.857 | 84.4533 | 0.46027 | 411.3051 | 326.3564
1f37113 | UGI | 5 | 15f_161053_401x236x571.dat | 0.1200;0.1200;0.2828 | 401;236;571 | (0.5102;74.2800;49.0116) | 110 | 7.85 | 62 | 87.56 | 60 | EZpaque | [110,73] | [100,60] | 1 | 10 | 75 | normal | none | 6.7163 | 9.1895 | 61.7195 | 29.4039 | 40.2317 | 1182.9706 | 3.1271e-16 | 183.626 | 28.9522 | 95.4649 | 5.8213 | 156.9913 | 99.539 | 4.7344 | 326.371 | 53.8164 | 13.9362 | 199.7687 | 623.9934 | 7250.4497 | 259.1621 | 60.6917 | 514.4676 | 15.8766 | 232.07 | 154.7144 | 315.1562 | 383.0366 | 0.66112 | 195.6943 | 197.911 | 85.2481 | 82.4012 | 93.242 | 0.91199 | 694.7197 | 534.5301
1f37113 | UGI | 5 | 15f_161053_401x236x571.dat | 0.1200;0.1200;0.2828 | 401;236;571 | (0.5102;74.2800;49.0116) | 110 | 9.9905 | 69 | 87.56 | 60 | EZpaque | [110,73] | [100,60] | 1 | 10 | 75 | normal | none | 6.7163 | 9.1895 | 61.7195 | 29.4039 | 40.2317 | 1182.9706 | 3.0237e-16 | 206.7366 | 34.5603 | 115.1237 | 7.4177 | 179.6969 | 119.5157 | 5.0666 | 376.6904 | 62.9592 | 16.9329 | 229.9994 | 687.2367 | 8827.5857 | 299.1001 | 72.1929 | 553.4604 | 19.1256 | 253.5004 | 174.951 | 367.9925 | 435.8893 | 1.0286 | 219.5941 | 220.6842 | 96.8665 | 88.6632 | 95.0715 | 1.1812 | 836.8367 | 634.1624
1f37113 | UGI | 5 | 15f_161053_401x236x571.dat | 0.1200;0.1200;0.2828 | 401;236;571 | (0.5102;74.2800;49.0116) | 60 | 2.5 | 38 | 87.56 | 60 | EZpaque | [110,73] | [100,60] | 1 | 10 | 75 | normal | none | 6.7163 | 9.1895 | 61.7195 | 29.4039 | 40.2317 | 1182.9706 | 4.8922e-16 | 62.9283 | 6.9825 | 22.548 | 0.91097 | 51.9947 | 24.2078 | 1.2087 | 104.531 | 14.8159 | 2.7699 | 65.7593 | 273.1064 | 1449.4607 | 83.8104 | 15.2184 | 291.7073 | 3.4052 | 104.1794 | 56.187 | 99.2451 | 132.8964 | 0.090037 | 81.0492 | 79.5661 | 31.5205 | 45.1417 | 77.657 | 0.14328 | 156.5394 | 141.425
1f37113 | UGI | 5 | 15f_161053_401x236x571.dat | 0.1200;0.1200;0.2828 | 401;236;571 | (0.5102;74.2800;49.0116) | 60 | 5.7448 | 47 | 87.56 | 60 | EZpaque | [110,73] | [100,60] | 1 | 10 | 75 | normal | none | 6.7163 | 9.1895 | 61.7195 | 29.4039 | 40.2317 | 1182.9706 | 3.1765e-16 | 144.9948 | 18.9749 | 60.2023 | 2.936 | 118.3551 | 68.844 | 3.1985 | 248.563 | 37.8692 | 9.6434 | 151.0834 | 539.4373 | 4291.8875 | 196.2437 | 40.775 | 467.6593 | 9.5833 | 202.4834 | 121.8149 | 234.2169 | 300.769 | 0.26473 | 159.0154 | 164.3551 | 66.6086 | 74.2274 | 91.682 | 0.3241 | 433.9434 | 355.5247
1f37113 | UGI | 5 | 15f_161053_401x236x571.dat | 0.1200;0.1200;0.2828 | 401;236;571 | (0.5102;74.2800;49.0116) | 60 | 6.3535 | 49 | 87.56 | 60 | EZpaque | [110,73] | [100,60] | 1 | 10 | 75 | normal | none | 6.7163 | 9.1895 | 61.7195 | 29.4039 | 40.2317 | 1182.9706 | 3.0328e-16 | 159.9655 | 21.5798 | 68.1935 | 3.3586 | 130.2541 | 78.3589 | 3.2328 | 274.1324 | 42.6366 | 9.2488 | 166.7612 | 578.8303 | 4976.5226 | 217.5848 | 46.3691 | 490.1016 | 11.0253 | 217.3243 | 132.8326 | 258.7871 | 333.0541 | 0.32337 | 171.5198 | 178.5276 | 72.6418 | 78.3034 | 93.3579 | 0.44526 | 497.4043 | 401.4174
1f37113 | UGI | 5 | 15f_161053_401x236x571.dat | 0.1200;0.1200;0.2828 | 401;236;571 | (0.5102;74.2800;49.0116) | 80 | 2.9 | 44 | 87.56 | 60 | EZpaque | [110,73] | [100,60] | 1 | 10 | 75 | normal | none | 6.7163 | 9.1895 | 61.7195 | 29.4039 | 40.2317 | 1182.9706 | 4.38e-16 | 87.4017 | 11.2137 | 35.9086 | 1.7737 | 70.6574 | 39.6324 | 1.8002 | 148.4268 | 22.2922 | 4.7703 | 91.3424 | 340.2507 | 2594.974 | 116.5524 | 24.2123 | 333.8352 | 5.7715 | 128.8332 | 75.2853 | 141.3925 | 181.7144 | 0.23253 | 102.5738 | 102.93 | 41.7014 | 52.1185 | 80.6385 | 0.21434 | 262.3256 | 218.3349
1f37113 | UGI | 5 | 15f_161053_401x236x571.dat | 0.1200;0.1200;0.2828 | 401;236;571 | (0.5102;74.2800;49.0116) | 80 | 7.702 | 57 | 87.56 | 60 | EZpaque | [110,73] | [100,60] | 1 | 10 | 75 | normal | none | 6.7163 | 9.1895 | 61.7195 | 29.4039 | 40.2317 | 1182.9706 | 2.9274e-16 | 187.1397 | 28.2737 | 89.4245 | 5.2678 | 154.9916 | 97.3292 | 4.9611 | 328.0846 | 53.7852 | 13.441 | 199.3964 | 639.3761 | 7066.7163 | 256.7752 | 60.4635 | 525.4177 | 15.0663 | 239.6371 | 155.34 | 314.0072 | 384.5753 | 0.55138 | 196.5166 | 204.0028 | 85.6224 | 84.3516 | 94.8873 | 0.68655 | 680.3804 | 526.9289
1f37113 | UGI | 5 | 15f_161053_401x236x571.dat | 0.1200;0.1200;0.2828 | 401;236;571 | (0.5102;74.2800;49.0116) | 80 | 8.502 | 60 | 87.56 | 60 | EZpaque | [110,73] | [100,60] | 1 | 10 | 75 | normal | none | 6.7163 | 9.1895 | 61.7195 | 29.4039 | 40.2317 | 1182.9706 | 2.8549e-16 | 203.5811 | 31.1079 | 98.0829 | 5.9469 | 166.2247 | 106.5665 | 4.6211 | 351.7422 | 58.3096 | 14.4396 | 214.0997 | 671.0844 | 7889.8566 | 274.3463 | 66.1767 | 543.7609 | 16.764 | 250.7696 | 165.1563 | 336.0571 | 414.1255 | 0.67774 | 208.0515 | 216.2076 | 90.7827 | 87.5037 | 96.0081 | 0.77568 | 753.7037 | 578.234
1f37113 | UGI | 6 | 15f_161053_401x236x571.dat | 0.1200;0.1200;0.2828 | 401;236;571 | (-0.2291;78.0600;26.5786) | 110 | 3.9 | 52 | 92 | 60 | EZpaque | [73,75] | [100,10] | 1 | 10 | 75 | normal | none | 8.8451 | 6.0324 | 53.3575 | 40.6875 | 27.7491 | 1129.0442 | 4.4062e-16 | 236.1653 | 0.26002 | 52.5823 | 269.5726 | 0.60591 | 317.8451 | 9.1656 | 42.4331 | 404.495 | 0.85209 | 543.4799 | 46.9857 | 49.2666 | 1.5219 | 136.1593 | 1.2422 | 218.7854 | 31.0673 | 66.306 | 9.6713 | 5.4366 | 5.4552 | 51.6129 | 42.8682 | 146.5326 | 28.7956 | 71.874 | 7.983 | 106.3139 | 97.246
1f37113 | UGI | 6 | 15f_161053_401x236x571.dat | 0.1200;0.1200;0.2828 | 401;236;571 | (-0.2291;78.0600;26.5786) | 110 | 7.85 | 62 | 92 | 60 | EZpaque | [73,75] | [100,10] | 1 | 10 | 75 | normal | none | 8.8451 | 6.0324 | 53.3575 | 40.6875 | 27.7491 | 1129.0442 | 3.5191e-16 | 358.9885 | 0.45927 | 72.8491 | 346.7977 | 1.1989 | 493.1155 | 15.3885 | 69.7574 | 546.2263 | 0.7508 | 745.0014 | 72.0876 | 79.4418 | 2.4465 | 220.4143 | 2.2619 | 315.8519 | 53.7957 | 109.7113 | 16.5766 | 8.9436 | 10.1141 | 79.5181 | 66.6398 | 182.2786 | 37.7195 | 78.984 | 14.0126 | 155.6443 | 136.8475
1f37113 | UGI | 6 | 15f_161053_401x236x571.dat | 0.1200;0.1200;0.2828 | 401;236;571 | (-0.2291;78.0600;26.5786) | 110 | 9.9905 | 69 | 92 | 60 | EZpaque | [73,75] | [100,10] | 1 | 10 | 75 | normal | none | 8.8451 | 6.0324 | 53.3575 | 40.6875 | 27.7491 | 1129.0442 | 3.4027e-16 | 404.2035 | 0.60154 | 80.6849 | 365.8815 | 1.691 | 549.792 | 20.6293 | 83.3504 | 586.4683 | 0.44444 | 801.0013 | 81.7429 | 94.7354 | 3.1865 | 259.8464 | 2.6996 | 351.6577 | 67.1224 | 129.8953 | 19.6932 | 11.1116 | 12.8958 | 92.5771 | 77.2803 | 191.6449 | 40.4848 | 80.2058 | 17.7942 | 173.4294 | 150.9533
1f37113 | UGI | 6 | 15f_161053_401x236x571.dat | 0.1200;0.1200;0.2828 | 401;236;571 | (-0.2291;78.0600;26.5786) | 60 | 2.5 | 38 | 92 | 60 | EZpaque | [73,75] | [100,10] | 1 | 10 | 75 | normal | none | 8.8451 | 6.0324 | 53.3575 | 40.6875 | 27.7491 | 1129.0442 | 5.5051e-16 | 131.9672 | 0.068173 | 36.0104 | 208.7345 | 0.16207 | 171.2618 | 2.6212 | 17.9169 | 290.6952 | 0.50791 | 381.1026 | 25.4692 | 22.214 | 0.6397 | 63.7212 | 0.45 | 137.3041 | 10.5001 | 28.481 | 3.4766 | 2.1342 | 1.527 | 27.3496 | 22.1094 | 118.813 | 21.5233 | 66.3912 | 2.0841 | 64.9721 | 64.301
1f37113 | UGI | 6 | 15f_161053_401x236x571.dat | 0.1200;0.1200;0.2828 | 401;236;571 | (-0.2291;78.0600;26.5786) | 60 | 5.7448 | 47 | 92 | 60 | EZpaque | [73,75] | [100,10] | 1 | 10 | 75 | normal | none | 8.8451 | 6.0324 | 53.3575 | 40.6875 | 27.7491 | 1129.0442 | 3.5744e-16 | 277.0383 | 0.20502 | 60.3092 | 326.6828 | 0.56532 | 394.582 | 8.1932 | 47.812 | 496.9204 | 0.82805 | 681.2303 | 57.3716 | 57.0974 | 1.4055 | 152.8334 | 1.0802 | 260.7699 | 30.8806 | 75.1228 | 9.9239 | 5.7011 | 4.4838 | 57.0127 | 48.4447 | 172.3955 | 34.0229 | 78.3741 | 6.8585 | 127.0785 | 116.3063
1f37113 | UGI | 6 | 15f_161053_401x236x571.dat | 0.1200;0.1200;0.2828 | 401;236;571 | (-0.2291;78.0600;26.5786) | 60 | 6.3535 | 49 | 92 | 60 | EZpaque | [73,75] | [100,10] | 1 | 10 | 75 | normal | none | 8.8451 | 6.0324 | 53.3575 | 40.6875 | 27.7491 | 1129.0442 | 3.4128e-16 | 303.8227 | 0.23302 | 64.1517 | 340.8299 | 0.55675 | 432.4836 | 9.427 | 54.2245 | 524.5475 | 1.2313 | 722.1832 | 63.0764 | 62.5285 | 1.6866 | 169.9432 | 1.4106 | 280.1679 | 35.8 | 84.1937 | 11.3011 | 6.4741 | 5.4122 | 62.5276 | 53.4891 | 179.0641 | 35.7654 | 79.6235 | 8.2767 | 137.289 | 124.2138
1f37113 | UGI | 6 | 15f_161053_401x236x571.dat | 0.1200;0.1200;0.2828 | 401;236;571 | (-0.2291;78.0600;26.5786) | 80 | 2.9 | 44 | 92 | 60 | EZpaque | [73,75] | [100,10] | 1 | 10 | 75 | normal | none | 8.8451 | 6.0324 | 53.3575 | 40.6875 | 27.7491 | 1129.0442 | 4.9288e-16 | 172.4239 | 0.13561 | 42.8199 | 233.8711 | 0.43784 | 234.1755 | 5.3829 | 27.9968 | 338.9478 | 0.42382 | 450.4966 | 34.7429 | 33.276 | 0.83909 | 92.5502 | 0.74706 | 170.7562 | 18.5123 | 43.8465 | 5.9911 | 3.2259 | 2.9928 | 36.9427 | 30.6308 | 130.295 | 24.5295 | 68.7788 | 4.2816 | 82.014 | 77.9417
1f37113 | UGI | 6 | 15f_161053_401x236x571.dat | 0.1200;0.1200;0.2828 | 401;236;571 | (-0.2291;78.0600;26.5786) | 80 | 7.702 | 57 | 92 | 60 | EZpaque | [73,75] | [100,10] | 1 | 10 | 75 | normal | none | 8.8451 | 6.0324 | 53.3575 | 40.6875 | 27.7491 | 1129.0442 | 3.2943e-16 | 357.1043 | 0.38442 | 72.5592 | 357.4989 | 0.9131 | 493.4924 | 15.1077 | 69.296 | 562.1266 | 0.53581 | 772.5219 | 73.7127 | 78.946 | 2.4168 | 215.2643 | 2.105 | 318.0669 | 49.9897 | 106.8429 | 15.6134 | 8.9904 | 8.5961 | 76.9675 | 65.9568 | 186.3609 | 38.4184 | 80.4 | 12.6319 | 156.4229 | 138.7398
1f37113 | UGI | 6 | 15f_161053_401x236x571.dat | 0.1200;0.1200;0.2828 | 401;236;571 | (-0.2291;78.0600;26.5786) | 80 | 8.502 | 60 | 92 | 60 | EZpaque | [73,75] | [100,10] | 1 | 10 | 75 | normal | none | 8.8451 | 6.0324 | 53.3575 | 40.6875 | 27.7491 | 1129.0442 | 3.2127e-16 | 382.4527 | 0.44337 | 76.4314 | 367.3252 | 0.9855 | 530.5843 | 16.2901 | 75.4758 | 582.8147 | 1.2562 | 801.7282 | 78.7908 | 85.7818 | 2.432 | 233.5586 | 2.3397 | 335.7939 | 55.5797 | 116.7622 | 17.4088 | 10.4713 | 9.7803 | 83.0106 | 71.2522 | 191.1944 | 39.8117 | 81.1523 | 13.832 | 165.9475 | 145.7577
1f37113 | UGI | 7 | 15f_161053_401x236x571.dat | 0.1200;0.1200;0.2828 | 401;236;571 | (-0.2291;78.0600;26.5786) | 110 | 3.9 | 52 | 92 | 60 | EZpaque | [73,75] | [90,20] | 1 | 10 | 75 | normal | none | 8.8451 | 6.0324 | 53.3575 | 40.6875 | 27.7491 | 1129.0442 | 4.4062e-16 | 219.8839 | 0.25922 | 52.4666 | 261.5612 | 0.64002 | 307.3372 | 6.7305 | 41.995 | 389.834 | 0.85209 | 539.2359 | 46.6203 | 48.3338 | 1.5161 | 119.9981 | 1.2296 | 185.9116 | 29.0543 | 63.3738 | 9.6107 | 5.3063 | 4.1457 | 48.3792 | 40.2773 | 143.2417 | 28.2999 | 71.5484 | 6.3147 | 101.3573 | 94.4035
1f37113 | UGI | 7 | 15f_161053_401x236x571.dat | 0.1200;0.1200;0.2828 | 401;236;571 | (-0.2291;78.0600;26.5786) | 110 | 7.85 | 62 | 92 | 60 | EZpaque | [73,75] | [90,20] | 1 | 10 | 75 | normal | none | 8.8451 | 6.0324 | 53.3575 | 40.6875 | 27.7491 | 1129.0442 | 3.5191e-16 | 334.8911 | 0.45489 | 72.6417 | 333.8681 | 1.2006 | 477.5147 | 11.9487 | 69.0299 | 524.9422 | 0.7508 | 738.4371 | 71.397 | 78.254 | 2.4426 | 195.1689 | 2.2473 | 268.7626 | 50.2834 | 104.9231 | 16.5735 | 8.9277 | 7.5228 | 74.2704 | 62.3972 | 176.8702 | 36.9059 | 78.4206 | 11.2635 | 148.1737 | 132.3496
1f37113 | UGI | 7 | 15f_161053_401x236x571.dat | 0.1200;0.1200;0.2828 | 401;236;571 | (-0.2291;78.0600;26.5786) | 110 | 9.9905 | 69 | 92 | 60 | EZpaque | [73,75] | [90,20] | 1 | 10 | 75 | normal | none | 8.8451 | 6.0324 | 53.3575 | 40.6875 | 27.7491 | 1129.0442 | 3.4027e-16 | 378.5771 | 0.59458 | 80.4263 | 350.7172 | 1.6975 | 537.2139 | 16.1626 | 82.413 | 563.8395 | 0.44444 | 793.5367 | 80.8466 | 93.1543 | 3.1804 | 232.0129 | 2.6828 | 300.64 | 62.7112 | 124.5907 | 19.5046 | 10.9829 | 9.89 | 86.4227 | 72.2966 | 185.2949 | 39.5353 | 79.5355 | 14.0381 | 165.5507 | 145.7732
1f37113 | UGI | 7 | 15f_161053_401x236x571.dat | 0.1200;0.1200;0.2828 | 401;236;571 | (-0.2291;78.0600;26.5786) | 60 | 2.5 | 38 | 92 | 60 | EZpaque | [73,75] | [90,20] | 1 | 10 | 75 | normal | none | 8.8451 | 6.0324 | 53.3575 | 40.6875 | 27.7491 | 1129.0442 | 5.5051e-16 | 121.8911 | 0.067828 | 35.9686 | 204.6837 | 0.16142 | 166.0739 | 2.1362 | 17.8032 | 281.3039 | 0.50791 | 379.0681 | 25.3657 | 21.8889 | 0.62471 | 54.7712 | 0.45118 | 116.7594 | 9.8952 | 27.2803 | 3.4777 | 2.1151 | 1.1518 | 25.9703 | 21.0439 | 117.0709 | 21.3048 | 66.2316 | 1.6193 | 62.1656 | 62.9899
1f37113 | UGI | 7 | 15f_161053_401x236x571.dat | 0.1200;0.1200;0.2828 | 401;236;571 | (-0.2291;78.0600;26.5786) | 60 | 5.7448 | 47 | 92 | 60 | EZpaque | [73,75] | [90,20] | 1 | 10 | 75 | normal | none | 8.8451 | 6.0324 | 53.3575 | 40.6875 | 27.7491 | 1129.0442 | 3.5744e-16 | 257.8687 | 0.20352 | 60.2001 | 317.5065 | 0.56532 | 383.2235 | 5.5654 | 47.4931 | 477.085 | 0.82805 | 676.3623 | 57.0191 | 56.0231 | 1.3904 | 131.9796 | 1.0762 | 219.9465 | 28.9362 | 72.1125 | 9.8486 | 5.7 | 3.3871 | 53.4476 | 45.5887 | 168.5351 | 33.4714 | 78.011 | 5.4255 | 121.0365 | 113.1116
1f37113 | UGI | 7 | 15f_161053_401x236x571.dat | 0.1200;0.1200;0.2828 | 401;236;571 | (-0.2291;78.0600;26.5786) | 60 | 6.3535 | 49 | 92 | 60 | EZpaque | [73,75] | [90,20] | 1 | 10 | 75 | normal | none | 8.8451 | 6.0324 | 53.3575 | 40.6875 | 27.7491 | 1129.0442 | 3.4128e-16 | 283.0482 | 0.23257 | 64.0433 | 330.6331 | 0.55625 | 420.1772 | 6.237 | 53.7821 | 502.8648 | 1.2313 | 716.7625 | 62.6603 | 61.459 | 1.693 | 147.2202 | 1.3916 | 235.4633 | 33.5292 | 80.6805 | 11.2466 | 6.4046 | 3.9721 | 58.4934 | 50.2353 | 174.8424 | 35.1471 | 79.2693 | 6.7026 | 130.7151 | 120.6213
1f37113 | UGI | 7 | 15f_161053_401x236x571.dat | 0.1200;0.1200;0.2828 | 401;236;571 | (-0.2291;78.0600;26.5786) | 80 | 2.9 | 44 | 92 | 60 | EZpaque | [73,75] | [90,20] | 1 | 10 | 75 | normal | none | 8.8451 | 6.0324 | 53.3575 | 40.6875 | 27.7491 | 1129.0442 | 4.9288e-16 | 159.1448 | 0.13517 | 42.7672 | 227.967 | 0.43177 | 226.5468 | 3.6776 | 27.7432 | 326.8556 | 0.42382 | 447.5344 | 34.5197 | 32.7424 | 0.83735 | 80.247 | 0.73604 | 144.7295 | 17.2671 | 41.9434 | 5.9743 | 3.184 | 2.2914 | 34.7587 | 28.8929 | 127.8362 | 24.1926 | 68.5711 | 3.2917 | 78.175 | 75.9234
1f37113 | UGI | 7 | 15f_161053_401x236x571.dat | 0.1200;0.1200;0.2828 | 401;236;571 | (-0.2291;78.0600;26.5786) | 80 | 7.702 | 57 | 92 | 60 | EZpaque | [73,75] | [90,20] | 1 | 10 | 75 | normal | none | 8.8451 | 6.0324 | 53.3575 | 40.6875 | 27.7491 | 1129.0442 | 3.2943e-16 | 331.8484 | 0.38306 | 72.3801 | 344.4156 | 0.88605 | 479.3163 | 10.7362 | 68.5856 | 538.7831 | 0.53581 | 765.7222 | 73.1117 | 77.7773 | 2.3796 | 188.6272 | 2.0794 | 268.0862 | 46.3592 | 101.9587 | 15.4674 | 8.9322 | 6.2263 | 71.6453 | 61.6143 | 181.3204 | 37.6189 | 79.8641 | 9.7348 | 148.7101 | 134.1112
1f37113 | UGI | 7 | 15f_161053_401x236x571.dat | 0.1200;0.1200;0.2828 | 401;236;571 | (-0.2291;78.0600;26.5786) | 80 | 8.502 | 60 | 92 | 60 | EZpaque | [73,75] | [90,20] | 1 | 10 | 75 | normal | none | 8.8451 | 6.0324 | 53.3575 | 40.6875 | 27.7491 | 1129.0442 | 3.2127e-16 | 353.4738 | 0.4419 | 76.2104 | 352.8513 | 0.95151 | 515.2388 | 11.1723 | 74.6727 | 558.1625 | 1.2562 | 794.4446 | 78.0624 | 84.4527 | 2.3755 | 205.4855 | 2.3185 | 282.7137 | 51.5208 | 111.6854 | 17.3173 | 10.3739 | 7.3552 | 77.1612 | 66.4684 | 186.0086 | 38.9358 | 80.5703 | 10.6104 | 157.5874 | 140.6838
1f37113 | UGI | 8 | 15f_161053_401x236x571.dat | 0.1200;0.1200;0.2828 | 401;236;571 | (0.1992;74.2800;25.4594) | 110 | 3.9 | 52 | 87.56 | 60 | EZpaque | [73,75] | [90,20] | 1 | 10 | 75 | normal | none | 10.6577 | 5.9064 | 62.949 | 46.6594 | 25.8584 | 1206.5355 | 3.4361e-16 | 715.2948 | 0.22018 | 12.6037 | 70.8135 | 0.35849 | 205.2464 | 12.7338 | 38.0115 | 1035.5448 | 0.022675 | 220.086 | 45.165 | 80.5223 | 0.89789 | 464.6302 | 1.077 | 174.9181 | 635.145 | 177.5286 | 7.4542 | 4.0418 | 7.4684 | 123.4522 | 101.5073 | 115.0343 | 28.2985 | 81.2834 | 13.3123 | 208.0742 | 91.8608
1f37113 | UGI | 8 | 15f_161053_401x236x571.dat | 0.1200;0.1200;0.2828 | 401;236;571 | (0.1992;74.2800;25.4594) | 110 | 7.85 | 62 | 87.56 | 60 | EZpaque | [73,75] | [90,20] | 1 | 10 | 75 | normal | none | 10.6577 | 5.9064 | 62.949 | 46.6594 | 25.8584 | 1206.5355 | 2.7445e-16 | 983.9204 | 0.39613 | 21.3519 | 112.2013 | 1.0538 | 325.6586 | 25.7275 | 62.7065 | 1319.9705 | 0.094657 | 331.226 | 68.9517 | 124.2981 | 1.8462 | 681.3915 | 1.7737 | 267.9766 | 838.176 | 268.9858 | 12.1959 | 7.9372 | 13.4646 | 181.7606 | 151.0496 | 159.5432 | 37.6165 | 88.7251 | 22.8622 | 287.2398 | 136.4136
1f37113 | UGI | 8 | 15f_161053_401x236x571.dat | 0.1200;0.1200;0.2828 | 401;236;571 | (0.1992;74.2800;25.4594) | 110 | 9.9905 | 69 | 87.56 | 60 | EZpaque | [73,75] | [90,20] | 1 | 10 | 75 | normal | none | 10.6577 | 5.9064 | 62.949 | 46.6594 | 25.8584 | 1206.5355 | 2.6539e-16 | 1063.299 | 0.51618 | 26.2349 | 132.0843 | 1.0913 | 393.6079 | 30.1996 | 74.5579 | 1373.3697 | 0.16144 | 374.8092 | 77.9906 | 143.0493 | 2.3097 | 753.2659 | 2.4305 | 307.1769 | 884.1671 | 301.9997 | 15.4666 | 9.4438 | 17.4712 | 204.1824 | 168.9614 | 174.9169 | 40.5654 | 89.8474 | 28.9015 | 312.7302 | 153.4511
1f37113 | UGI | 8 | 15f_161053_401x236x571.dat | 0.1200;0.1200;0.2828 | 401;236;571 | (0.1992;74.2800;25.4594) | 60 | 2.5 | 38 | 87.56 | 60 | EZpaque | [73,75] | [90,20] | 1 | 10 | 75 | normal | none | 10.6577 | 5.9064 | 62.949 | 46.6594 | 25.8584 | 1206.5355 | 4.2926e-16 | 503.0506 | 0.061906 | 4.5737 | 34.6572 | 0.14866 | 95.513 | 4.0812 | 16.2374 | 816.9623 | 0 | 125.7161 | 24.9196 | 42.4567 | 0.38496 | 283.2077 | 0.32999 | 95.7669 | 475.3053 | 100.5682 | 2.488 | 1.4985 | 2.166 | 74.2268 | 59.4641 | 78.1557 | 20.7063 | 75.5978 | 4.1094 | 143.3515 | 54.4302
1f37113 | UGI | 8 | 15f_161053_401x236x571.dat | 0.1200;0.1200;0.2828 | 401;236;571 | (0.1992;74.2800;25.4594) | 60 | 5.7448 | 47 | 87.56 | 60 | EZpaque | [73,75] | [90,20] | 1 | 10 | 75 | normal | none | 10.6577 | 5.9064 | 62.949 | 46.6594 | 25.8584 | 1206.5355 | 2.7872e-16 | 892.255 | 0.19111 | 12.5785 | 77.1955 | 0.53878 | 230.7112 | 12.4637 | 43.2261 | 1291.0053 | 0.048719 | 264.1461 | 54.9152 | 96.9393 | 1.017 | 586.1781 | 0.89606 | 204.9973 | 797.3571 | 218.4229 | 7.0806 | 3.6678 | 6.6206 | 147.4497 | 124.4357 | 138.2311 | 33.5599 | 88.4741 | 12.2309 | 256.424 | 110.0303
1f37113 | UGI | 8 | 15f_161053_401x236x571.dat | 0.1200;0.1200;0.2828 | 401;236;571 | (0.1992;74.2800;25.4594) | 60 | 6.3535 | 49 | 87.56 | 60 | EZpaque | [73,75] | [90,20] | 1 | 10 | 75 | normal | none | 10.6577 | 5.9064 | 62.949 | 46.6594 | 25.8584 | 1206.5355 | 2.6611e-16 | 945.9953 | 0.22724 | 14.4293 | 84.9607 | 0.38856 | 258.7264 | 14.176 | 48.8067 | 1345.3395 | 0.67197 | 287.1205 | 60.2192 | 107.8571 | 1.2882 | 631.6155 | 1.0561 | 223.6922 | 835.891 | 238.1297 | 8.3225 | 4.3087 | 8.2184 | 159.3757 | 135.4702 | 146.5049 | 35.3714 | 89.8284 | 14.6033 | 272.7083 | 119.2788
1f37113 | UGI | 8 | 15f_161053_401x236x571.dat | 0.1200;0.1200;0.2828 | 401;236;571 | (0.1992;74.2800;25.4594) | 80 | 2.9 | 44 | 87.56 | 60 | EZpaque | [73,75] | [90,20] | 1 | 10 | 75 | normal | none | 10.6577 | 5.9064 | 62.949 | 46.6594 | 25.8584 | 1206.5355 | 3.8434e-16 | 596.0646 | 0.1224 | 7.6217 | 48.8061 | 0.24652 | 139.786 | 7.15 | 25.2976 | 911.5165 | 0 | 164.7718 | 33.5616 | 58.459 | 0.49501 | 360.8287 | 0.57915 | 128.2128 | 543.4806 | 132.6959 | 4.3816 | 2.2445 | 4.1409 | 94.5685 | 77.5834 | 93.1579 | 23.8501 | 78.0232 | 7.2335 | 170.8895 | 69.8969
1f37113 | UGI | 8 | 15f_161053_401x236x571.dat | 0.1200;0.1200;0.2828 | 401;236;571 | (0.1992;74.2800;25.4594) | 80 | 7.702 | 57 | 87.56 | 60 | EZpaque | [73,75] | [90,20] | 1 | 10 | 75 | normal | none | 10.6577 | 5.9064 | 62.949 | 46.6594 | 25.8584 | 1206.5355 | 2.5689e-16 | 1014.7616 | 0.34608 | 19.8378 | 106.743 | 0.87431 | 324.5618 | 22.6659 | 62.4163 | 1381.2249 | 0.27074 | 332.5886 | 70.2291 | 126.561 | 1.4481 | 701.59 | 1.6932 | 264.8275 | 872.3648 | 271.7177 | 12.0259 | 6.7329 | 12.0368 | 182.7771 | 155.4368 | 162.6374 | 38.3258 | 90.5969 | 21.3256 | 296.0482 | 137.0931
1f37113 | UGI | 8 | 15f_161053_401x236x571.dat | 0.1200;0.1200;0.2828 | 401;236;571 | (0.1992;74.2800;25.4594) | 80 | 8.502 | 60 | 87.56 | 60 | EZpaque | [73,75] | [90,20] | 1 | 10 | 75 | normal | none | 10.6577 | 5.9064 | 62.949 | 46.6594 | 25.8584 | 1206.5355 | 2.5053e-16 | 1063.0858 | 0.38623 | 21.7886 | 115.445 | 0.80348 | 345.0539 | 24.3551 | 67.9706 | 1411.5803 | 0.17239 | 353.4758 | 75.0115 | 135.1429 | 1.8807 | 738.7796 | 1.832 | 283.0425 | 894.4466 | 288.3791 | 13.3554 | 7.7802 | 13.4812 | 193.6407 | 164.9576 | 169.4584 | 39.7907 | 91.3436 | 24.2222 | 308.6098 | 145.2738
1f37113 | UGI | 9 | 15f_161053_401x236x571.dat | 0.1200;0.1200;0.2828 | 401;236;571 | (-0.0834;75.7102;25.2438) | 110 | 3.9 | 52 | 88.7546 | 60 | EZpaque | [73,75] | [90,20] | 1 | 5 | 75 | normal | none | 10.2741 | 5.6929 | 58.4893 | 45.5938 | 25.2634 | 1151.8574 | 3.6864e-16 | 670.839 | 0.19966 | 10.4068 | 71.4296 | 0.42646 | 169.9206 | 13.4545 | 34.4181 | 960.686 | 0.12198 | 162.8595 | 37.4319 | 74.7987 | 0.82212 | 489.0099 | 0.82991 | 162.0213 | 773.4315 | 201.1568 | 5.8905 | 3.9947 | 7.2352 | 114.4883 | 93.9836 | 111.9414 | 26.0083 | 77.1296 | 12.4749 | 196.7433 | 88.5521
1f37113 | UGI | 9 | 15f_161053_401x236x571.dat | 0.1200;0.1200;0.2828 | 401;236;571 | (-0.0834;75.7102;25.2438) | 110 | 7.85 | 62 | 88.7546 | 60 | EZpaque | [73,75] | [90,20] | 1 | 5 | 75 | normal | none | 10.2741 | 5.6929 | 58.4893 | 45.5938 | 25.2634 | 1151.8574 | 2.9445e-16 | 911.8766 | 0.35888 | 17.5861 | 111.8569 | 0.80721 | 276.4022 | 21.8881 | 56.4514 | 1229.5221 | 0.88837 | 251.233 | 57.6673 | 114.3021 | 1.5614 | 707.0525 | 1.5995 | 249.0663 | 995.0493 | 298.1378 | 10.6484 | 5.7868 | 13.5606 | 168.7201 | 139.9608 | 154.1574 | 34.5871 | 84.1509 | 22.3459 | 270.8094 | 130.3804
1f37113 | UGI | 9 | 15f_161053_401x236x571.dat | 0.1200;0.1200;0.2828 | 401;236;571 | (-0.0834;75.7102;25.2438) | 110 | 9.9905 | 69 | 88.7546 | 60 | EZpaque | [73,75] | [90,20] | 1 | 5 | 75 | normal | none | 10.2741 | 5.6929 | 58.4893 | 45.5938 | 25.2634 | 1151.8574 | 2.8473e-16 | 979.2438 | 0.45752 | 21.5668 | 130.2252 | 0.88912 | 334.3063 | 27.6346 | 66.9055 | 1281.1439 | 0.051832 | 288.1116 | 65.592 | 128.7185 | 2.0824 | 775.4366 | 1.9874 | 285.7304 | 1036.6315 | 333.9902 | 12.7914 | 7.5858 | 16.8725 | 189.705 | 156.7026 | 169.0725 | 37.3534 | 85.0641 | 27.5152 | 293.5652 | 146.4617
1f37113 | UGI | 9 | 15f_161053_401x236x571.dat | 0.1200;0.1200;0.2828 | 401;236;571 | (-0.0834;75.7102;25.2438) | 60 | 2.5 | 38 | 88.7546 | 60 | EZpaque | [73,75] | [90,20] | 1 | 5 | 75 | normal | none | 10.2741 | 5.6929 | 58.4893 | 45.5938 | 25.2634 | 1151.8574 | 4.6055e-16 | 462.1395 | 0.057031 | 3.8256 | 36.417 | 0.077611 | 72.085 | 4.0202 | 14.6187 | 755.0261 | 0.035221 | 87.1429 | 19.979 | 42.0798 | 0.25039 | 308.52 | 0.23489 | 87.9159 | 601.4501 | 118.9026 | 1.9982 | 1.2331 | 1.9771 | 68.628 | 54.8924 | 77.026 | 18.9406 | 71.8665 | 3.7646 | 135.1234 | 52.8345
1f37113 | UGI | 9 | 15f_161053_401x236x571.dat | 0.1200;0.1200;0.2828 | 401;236;571 | (-0.0834;75.7102;25.2438) | 60 | 5.7448 | 47 | 88.7546 | 60 | EZpaque | [73,75] | [90,20] | 1 | 5 | 75 | normal | none | 10.2741 | 5.6929 | 58.4893 | 45.5938 | 25.2634 | 1151.8574 | 2.9903e-16 | 834.0046 | 0.16652 | 10.4927 | 78.8758 | 0.30686 | 191.0228 | 13.0276 | 39.0667 | 1200.5599 | 0.014823 | 192.4708 | 45.3838 | 90.8379 | 0.74639 | 619.7431 | 0.82972 | 189.4477 | 965.1967 | 250.1378 | 6.1172 | 3.3632 | 6.3857 | 136.7654 | 115.2102 | 134.6192 | 30.8268 | 83.9161 | 12.4949 | 243.1272 | 106.5397
1f37113 | UGI | 9 | 15f_161053_401x236x571.dat | 0.1200;0.1200;0.2828 | 401;236;571 | (-0.0834;75.7102;25.2438) | 60 | 6.3535 | 49 | 88.7546 | 60 | EZpaque | [73,75] | [90,20] | 1 | 5 | 75 | normal | none | 10.2741 | 5.6929 | 58.4893 | 45.5938 | 25.2634 | 1151.8574 | 2.8551e-16 | 885.1035 | 0.20028 | 11.9367 | 86.3248 | 0.46449 | 210.9209 | 14.2206 | 44.1729 | 1251.0041 | 0 | 210.7878 | 49.9204 | 101.0001 | 0.82857 | 665.7102 | 0.89778 | 207.3974 | 1006.9886 | 271.1139 | 6.724 | 3.9952 | 7.3628 | 147.821 | 125.4231 | 143.2532 | 32.5178 | 85.2086 | 14.2487 | 258.1856 | 115.2171
1f37113 | UGI | 9 | 15f_161053_401x236x571.dat | 0.1200;0.1200;0.2828 | 401;236;571 | (-0.0834;75.7102;25.2438) | 80 | 2.9 | 44 | 88.7546 | 60 | EZpaque | [73,75] | [90,20] | 1 | 5 | 75 | normal | none | 10.2741 | 5.6929 | 58.4893 | 45.5938 | 25.2634 | 1151.8574 | 4.1234e-16 | 552.3102 | 0.10775 | 6.3617 | 49.8374 | 0.19987 | 114.0295 | 6.5182 | 22.9502 | 843.5741 | 0.37474 | 118.2372 | 27.4336 | 56.3539 | 0.53131 | 385.2881 | 0.53485 | 117.9461 | 674.1269 | 153.3974 | 3.5078 | 2.2256 | 4.125 | 87.5861 | 71.7429 | 91.8768 | 21.8733 | 74.1845 | 7.1334 | 161.5253 | 67.5618
1f37113 | UGI | 9 | 15f_161053_401x236x571.dat | 0.1200;0.1200;0.2828 | 401;236;571 | (-0.0834;75.7102;25.2438) | 80 | 7.702 | 57 | 88.7546 | 60 | EZpaque | [73,75] | [90,20] | 1 | 5 | 75 | normal | none | 10.2741 | 5.6929 | 58.4893 | 45.5938 | 25.2634 | 1151.8574 | 2.756e-16 | 942.2237 | 0.31846 | 16.3666 | 106.6751 | 0.65543 | 268.7449 | 20.8183 | 56.1205 | 1286.4866 | 1.5246 | 250.1203 | 58.8781 | 117.5603 | 1.3156 | 730.6878 | 1.4668 | 246.452 | 1036.4171 | 305.1995 | 10.0594 | 5.8087 | 12.0561 | 169.6078 | 143.977 | 156.7407 | 35.2246 | 85.8777 | 20.4765 | 278.9963 | 131.6905
1f37113 | UGI | 9 | 15f_161053_401x236x571.dat | 0.1200;0.1200;0.2828 | 401;236;571 | (-0.0834;75.7102;25.2438) | 80 | 8.502 | 60 | 88.7546 | 60 | EZpaque | [73,75] | [90,20] | 1 | 5 | 75 | normal | none | 10.2741 | 5.6929 | 58.4893 | 45.5938 | 25.2634 | 1151.8574 | 2.6879e-16 | 977.2015 | 0.36328 | 18.2516 | 114.6889 | 0.55337 | 289.9125 | 23.6454 | 61.409 | 1315.0143 | 0.14024 | 267.6124 | 62.9418 | 125.4 | 1.6151 | 765.9941 | 1.5942 | 263.3451 | 1059.7201 | 321.5248 | 10.8773 | 7.42 | 13.3231 | 179.7996 | 152.8911 | 163.1393 | 36.5956 | 86.478 | 23.2399 | 290.1158 | 139.3338
1f37113 | UGI | 1 | 15m_167056_407x225x586.dat | 0.1250;0.1250;0.2832 | 407;225;586 | (-2.0819;83.3125;54.0960) | 110 | 3.9 | 52 | 97 | 60 | EZpaque | [5] | [0] | 0 | 5 | 75 | normal | none | 5.9223 | 8.9604 | 53.0664 | 28.7232 | 43.458 | 1248.254 | 4.3787e-16 | 39.8816 | 60.9311 | 302.5317 | 2.8323 | 306.3456 | 19.9157 | 0.098839 | 260.9213 | 12.1677 | 76.5156 | 28.2343 | 272.1574 | 212.8113 | 463.081 | 19.0405 | 448.2365 | 3.6207 | 45.9633 | 52.8557 | 167.154 | 286.0428 | 0.23192 | 67.9387 | 68.1112 | 82.0522 | 50.7585 | 68.0338 | 0.12173 | 149.2767 | 129.2649
1f37113 | UGI | 1 | 15m_167056_407x225x586.dat | 0.1250;0.1250;0.2832 | 407;225;586 | (-2.0819;83.3125;54.0960) | 110 | 7.85 | 62 | 97 | 60 | EZpaque | [5] | [0] | 0 | 5 | 75 | normal | none | 5.9223 | 8.9604 | 53.0664 | 28.7232 | 43.458 | 1248.254 | 3.4971e-16 | 64.6817 | 98.3065 | 357.0648 | 4.9864 | 418.2007 | 35.2633 | 0.15729 | 387.8043 | 20.7064 | 108.7837 | 47.2989 | 378.368 | 324.1806 | 585.1379 | 31.9262 | 580.7343 | 6.4218 | 71.7532 | 80.8493 | 260.8972 | 399.7284 | 0.54082 | 102.8547 | 104.1566 | 108.2502 | 67.1941 | 75.6873 | 0.14783 | 209.4301 | 175.4978
1f37113 | UGI | 1 | 15m_167056_407x225x586.dat | 0.1250;0.1250;0.2832 | 407;225;586 | (-2.0819;83.3125;54.0960) | 110 | 9.9905 | 69 | 97 | 60 | EZpaque | [5] | [0] | 0 | 5 | 75 | normal | none | 5.9223 | 8.9604 | 53.0664 | 28.7232 | 43.458 | 1248.254 | 3.3816e-16 | 76.0743 | 115.1834 | 380.741 | 6.0611 | 461.8573 | 41.3359 | 0.18722 | 431.9007 | 24.9742 | 132.2051 | 56.4591 | 411.2002 | 363.53 | 625.0362 | 37.5832 | 618.1755 | 7.9981 | 80.8797 | 90.8899 | 299.2107 | 431.2206 | 0.55297 | 117.817 | 118.8898 | 117.1087 | 72.4695 | 77.5835 | 0.35694 | 231.7919 | 192.0039
1f37113 | UGI | 1 | 15m_167056_407x225x586.dat | 0.1250;0.1250;0.2832 | 407;225;586 | (-2.0819;83.3125;54.0960) | 60 | 2.5 | 38 | 97 | 60 | EZpaque | [5] | [0] | 0 | 5 | 75 | normal | none | 5.9223 | 8.9604 | 53.0664 | 28.7232 | 43.458 | 1248.254 | 5.4707e-16 | 18.5553 | 28.2671 | 254.7398 | 1.0237 | 211.0889 | 7.3486 | 0.04759 | 154.6389 | 4.5292 | 43.5759 | 11.4688 | 185.2421 | 121.6741 | 356.2994 | 8.0529 | 341.7491 | 1.1949 | 23.9294 | 29.1463 | 87.2067 | 193.7236 | 0.076193 | 37.9758 | 37.0228 | 60.5433 | 37.3339 | 62.0056 | 0.0048146 | 98.3358 | 90.5476
1f37113 | UGI | 1 | 15m_167056_407x225x586.dat | 0.1250;0.1250;0.2832 | 407;225;586 | (-2.0819;83.3125;54.0960) | 60 | 5.7448 | 47 | 97 | 60 | EZpaque | [5] | [0] | 0 | 5 | 75 | normal | none | 5.9223 | 8.9604 | 53.0664 | 28.7232 | 43.458 | 1248.254 | 3.5521e-16 | 45.0894 | 69.9201 | 327.2189 | 2.9383 | 352.303 | 21.1666 | 0.10946 | 326.2618 | 12.8402 | 80.4942 | 31.0919 | 336.8753 | 260.8095 | 530.566 | 21.3502 | 530.3971 | 3.5529 | 57.3443 | 65.9871 | 202.9135 | 351.2614 | 0.18635 | 78.3334 | 80.3568 | 96.7927 | 60.0818 | 73.7523 | 0.12431 | 175.5848 | 151.7195
1f37113 | UGI | 1 | 15m_167056_407x225x586.dat | 0.1250;0.1250;0.2832 | 407;225;586 | (-2.0819;83.3125;54.0960) | 60 | 6.3535 | 49 | 97 | 60 | EZpaque | [5] | [0] | 0 | 5 | 75 | normal | none | 5.9223 | 8.9604 | 53.0664 | 28.7232 | 43.458 | 1248.254 | 3.3916e-16 | 50.6964 | 78.0172 | 336.8655 | 3.348 | 373.2204 | 24.4469 | 0.09878 | 353.2296 | 14.8138 | 89.0534 | 35.1844 | 358.1241 | 282.8845 | 559.8601 | 24.2673 | 555.8207 | 4.1518 | 63.4958 | 72.0111 | 222.6821 | 375.6677 | 0.22562 | 85.4011 | 88.2202 | 101.9752 | 63.3227 | 75.126 | 0.059972 | 188.0523 | 160.9945
1f37113 | UGI | 1 | 15m_167056_407x225x586.dat | 0.1250;0.1250;0.2832 | 407;225;586 | (-2.0819;83.3125;54.0960) | 80 | 2.9 | 44 | 97 | 60 | EZpaque | [5] | [0] | 0 | 5 | 75 | normal | none | 5.9223 | 8.9604 | 53.0664 | 28.7232 | 43.458 | 1248.254 | 4.898e-16 | 28.1603 | 41.7494 | 272.5785 | 1.7411 | 246.5273 | 12.3221 | 0.04061 | 200.0556 | 7.6986 | 51.7983 | 18.3216 | 221.8439 | 159.8436 | 399.0373 | 12.5356 | 386.5425 | 2.1758 | 33.6788 | 39.4301 | 120.2032 | 231.7458 | 0.10226 | 50.1374 | 50.1162 | 69.5005 | 42.907 | 64.5083 | 0.07377 | 118.8763 | 106.3858
1f37113 | UGI | 1 | 15m_167056_407x225x586.dat | 0.1250;0.1250;0.2832 | 407;225;586 | (-2.0819;83.3125;54.0960) | 80 | 7.702 | 57 | 97 | 60 | EZpaque | [5] | [0] | 0 | 5 | 75 | normal | none | 5.9223 | 8.9604 | 53.0664 | 28.7232 | 43.458 | 1248.254 | 3.2737e-16 | 64.7577 | 96.9502 | 357.5723 | 4.6943 | 421.9634 | 33.4418 | 0.13211 | 396.3963 | 20.0147 | 111.206 | 45.9077 | 388.882 | 326.4153 | 597.6949 | 31.2272 | 591.5552 | 6.0255 | 73.8635 | 83.0334 | 262.1494 | 411.4556 | 0.3624 | 101.5635 | 105.0736 | 110.1407 | 68.4547 | 76.7674 | 0.082169 | 211.9001 | 177.7971
1f37113 | UGI | 1 | 15m_167056_407x225x586.dat | 0.1250;0.1250;0.2832 | 407;225;586 | (-2.0819;83.3125;54.0960) | 80 | 8.502 | 60 | 97 | 60 | EZpaque | [5] | [0] | 0 | 5 | 75 | normal | none | 5.9223 | 8.9604 | 53.0664 | 28.7232 | 43.458 | 1248.254 | 3.1928e-16 | 68.5888 | 105.1241 | 366.8569 | 5.1682 | 440.2722 | 36.7483 | 0.13919 | 418.3478 | 22.1821 | 116.9163 | 50.3759 | 405.4438 | 345.9035 | 614.4768 | 34.3022 | 611.4074 | 6.6772 | 79.3943 | 88.6245 | 282.0849 | 424.9565 | 0.4783 | 108.6582 | 112.6083 | 114.4303 | 71.0615 | 77.7364 | 0.15365 | 222.2173 | 185.5847
1f37113 | UGI | 2 | 15m_167056_407x225x586.dat | 0.1250;0.1250;0.2832 | 407;225;586 | (-2.0819;83.3125;64.5918) | 110 | 3.9 | 52 | 97 | 60 | EZpaque | [5] | [0] | 0 | 5 | 75 | normal | none | 5.9223 | 3.6878 | 21.8402 | 28.7232 | 17.8858 | 513.7373 | 1.0132e-15 | 0.71595 | 55.9627 | 1.3332 | 0.062317 | 290.0239 | 0.31477 | 0.011416 | 4.8705 | 0.21982 | 44.6031 | 0.57406 | 11.1671 | 57.8834 | 433.4962 | 0.2621 | 423.6556 | 0.080718 | 0.67076 | 0.54868 | 31.8371 | 310.8795 | 0.0080799 | 28.9707 | 33.2291 | 42.9923 | 15.784 | 23.4323 | 0.014564 | 89.8799 | 35.9729
1f37113 | UGI | 2 | 15m_167056_407x225x586.dat | 0.1250;0.1250;0.2832 | 407;225;586 | (-2.0819;83.3125;64.5918) | 110 | 7.85 | 62 | 97 | 60 | EZpaque | [5] | [0] | 0 | 5 | 75 | normal | none | 5.9223 | 3.6878 | 21.8402 | 28.7232 | 17.8858 | 513.7373 | 8.0913e-16 | 1.144 | 89.7709 | 1.9071 | 0.12004 | 400.4689 | 0.67603 | 0.011387 | 8.2438 | 0.40999 | 63.7848 | 1.0332 | 17.1951 | 80.3051 | 552.9543 | 0.44359 | 547.1579 | 0.14674 | 1.1355 | 1.004 | 48.4967 | 396.3657 | 0.01733 | 43.6039 | 50.596 | 56.4105 | 20.5727 | 25.8878 | 0.0091392 | 120.8157 | 48.4014
1f37113 | UGI | 2 | 15m_167056_407x225x586.dat | 0.1250;0.1250;0.2832 | 407;225;586 | (-2.0819;83.3125;64.5918) | 110 | 9.9905 | 69 | 97 | 60 | EZpaque | [5] | [0] | 0 | 5 | 75 | normal | none | 5.9223 | 3.6878 | 21.8402 | 28.7232 | 17.8858 | 513.7373 | 7.8233e-16 | 1.4946 | 104.7515 | 2.2553 | 0.14273 | 440.7362 | 0.86105 | 0.0031765 | 9.7613 | 0.52518 | 67.5178 | 1.3327 | 19.5724 | 87.0416 | 586.1357 | 0.59672 | 582.6206 | 0.17545 | 1.4241 | 1.2612 | 54.5526 | 413.5481 | 0.026773 | 49.706 | 57.6432 | 60.3648 | 22.0791 | 26.5483 | 0.041479 | 131.1482 | 52.2841
1f37113 | UGI | 2 | 15m_167056_407x225x586.dat | 0.1250;0.1250;0.2832 | 407;225;586 | (-2.0819;83.3125;64.5918) | 60 | 2.5 | 38 | 97 | 60 | EZpaque | [5] | [0] | 0 | 5 | 75 | normal | none | 5.9223 | 3.6878 | 21.8402 | 28.7232 | 17.8858 | 513.7373 | 1.2659e-15 | 0.13898 | 26.5456 | 0.6989 | 0.028849 | 202.4731 | 0.053501 | 0.00018265 | 2.0469 | 0.0619 | 23.2926 | 0.1462 | 5.9831 | 39.395 | 338.3058 | 0.076386 | 324.7817 | 0.021896 | 0.23082 | 0.17731 | 17.947 | 243.4165 | 0.00314 | 16.4796 | 18.3112 | 32.0962 | 11.8789 | 21.4561 | 0.0080409 | 65.1504 | 25.8516
1f37113 | UGI | 2 | 15m_167056_407x225x586.dat | 0.1250;0.1250;0.2832 | 407;225;586 | (-2.0819;83.3125;64.5918) | 60 | 5.7448 | 47 | 97 | 60 | EZpaque | [5] | [0] | 0 | 5 | 75 | normal | none | 5.9223 | 3.6878 | 21.8402 | 28.7232 | 17.8858 | 513.7373 | 8.2193e-16 | 0.53939 | 65.0153 | 1.438 | 0.059869 | 339.3721 | 0.20763 | 0.00090342 | 5.466 | 0.18346 | 45.1121 | 0.48864 | 13.5255 | 71.5171 | 497.8164 | 0.2149 | 500.639 | 0.064534 | 0.70208 | 0.53262 | 39.7418 | 383.9867 | 0.010626 | 33.7781 | 39.3124 | 51.1069 | 18.525 | 25.1291 | 3.4312e-05 | 104.9279 | 43.0526
1f37113 | UGI | 2 | 15m_167056_407x225x586.dat | 0.1250;0.1250;0.2832 | 407;225;586 | (-2.0819;83.3125;64.5918) | 60 | 6.3535 | 49 | 97 | 60 | EZpaque | [5] | [0] | 0 | 5 | 75 | normal | none | 5.9223 | 3.6878 | 21.8402 | 28.7232 | 17.8858 | 513.7373 | 7.8479e-16 | 0.64434 | 72.4577 | 1.5208 | 0.067791 | 359.9439 | 0.22068 | 0.019401 | 6.2073 | 0.21848 | 51.1297 | 0.57877 | 14.8358 | 75.907 | 521.0572 | 0.26689 | 524.5996 | 0.075824 | 0.79127 | 0.5939 | 43.4881 | 399.343 | 0.012739 | 36.7368 | 43.0598 | 53.673 | 19.4587 | 25.6141 | 0 | 110.8484 | 45.4449
1f37113 | UGI | 2 | 15m_167056_407x225x586.dat | 0.1250;0.1250;0.2832 | 407;225;586 | (-2.0819;83.3125;64.5918) | 80 | 2.9 | 44 | 97 | 60 | EZpaque | [5] | [0] | 0 | 5 | 75 | normal | none | 5.9223 | 3.6878 | 21.8402 | 28.7232 | 17.8858 | 513.7373 | 1.1334e-15 | 0.34647 | 38.7126 | 0.91181 | 0.042592 | 238.3198 | 0.17611 | 0.0038647 | 3.2318 | 0.11854 | 30.4778 | 0.30968 | 8.1713 | 47.2007 | 375.1794 | 0.14003 | 365.253 | 0.04468 | 0.40651 | 0.33459 | 23.9493 | 272.8722 | 0.0019249 | 21.5843 | 24.5875 | 36.7665 | 13.4942 | 22.2475 | 0 | 75.1725 | 30.0697
1f37113 | UGI | 2 | 15m_167056_407x225x586.dat | 0.1250;0.1250;0.2832 | 407;225;586 | (-2.0819;83.3125;64.5918) | 80 | 7.702 | 57 | 97 | 60 | EZpaque | [5] | [0] | 0 | 5 | 75 | normal | none | 5.9223 | 3.6878 | 21.8402 | 28.7232 | 17.8858 | 513.7373 | 7.5754e-16 | 0.94217 | 88.9684 | 1.9614 | 0.099481 | 399.3725 | 0.45542 | 0.0043515 | 8.1024 | 0.36896 | 64.109 | 0.92716 | 17.475 | 82.6783 | 558.2292 | 0.44363 | 557.8992 | 0.11706 | 1.0898 | 0.89015 | 50.0173 | 412.428 | 0.016426 | 43.3163 | 51.0602 | 57.4335 | 20.9332 | 26.1928 | 0.038798 | 121.4145 | 49.3024
1f37113 | UGI | 2 | 15m_167056_407x225x586.dat | 0.1250;0.1250;0.2832 | 407;225;586 | (-2.0819;83.3125;64.5918) | 80 | 8.502 | 60 | 97 | 60 | EZpaque | [5] | [0] | 0 | 5 | 75 | normal | none | 5.9223 | 3.6878 | 21.8402 | 28.7232 | 17.8858 | 513.7373 | 7.3878e-16 | 1.1164 | 96.3359 | 2.0495 | 0.11746 | 420.7207 | 0.50536 | 0.0021389 | 8.935 | 0.40434 | 67.5005 | 1.0558 | 18.7471 | 85.5789 | 578.7651 | 0.47998 | 575.53 | 0.13724 | 1.2168 | 1.0154 | 53.5951 | 421.8171 | 0.01869 | 46.224 | 54.6348 | 59.279 | 21.6872 | 26.5569 | 0.0022668 | 127.0608 | 51.2953
1f37113 | UGI | 3 | 15m_167056_407x225x586.dat | 0.1250;0.1250;0.2832 | 407;225;586 | (-2.0819;83.3125;64.5918) | 110 | 3.9 | 52 | 97 | 60 | EZpaque | [5,133,110] | [30,30,100] | 0 | 10 | 75 | normal | none | 5.9223 | 3.6878 | 21.8402 | 28.7232 | 17.8858 | 513.7373 | 1.0132e-15 | 0.64991 | 55.0773 | 1.25 | 0.057257 | 283.1445 | 0.27307 | 0.011416 | 4.261 | 0.19797 | 42.861 | 0.49324 | 10.0991 | 509.812 | 1886.7743 | 0.23714 | 396.8286 | 0.073294 | 0.62432 | 0.49198 | 27.8042 | 301.2858 | 0.0080799 | 28.0679 | 32.1566 | 40.4771 | 15.2157 | 23.1376 | 0.014564 | 234.7697 | 70.5052
1f37113 | UGI | 3 | 15m_167056_407x225x586.dat | 0.1250;0.1250;0.2832 | 407;225;586 | (-2.0819;83.3125;64.5918) | 110 | 7.85 | 62 | 97 | 60 | EZpaque | [5,133,110] | [30,30,100] | 0 | 10 | 75 | normal | none | 5.9223 | 3.6878 | 21.8402 | 28.7232 | 17.8858 | 513.7373 | 8.0913e-16 | 1.0102 | 88.1939 | 1.7315 | 0.11053 | 390.7176 | 0.54472 | 0.011387 | 7.2026 | 0.36987 | 61.4317 | 0.88495 | 15.4735 | 831.069 | 2808.7076 | 0.40982 | 508.9562 | 0.13109 | 1.066 | 0.92463 | 42.0256 | 382.1775 | 0.015443 | 42.1116 | 48.8043 | 53.1925 | 19.7392 | 25.4178 | 0.0091392 | 349.6704 | 104.4832
1f37113 | UGI | 3 | 15m_167056_407x225x586.dat | 0.1250;0.1250;0.2832 | 407;225;586 | (-2.0819;83.3125;64.5918) | 110 | 9.9905 | 69 | 97 | 60 | EZpaque | [5,133,110] | [30,30,100] | 0 | 10 | 75 | normal | none | 5.9223 | 3.6878 | 21.8402 | 28.7232 | 17.8858 | 513.7373 | 7.8233e-16 | 1.2044 | 102.7664 | 2.027 | 0.12809 | 429.3727 | 0.81412 | 0.0031765 | 8.4444 | 0.46823 | 65.4381 | 1.1353 | 17.531 | 987.7707 | 3121.0721 | 0.54302 | 542.1388 | 0.15794 | 1.3324 | 1.1474 | 47.3715 | 398.0048 | 0.02637 | 47.9417 | 55.5227 | 56.8586 | 21.1589 | 26.0134 | 0.041479 | 392.6533 | 118.1136
1f37113 | UGI | 3 | 15m_167056_407x225x586.dat | 0.1250;0.1250;0.2832 | 407;225;586 | (-2.0819;83.3125;64.5918) | 60 | 2.5 | 38 | 97 | 60 | EZpaque | [5,133,110] | [30,30,100] | 0 | 10 | 75 | normal | none | 5.9223 | 3.6878 | 21.8402 | 28.7232 | 17.8858 | 513.7373 | 1.2659e-15 | 0.13199 | 26.3063 | 0.65069 | 0.027772 | 197.844 | 0.04307 | 0.00018265 | 1.8359 | 0.055951 | 23.0256 | 0.1275 | 5.498 | 221.9534 | 1095.5084 | 0.07251 | 307.2685 | 0.021047 | 0.22082 | 0.16664 | 16.1309 | 237.8394 | 0.00314 | 16.1018 | 17.8838 | 30.2951 | 11.5386 | 21.2961 | 0.0080409 | 136.4048 | 41.1865
1f37113 | UGI | 3 | 15m_167056_407x225x586.dat | 0.1250;0.1250;0.2832 | 407;225;586 | (-2.0819;83.3125;64.5918) | 60 | 5.7448 | 47 | 97 | 60 | EZpaque | [5,133,110] | [30,30,100] | 0 | 10 | 75 | normal | none | 5.9223 | 3.6878 | 21.8402 | 28.7232 | 17.8858 | 513.7373 | 8.2193e-16 | 0.49432 | 64.2014 | 1.3176 | 0.058851 | 331.9141 | 0.16422 | 0.00090342 | 4.8556 | 0.16497 | 44.0135 | 0.41827 | 12.2663 | 542.6012 | 2373.8043 | 0.19929 | 465.8185 | 0.059487 | 0.66603 | 0.49149 | 35.1466 | 371.6133 | 0.010626 | 32.7762 | 38.1179 | 47.9459 | 17.8409 | 24.7803 | 3.4312e-05 | 283.6189 | 82.1785
1f37113 | UGI | 3 | 15m_167056_407x225x586.dat | 0.1250;0.1250;0.2832 | 407;225;586 | (-2.0819;83.3125;64.5918) | 60 | 6.3535 | 49 | 97 | 60 | EZpaque | [5,133,110] | [30,30,100] | 0 | 10 | 75 | normal | none | 5.9223 | 3.6878 | 21.8402 | 28.7232 | 17.8858 | 513.7373 | 7.8479e-16 | 0.55324 | 71.4702 | 1.4158 | 0.065017 | 352.0564 | 0.19141 | 0.019401 | 5.4756 | 0.19767 | 49.9676 | 0.49394 | 13.4214 | 611.3872 | 2618.6655 | 0.24314 | 487.4304 | 0.070753 | 0.74815 | 0.55075 | 38.2459 | 386.0783 | 0.012739 | 35.5964 | 41.6895 | 50.4284 | 18.7067 | 25.2246 | 0 | 311.4006 | 89.6726
1f37113 | UGI | 3 | 15m_167056_407x225x586.dat | 0.1250;0.1250;0.2832 | 407;225;586 | (-2.0819;83.3125;64.5918) | 80 | 2.9 | 44 | 97 | 60 | EZpaque | [5,133,110] | [30,30,100] | 0 | 10 | 75 | normal | none | 5.9223 | 3.6878 | 21.8402 | 28.7232 | 17.8858 | 513.7373 | 1.1334e-15 | 0.29112 | 38.2026 | 0.82875 | 0.040083 | 232.9993 | 0.14503 | 0.0038647 | 2.8712 | 0.10813 | 30.5245 | 0.26604 | 7.4294 | 341.2005 | 1455.5946 | 0.12852 | 343.5475 | 0.040524 | 0.38269 | 0.30961 | 21.1885 | 265.187 | 0.0019249 | 20.9776 | 23.8739 | 34.6061 | 13.0517 | 22.0289 | 0 | 179.6295 | 53.6489
1f37113 | UGI | 3 | 15m_167056_407x225x586.dat | 0.1250;0.1250;0.2832 | 407;225;586 | (-2.0819;83.3125;64.5918) | 80 | 7.702 | 57 | 97 | 60 | EZpaque | [5,133,110] | [30,30,100] | 0 | 10 | 75 | normal | none | 5.9223 | 3.6878 | 21.8402 | 28.7232 | 17.8858 | 513.7373 | 7.5754e-16 | 0.86376 | 87.4345 | 1.7841 | 0.094162 | 389.6701 | 0.35493 | 0.0043515 | 7.1353 | 0.33519 | 61.6972 | 0.78531 | 15.6863 | 816.9752 | 2992.72 | 0.40538 | 517.0696 | 0.10608 | 1.0198 | 0.81034 | 43.3668 | 397.8149 | 0.016426 | 41.8056 | 49.2262 | 53.8088 | 20.0641 | 25.7138 | 0.038798 | 362.7237 | 106.167
1f37113 | UGI | 3 | 15m_167056_407x225x586.dat | 0.1250;0.1250;0.2832 | 407;225;586 | (-2.0819;83.3125;64.5918) | 80 | 8.502 | 60 | 97 | 60 | EZpaque | [5,133,110] | [30,30,100] | 0 | 10 | 75 | normal | none | 5.9223 | 3.6878 | 21.8402 | 28.7232 | 17.8858 | 513.7373 | 7.3878e-16 | 1.0287 | 94.5938 | 1.8261 | 0.11285 | 410.5824 | 0.4364 | 0.0021389 | 7.8027 | 0.36543 | 65.2752 | 0.89372 | 16.8101 | 896.6947 | 3179.5668 | 0.43587 | 532.3778 | 0.12398 | 1.129 | 0.92114 | 46.2709 | 405.5741 | 0.018468 | 44.5656 | 52.6122 | 55.7584 | 20.7641 | 26.0432 | 0.0022668 | 386.9455 | 113.3254
1f37113 | UGI | 4 | 15m_167056_407x225x586.dat | 0.1250;0.1250;0.2832 | 407;225;586 | (-2.0819;83.3125;51.3590) | 110 | 3.9 | 52 | 97 | 60 | EZpaque | [5,133,110,73] | [10,10,100,10] | 1 | 10 | 75 | normal | none | 5.9223 | 9.0277 | 53.4648 | 28.7232 | 43.7842 | 1257.6247 | 4.3347e-16 | 69.6396 | 25.4155 | 315.7507 | 2.9646 | 134.0908 | 34.8209 | 0.1075 | 274.295 | 20.2397 | 17.8361 | 49.1216 | 294.7345 | 2186.1244 | 1148.1634 | 28.6476 | 397.8085 | 4.7011 | 94.2408 | 111.3813 | 163.8895 | 242.5515 | 0.32205 | 66.0896 | 62.6081 | 84.4539 | 52.7883 | 70.9659 | 0.1132 | 333.1813 | 239.5936
1f37113 | UGI | 4 | 15m_167056_407x225x586.dat | 0.1250;0.1250;0.2832 | 407;225;586 | (-2.0819;83.3125;51.3590) | 110 | 7.85 | 62 | 97 | 60 | EZpaque | [5,133,110,73] | [10,10,100,10] | 1 | 10 | 75 | normal | none | 5.9223 | 9.0277 | 53.4648 | 28.7232 | 43.7842 | 1257.6247 | 3.4621e-16 | 105.9305 | 41.8303 | 378.1253 | 5.0522 | 192.8638 | 57.7254 | 0.1557 | 408.0206 | 33.4741 | 22.1685 | 79.4291 | 407.3274 | 3724.0617 | 1637.7726 | 47.0555 | 512.3509 | 8.1104 | 138.8414 | 161.8102 | 253.8445 | 343.0019 | 0.59372 | 99.2579 | 95.1131 | 111.3491 | 69.6299 | 78.7606 | 0.20314 | 525.7534 | 362.4556
1f37113 | UGI | 4 | 15m_167056_407x225x586.dat | 0.1250;0.1250;0.2832 | 407;225;586 | (-2.0819;83.3125;51.3590) | 110 | 9.9905 | 69 | 97 | 60 | EZpaque | [5,133,110,73] | [10,10,100,10] | 1 | 10 | 75 | normal | none | 5.9223 | 9.0277 | 53.4648 | 28.7232 | 43.7842 | 1257.6247 | 3.3477e-16 | 125.5996 | 49.652 | 400.9616 | 6.4597 | 210.2576 | 69.0862 | 0.20352 | 453.2362 | 39.7407 | 27.3662 | 93.3775 | 441.1683 | 4538.038 | 1793.7677 | 55.0527 | 549.3918 | 10.1293 | 152.645 | 178.9466 | 290.6441 | 374.6749 | 0.66864 | 113.3709 | 108.1989 | 119.828 | 74.867 | 80.6356 | 0.25906 | 613.895 | 418.7417
1f37113 | UGI | 4 | 15m_167056_407x225x586.dat | 0.1250;0.1250;0.2832 | 407;225;586 | (-2.0819;83.3125;51.3590) | 60 | 2.5 | 38 | 97 | 60 | EZpaque | [5,133,110,73] | [10,10,100,10] | 1 | 10 | 75 | normal | none | 5.9223 | 9.0277 | 53.4648 | 28.7232 | 43.7842 | 1257.6247 | 5.4159e-16 | 35.5567 | 10.9137 | 264.7227 | 0.97013 | 87.242 | 14.31 | 0.019316 | 162.8238 | 8.435 | 8.9448 | 22.5098 | 203.5505 | 799.1535 | 730.6324 | 13.1368 | 303.2762 | 1.5404 | 56.8424 | 69.952 | 86.0215 | 163.8614 | 0.064856 | 37.6711 | 34.6245 | 62.3307 | 39.0972 | 64.7957 | 0.0042376 | 163.5374 | 132.4097
1f37113 | UGI | 4 | 15m_167056_407x225x586.dat | 0.1250;0.1250;0.2832 | 407;225;586 | (-2.0819;83.3125;51.3590) | 60 | 5.7448 | 47 | 97 | 60 | EZpaque | [5,133,110,73] | [10,10,100,10] | 1 | 10 | 75 | normal | none | 5.9223 | 9.0277 | 53.4648 | 28.7232 | 43.7842 | 1257.6247 | 3.5165e-16 | 83.4131 | 28.1882 | 345.3459 | 2.7608 | 157.183 | 40.0913 | 0.10034 | 343.6965 | 22.6204 | 15.8918 | 56.1813 | 365.5082 | 2196.6322 | 1438.5148 | 33.3942 | 464.5847 | 4.5221 | 120.9791 | 140.0437 | 198.827 | 299.7889 | 0.20403 | 76.2418 | 74.1796 | 99.5302 | 62.6076 | 77.0817 | 0.034799 | 371.8252 | 264.7677
1f37113 | UGI | 4 | 15m_167056_407x225x586.dat | 0.1250;0.1250;0.2832 | 407;225;586 | (-2.0819;83.3125;51.3590) | 60 | 6.3535 | 49 | 97 | 60 | EZpaque | [5,133,110,73] | [10,10,100,10] | 1 | 10 | 75 | normal | none | 5.9223 | 9.0277 | 53.4648 | 28.7232 | 43.7842 | 1257.6247 | 3.3576e-16 | 91.6907 | 31.7072 | 356.029 | 3.1055 | 168.3915 | 42.596 | 0.090136 | 372.231 | 25.5743 | 16.5589 | 62.7325 | 387.9268 | 2518.7396 | 1577.0528 | 37.2916 | 485.8541 | 5.1918 | 130.9986 | 150.7777 | 220.5092 | 322.8206 | 0.26699 | 82.9386 | 81.2924 | 104.6436 | 65.9317 | 78.4803 | 0.010086 | 414.8503 | 290.4383
1f37113 | UGI | 4 | 15m_167056_407x225x586.dat | 0.1250;0.1250;0.2832 | 407;225;586 | (-2.0819;83.3125;51.3590) | 80 | 2.9 | 44 | 97 | 60 | EZpaque | [5,133,110,73] | [10,10,100,10] | 1 | 10 | 75 | normal | none | 5.9223 | 9.0277 | 53.4648 | 28.7232 | 43.7842 | 1257.6247 | 4.8489e-16 | 47.5447 | 16.8015 | 283.8781 | 1.6756 | 107.057 | 23.3929 | 0.020068 | 210.6452 | 13.4096 | 10.8661 | 33.4384 | 241.8893 | 1357.583 | 918.2886 | 19.5302 | 341.4374 | 2.7491 | 73.5237 | 87.9043 | 118.9772 | 195.0355 | 0.1467 | 49.1424 | 46.4029 | 71.2992 | 44.769 | 67.343 | 0.0048077 | 233.8122 | 175.9658
1f37113 | UGI | 4 | 15m_167056_407x225x586.dat | 0.1250;0.1250;0.2832 | 407;225;586 | (-2.0819;83.3125;51.3590) | 80 | 7.702 | 57 | 97 | 60 | EZpaque | [5,133,110,73] | [10,10,100,10] | 1 | 10 | 75 | normal | none | 5.9223 | 9.0277 | 53.4648 | 28.7232 | 43.7842 | 1257.6247 | 3.241e-16 | 109.1776 | 40.8028 | 377.7897 | 4.6511 | 190.5024 | 55.7798 | 0.19206 | 417.3768 | 33.0952 | 20.7269 | 78.1158 | 418.9504 | 3565.9223 | 1747.015 | 46.801 | 520.1242 | 7.5481 | 145.2349 | 167.2161 | 257.0877 | 350.051 | 0.38131 | 98.0242 | 96.1556 | 113.4441 | 71.007 | 79.9719 | 0.093275 | 522.908 | 357.9095
1f37113 | UGI | 4 | 15m_167056_407x225x586.dat | 0.1250;0.1250;0.2832 | 407;225;586 | (-2.0819;83.3125;51.3590) | 80 | 8.502 | 60 | 97 | 60 | EZpaque | [5,133,110,73] | [10,10,100,10] | 1 | 10 | 75 | normal | none | 5.9223 | 9.0277 | 53.4648 | 28.7232 | 43.7842 | 1257.6247 | 3.1608e-16 | 116.7092 | 44.5589 | 386.9635 | 5.2592 | 201.7298 | 61.134 | 0.19535 | 440.2418 | 36.2666 | 22.7372 | 84.8055 | 436.1605 | 3966.7634 | 1847.3386 | 51.535 | 537.3069 | 8.479 | 152.789 | 175.6506 | 275.1487 | 368.9615 | 0.51984 | 104.6521 | 102.8524 | 117.6234 | 73.614 | 80.9283 | 0.046549 | 568.4524 | 385.7707
1f37113 | UGI | 5 | 15m_167056_407x225x586.dat | 0.1250;0.1250;0.2832 | 407;225;586 | (0.3350;74.1875;50.6054) | 110 | 3.9 | 52 | 87.375 | 60 | EZpaque | [110,73] | [100,60] | 1 | 10 | 75 | normal | none | 7.2097 | 9.6725 | 69.736 | 31.4974 | 42.2568 | 1330.979 | 3.5017e-16 | 113.2549 | 17.1697 | 50.292 | 2.6154 | 88.3559 | 47.0337 | 0.16533 | 218.5909 | 31.1273 | 9.7486 | 90.9575 | 467.4524 | 4094.8134 | 160.2058 | 26.7766 | 391.0905 | 6.6273 | 106.9409 | 100.17 | 224.8621 | 247.2652 | 0.36382 | 148.0499 | 133.4656 | 65.3212 | 103.6156 | 88.2193 | 0.15316 | 404.8051 | 324.4549
1f37113 | UGI | 5 | 15m_167056_407x225x586.dat | 0.1250;0.1250;0.2832 | 407;225;586 | (0.3350;74.1875;50.6054) | 110 | 7.85 | 62 | 87.375 | 60 | EZpaque | [110,73] | [100,60] | 1 | 10 | 75 | normal | none | 7.2097 | 9.6725 | 69.736 | 31.4974 | 42.2568 | 1330.979 | 2.7967e-16 | 172.7055 | 28.8061 | 87.3611 | 4.7986 | 136.4553 | 80.6603 | 0.26146 | 347.5529 | 51.0071 | 14.0535 | 146.174 | 677.8067 | 7118.8297 | 254.8533 | 45.404 | 523.8735 | 11.557 | 156.1179 | 151.9237 | 360.8938 | 389.0344 | 0.76015 | 217.2362 | 197.8173 | 99.5957 | 133.8682 | 97.8692 | 0.11585 | 687.569 | 533.8999
1f37113 | UGI | 5 | 15m_167056_407x225x586.dat | 0.1250;0.1250;0.2832 | 407;225;586 | (0.3350;74.1875;50.6054) | 110 | 9.9905 | 69 | 87.375 | 60 | EZpaque | [110,73] | [100,60] | 1 | 10 | 75 | normal | none | 7.2097 | 9.6725 | 69.736 | 31.4974 | 42.2568 | 1330.979 | 2.7041e-16 | 198.5791 | 34.5929 | 104.5778 | 5.8393 | 157.8559 | 99.0898 | 0.35382 | 403.3487 | 60.1676 | 16.0493 | 170.7215 | 746.5298 | 8738.1742 | 289.0931 | 54.5281 | 561.7371 | 14.2413 | 173.8944 | 171.5351 | 420.8406 | 449.5376 | 0.91383 | 244.2109 | 221.1368 | 113.841 | 142.4343 | 100.1503 | 0.38171 | 833.5531 | 636.3279
1f37113 | UGI | 5 | 15m_167056_407x225x586.dat | 0.1250;0.1250;0.2832 | 407;225;586 | (0.3350;74.1875;50.6054) | 60 | 2.5 | 38 | 87.375 | 60 | EZpaque | [110,73] | [100,60] | 1 | 10 | 75 | normal | none | 7.2097 | 9.6725 | 69.736 | 31.4974 | 42.2568 | 1330.979 | 4.3753e-16 | 57.8226 | 6.7673 | 20.5653 | 0.74658 | 47.5856 | 17.9433 | 0.053677 | 106.9624 | 13.0776 | 3.0202 | 42.9596 | 293.5815 | 1340.6242 | 82.8336 | 10.3806 | 284.3478 | 2.2195 | 65.253 | 56.6844 | 105.134 | 123.7591 | 0.097194 | 89.601 | 78.8415 | 36.0181 | 79.2601 | 80.4566 | 0.00052721 | 149.6329 | 138.1034
1f37113 | UGI | 5 | 15m_167056_407x225x586.dat | 0.1250;0.1250;0.2832 | 407;225;586 | (0.3350;74.1875;50.6054) | 60 | 5.7448 | 47 | 87.375 | 60 | EZpaque | [110,73] | [100,60] | 1 | 10 | 75 | normal | none | 7.2097 | 9.6725 | 69.736 | 31.4974 | 42.2568 | 1330.979 | 2.8407e-16 | 135.7075 | 18.4367 | 53.5142 | 2.311 | 104.4657 | 50.8529 | 0.05319 | 258.9148 | 34.6304 | 9.2603 | 105.7963 | 585.6569 | 4067.5996 | 191.531 | 29.0171 | 471.567 | 6.6173 | 133.2398 | 121.7147 | 262.1639 | 302.5301 | 0.29306 | 175.6038 | 163.127 | 78.0826 | 123.5652 | 95.5738 | 0.03522 | 418.5409 | 349.421
1f37113 | UGI | 5 | 15m_167056_407x225x586.dat | 0.1250;0.1250;0.2832 | 407;225;586 | (0.3350;74.1875;50.6054) | 60 | 6.3535 | 49 | 87.375 | 60 | EZpaque | [110,73] | [100,60] | 1 | 10 | 75 | normal | none | 7.2097 | 9.6725 | 69.736 | 31.4974 | 42.2568 | 1330.979 | 2.7123e-16 | 150.2093 | 20.9691 | 60.5763 | 2.6731 | 113.5612 | 58.6812 | 0.075346 | 287.3264 | 39.3543 | 8.5655 | 117.8086 | 628.9539 | 4738.0773 | 207.6997 | 32.6636 | 496.1505 | 7.7816 | 144.148 | 132.866 | 291.3156 | 330.3012 | 0.31067 | 189.5957 | 177.4087 | 85.5347 | 129.517 | 97.5272 | 0.17323 | 480.5904 | 394.8171
1f37113 | UGI | 5 | 15m_167056_407x225x586.dat | 0.1250;0.1250;0.2832 | 407;225;586 | (0.3350;74.1875;50.6054) | 80 | 2.9 | 44 | 87.375 | 60 | EZpaque | [110,73] | [100,60] | 1 | 10 | 75 | normal | none | 7.2097 | 9.6725 | 69.736 | 31.4974 | 42.2568 | 1330.979 | 3.9172e-16 | 82.2955 | 11.0086 | 32.5205 | 1.486 | 62.7919 | 28.9414 | 0.063839 | 153.4734 | 20.5518 | 4.8167 | 62.8557 | 367.1475 | 2474.7101 | 115.4286 | 17.0483 | 328.319 | 4.0036 | 83.3472 | 74.9025 | 153.7567 | 176.6096 | 0.22402 | 113.6061 | 102.3421 | 48.4093 | 89.4772 | 83.8344 | 0.0095374 | 254.5912 | 215.1466
1f37113 | UGI | 5 | 15m_167056_407x225x586.dat | 0.1250;0.1250;0.2832 | 407;225;586 | (0.3350;74.1875;50.6054) | 80 | 7.702 | 57 | 87.375 | 60 | EZpaque | [110,73] | [100,60] | 1 | 10 | 75 | normal | none | 7.2097 | 9.6725 | 69.736 | 31.4974 | 42.2568 | 1330.979 | 2.618e-16 | 175.9736 | 27.9102 | 81.5239 | 4.1772 | 135.6452 | 79.8432 | 0.18281 | 347.5279 | 50.4583 | 13.325 | 144.8125 | 695.4148 | 6868.9684 | 250.179 | 43.9189 | 531.8934 | 10.8789 | 162.1998 | 153.7162 | 357.9709 | 388.2344 | 0.64186 | 217.9365 | 203.5639 | 99.4949 | 137.5587 | 99.6228 | 0.22142 | 667.9543 | 523.2376
1f37113 | UGI | 5 | 15m_167056_407x225x586.dat | 0.1250;0.1250;0.2832 | 407;225;586 | (0.3350;74.1875;50.6054) | 80 | 8.502 | 60 | 87.375 | 60 | EZpaque | [110,73] | [100,60] | 1 | 10 | 75 | normal | none | 7.2097 | 9.6725 | 69.736 | 31.4974 | 42.2568 | 1330.979 | 2.5531e-16 | 193.3432 | 30.7339 | 91.705 | 4.7703 | 144.6764 | 88.9319 | 0.17457 | 374.2934 | 55.4037 | 14.1688 | 156.8264 | 729.9035 | 7691.1112 | 270.7282 | 48.3025 | 551.4522 | 12.1614 | 170.9506 | 163.4107 | 386.0831 | 413.8927 | 0.63406 | 230.9142 | 215.9716 | 106.6656 | 141.9684 | 101.0741 | 0.20833 | 742.0302 | 575.0329
1f37113 | UGI | 6 | 15m_167056_407x225x586.dat | 0.1250;0.1250;0.2832 | 407;225;586 | (2.2188;81.1875;27.5029) | 110 | 3.9 | 52 | 95.25 | 60 | EZpaque | [73,75] | [100,10] | 1 | 10 | 75 | normal | none | 7.1417 | 5.4284 | 38.7682 | 34.0125 | 25.8527 | 879.3164 | 6.2058e-16 | 220.763 | 0.13244 | 24.1292 | 156.2696 | 0.32998 | 245.4659 | 0.88961 | 27.1716 | 284.7198 | 0.92604 | 474.2053 | 40.4705 | 34.692 | 0.64887 | 88.9143 | 0.66487 | 125.3273 | 25.5602 | 61.8314 | 7.0489 | 3.2684 | 3.3073 | 37.1258 | 28.0529 | 132.9917 | 26.3438 | 59.8774 | 0.83938 | 82.3276 | 69.8359
1f37113 | UGI | 6 | 15m_167056_407x225x586.dat | 0.1250;0.1250;0.2832 | 407;225;586 | (2.2188;81.1875;27.5029) | 110 | 7.85 | 62 | 95.25 | 60 | EZpaque | [73,75] | [100,10] | 1 | 10 | 75 | normal | none | 7.1417 | 5.4284 | 38.7682 | 34.0125 | 25.8527 | 879.3164 | 4.9562e-16 | 329.2445 | 0.24989 | 37.0224 | 203.967 | 0.56503 | 380.7357 | 1.4012 | 45.5551 | 402.0222 | 1.3459 | 652.8194 | 62.2352 | 56.4728 | 1.5573 | 144.5867 | 1.1787 | 186.3365 | 44.4817 | 101.9169 | 12.3871 | 6.0415 | 6.027 | 57.3379 | 43.7244 | 171.8625 | 35.3209 | 65.9286 | 1.9327 | 121.7544 | 100.1854
1f37113 | UGI | 6 | 15m_167056_407x225x586.dat | 0.1250;0.1250;0.2832 | 407;225;586 | (2.2188;81.1875;27.5029) | 110 | 9.9905 | 69 | 95.25 | 60 | EZpaque | [73,75] | [100,10] | 1 | 10 | 75 | normal | none | 7.1417 | 5.4284 | 38.7682 | 34.0125 | 25.8527 | 879.3164 | 4.7922e-16 | 366.6828 | 0.31074 | 43.5003 | 217.2927 | 0.89569 | 434.2099 | 1.9615 | 54.7896 | 438.4877 | 1.0032 | 703.0035 | 70.4902 | 67.3351 | 2.028 | 171.8351 | 1.4344 | 210.0935 | 54.8626 | 120.4991 | 15.2529 | 7.3193 | 7.7723 | 66.6449 | 50.6315 | 183.23 | 38.312 | 67.0769 | 2.5675 | 136.6555 | 111.3786
1f37113 | UGI | 6 | 15m_167056_407x225x586.dat | 0.1250;0.1250;0.2832 | 407;225;586 | (2.2188;81.1875;27.5029) | 60 | 2.5 | 38 | 95.25 | 60 | EZpaque | [73,75] | [100,10] | 1 | 10 | 75 | normal | none | 7.1417 | 5.4284 | 38.7682 | 34.0125 | 25.8527 | 879.3164 | 7.7539e-16 | 127.2463 | 0.032732 | 12.6261 | 118.229 | 0.10976 | 129.1215 | 0.17812 | 10.6658 | 188.975 | 0.27688 | 329.8453 | 21.8121 | 14.8131 | 0.2243 | 39.4419 | 0.21985 | 74.045 | 8.6067 | 26.7503 | 2.4366 | 1.1222 | 0.83137 | 19.6476 | 14.435 | 101.807 | 18.9812 | 55.3132 | 0.17815 | 48.7777 | 44.3199
1f37113 | UGI | 6 | 15m_167056_407x225x586.dat | 0.1250;0.1250;0.2832 | 407;225;586 | (2.2188;81.1875;27.5029) | 60 | 5.7448 | 47 | 95.25 | 60 | EZpaque | [73,75] | [100,10] | 1 | 10 | 75 | normal | none | 7.1417 | 5.4284 | 38.7682 | 34.0125 | 25.8527 | 879.3164 | 5.0348e-16 | 270.4589 | 0.10188 | 27.8582 | 188.489 | 0.34941 | 303.7474 | 0.50229 | 29.8802 | 353.3623 | 0.11634 | 594.7832 | 49.4759 | 39.4377 | 0.81612 | 97.9527 | 0.59828 | 148.384 | 25.6754 | 69.8144 | 7.4359 | 3.2846 | 2.6798 | 41.5121 | 32.0554 | 157.4129 | 31.1597 | 65.3175 | 0.75463 | 99.4706 | 83.8228
1f37113 | UGI | 6 | 15m_167056_407x225x586.dat | 0.1250;0.1250;0.2832 | 407;225;586 | (2.2188;81.1875;27.5029) | 60 | 6.3535 | 49 | 95.25 | 60 | EZpaque | [73,75] | [100,10] | 1 | 10 | 75 | normal | none | 7.1417 | 5.4284 | 38.7682 | 34.0125 | 25.8527 | 879.3164 | 4.8072e-16 | 293.3931 | 0.1157 | 30.8163 | 197.3809 | 0.41819 | 332.6051 | 0.6218 | 33.9844 | 377.2256 | 0.67155 | 631.1779 | 54.4267 | 44.3647 | 0.98375 | 109.8352 | 0.63544 | 160.9065 | 29.7866 | 78.8879 | 8.4057 | 3.5886 | 3.1176 | 45.5576 | 35.419 | 164.164 | 32.9224 | 66.3995 | 1.0166 | 107.6721 | 90.1344
1f37113 | UGI | 6 | 15m_167056_407x225x586.dat | 0.1250;0.1250;0.2832 | 407;225;586 | (2.2188;81.1875;27.5029) | 80 | 2.9 | 44 | 95.25 | 60 | EZpaque | [73,75] | [100,10] | 1 | 10 | 75 | normal | none | 7.1417 | 5.4284 | 38.7682 | 34.0125 | 25.8527 | 879.3164 | 6.9421e-16 | 164.9066 | 0.06705 | 16.7874 | 134.194 | 0.17659 | 177.5684 | 0.37406 | 17.5638 | 229.3826 | 0.35419 | 391.5379 | 29.7863 | 23.0348 | 0.54861 | 59.3753 | 0.3909 | 95.0028 | 15.3224 | 40.8147 | 4.248 | 2.0348 | 1.7688 | 26.6182 | 20.0655 | 115.0666 | 22.0279 | 57.2432 | 0.33133 | 62.6467 | 54.8443
1f37113 | UGI | 6 | 15m_167056_407x225x586.dat | 0.1250;0.1250;0.2832 | 407;225;586 | (2.2188;81.1875;27.5029) | 80 | 7.702 | 57 | 95.25 | 60 | EZpaque | [73,75] | [100,10] | 1 | 10 | 75 | normal | none | 7.1417 | 5.4284 | 38.7682 | 34.0125 | 25.8527 | 879.3164 | 4.6402e-16 | 333.5237 | 0.20187 | 36.8135 | 208.8919 | 0.47725 | 387.4443 | 1.1567 | 44.4124 | 412.9607 | 0.28365 | 676.7022 | 63.7091 | 55.4766 | 1.2534 | 139.7045 | 1.065 | 186.5306 | 41.531 | 99.3869 | 11.383 | 5.0649 | 5.3615 | 55.7233 | 43.4189 | 176.1377 | 35.8736 | 67.1387 | 1.4821 | 123.1236 | 101.4328
1f37113 | UGI | 6 | 15m_167056_407x225x586.dat | 0.1250;0.1250;0.2832 | 407;225;586 | (2.2188;81.1875;27.5029) | 80 | 8.502 | 60 | 95.25 | 60 | EZpaque | [73,75] | [100,10] | 1 | 10 | 75 | normal | none | 7.1417 | 5.4284 | 38.7682 | 34.0125 | 25.8527 | 879.3164 | 4.5251e-16 | 350.5536 | 0.22605 | 39.7094 | 215.3442 | 0.49736 | 409.9332 | 1.2419 | 48.9666 | 431.59 | 1.4559 | 702.9415 | 67.9428 | 60.1331 | 1.4219 | 152.6543 | 1.1758 | 198.1668 | 45.9435 | 108.5737 | 12.9044 | 5.7685 | 5.8783 | 60.019 | 46.8475 | 181.3136 | 37.3424 | 67.8118 | 1.6701 | 129.9598 | 106.8347
1f37113 | UGI | 7 | 15m_167056_407x225x586.dat | 0.1250;0.1250;0.2832 | 407;225;586 | (2.2188;81.1875;27.5029) | 110 | 3.9 | 52 | 95.25 | 60 | EZpaque | [73,75] | [90,20] | 1 | 10 | 75 | normal | none | 7.1417 | 5.4284 | 38.7682 | 34.0125 | 25.8527 | 879.3164 | 6.2058e-16 | 215.2681 | 0.13161 | 24.068 | 151.5062 | 0.32307 | 241.4534 | 0.60159 | 27.0008 | 276.9528 | 0.92604 | 471.8849 | 40.2788 | 34.3987 | 0.65423 | 79.3232 | 0.66382 | 106.2885 | 24.6771 | 59.8413 | 7.0099 | 3.2483 | 2.4916 | 35.9753 | 27.2013 | 129.9636 | 25.9376 | 59.7021 | 0.71263 | 79.9478 | 68.4001
1f37113 | UGI | 7 | 15m_167056_407x225x586.dat | 0.1250;0.1250;0.2832 | 407;225;586 | (2.2188;81.1875;27.5029) | 110 | 7.85 | 62 | 95.25 | 60 | EZpaque | [73,75] | [90,20] | 1 | 10 | 75 | normal | none | 7.1417 | 5.4284 | 38.7682 | 34.0125 | 25.8527 | 879.3164 | 4.9562e-16 | 320.2861 | 0.24842 | 36.9881 | 196.2211 | 0.56719 | 373.3308 | 1.1443 | 45.2202 | 390.1582 | 0.80649 | 649.0262 | 61.8721 | 55.926 | 1.5715 | 129.775 | 1.1689 | 158.2101 | 42.8595 | 98.6442 | 12.3611 | 5.9546 | 4.5474 | 55.3771 | 42.2562 | 166.7969 | 34.6525 | 65.6354 | 1.4275 | 117.8954 | 97.8426
1f37113 | UGI | 7 | 15m_167056_407x225x586.dat | 0.1250;0.1250;0.2832 | 407;225;586 | (2.2188;81.1875;27.5029) | 110 | 9.9905 | 69 | 95.25 | 60 | EZpaque | [73,75] | [90,20] | 1 | 10 | 75 | normal | none | 7.1417 | 5.4284 | 38.7682 | 34.0125 | 25.8527 | 879.3164 | 4.7922e-16 | 356.8334 | 0.30882 | 43.3897 | 208.4303 | 0.89452 | 425.842 | 1.6017 | 54.3451 | 425.1325 | 1.0032 | 698.6213 | 70.027 | 66.659 | 2.0056 | 154.9825 | 1.4139 | 179.2034 | 52.8781 | 116.6031 | 15.2345 | 7.2602 | 5.9295 | 64.2458 | 48.8295 | 177.6258 | 37.5116 | 66.7075 | 2.2215 | 132.3217 | 108.6416
1f37113 | UGI | 7 | 15m_167056_407x225x586.dat | 0.1250;0.1250;0.2832 | 407;225;586 | (2.2188;81.1875;27.5029) | 60 | 2.5 | 38 | 95.25 | 60 | EZpaque | [73,75] | [90,20] | 1 | 10 | 75 | normal | none | 7.1417 | 5.4284 | 38.7682 | 34.0125 | 25.8527 | 879.3164 | 7.7539e-16 | 123.8339 | 0.032868 | 12.6031 | 116.034 | 0.11453 | 126.8053 | 0.12349 | 10.62 | 184.7449 | 0.27688 | 328.7233 | 21.749 | 14.6867 | 0.2243 | 34.6714 | 0.22086 | 62.8777 | 8.3331 | 25.8501 | 2.4291 | 1.1214 | 0.63643 | 19.2359 | 14.1445 | 100.2051 | 18.8138 | 55.2538 | 0.17924 | 47.4956 | 43.6692
1f37113 | UGI | 7 | 15m_167056_407x225x586.dat | 0.1250;0.1250;0.2832 | 407;225;586 | (2.2188;81.1875;27.5029) | 60 | 5.7448 | 47 | 95.25 | 60 | EZpaque | [73,75] | [90,20] | 1 | 10 | 75 | normal | none | 7.1417 | 5.4284 | 38.7682 | 34.0125 | 25.8527 | 879.3164 | 5.0348e-16 | 262.971 | 0.10184 | 27.7987 | 183.2197 | 0.34941 | 297.1533 | 0.38895 | 29.7133 | 343.3917 | 0.11634 | 592.0026 | 49.2991 | 39.0762 | 0.81612 | 86.4686 | 0.59151 | 125.233 | 24.8114 | 67.4568 | 7.3757 | 3.256 | 2.0178 | 40.3541 | 31.2137 | 153.6618 | 30.7261 | 65.1456 | 0.65455 | 96.3621 | 82.1946
1f37113 | UGI | 7 | 15m_167056_407x225x586.dat | 0.1250;0.1250;0.2832 | 407;225;586 | (2.2188;81.1875;27.5029) | 60 | 6.3535 | 49 | 95.25 | 60 | EZpaque | [73,75] | [90,20] | 1 | 10 | 75 | normal | none | 7.1417 | 5.4284 | 38.7682 | 34.0125 | 25.8527 | 879.3164 | 4.8072e-16 | 286.4036 | 0.11511 | 30.6914 | 191.5251 | 0.41708 | 325.6156 | 0.51444 | 33.7764 | 366.0133 | 0.67155 | 628.0576 | 54.2124 | 44.0194 | 0.99792 | 97.2249 | 0.63378 | 135.3989 | 28.8068 | 76.0921 | 8.3658 | 3.5848 | 2.4093 | 44.2327 | 34.4488 | 160.1512 | 32.4349 | 66.2013 | 0.73398 | 104.3516 | 88.3106
1f37113 | UGI | 7 | 15m_167056_407x225x586.dat | 0.1250;0.1250;0.2832 | 407;225;586 | (2.2188;81.1875;27.5029) | 80 | 2.9 | 44 | 95.25 | 60 | EZpaque | [73,75] | [90,20] | 1 | 10 | 75 | normal | none | 7.1417 | 5.4284 | 38.7682 | 34.0125 | 25.8527 | 879.3164 | 6.9421e-16 | 160.4555 | 0.066987 | 16.7096 | 130.8737 | 0.17659 | 173.9096 | 0.23937 | 17.4471 | 223.419 | 0.35419 | 389.8669 | 29.6696 | 22.8389 | 0.52444 | 52.1786 | 0.39044 | 80.4856 | 14.7837 | 39.4448 | 4.2271 | 2.0226 | 1.2896 | 25.9113 | 19.5489 | 112.8341 | 21.7608 | 57.1392 | 0.35728 | 60.7927 | 53.8395
1f37113 | UGI | 7 | 15m_167056_407x225x586.dat | 0.1250;0.1250;0.2832 | 407;225;586 | (2.2188;81.1875;27.5029) | 80 | 7.702 | 57 | 95.25 | 60 | EZpaque | [73,75] | [90,20] | 1 | 10 | 75 | normal | none | 7.1417 | 5.4284 | 38.7682 | 34.0125 | 25.8527 | 879.3164 | 4.6402e-16 | 324.1705 | 0.20099 | 36.751 | 201.3103 | 0.46904 | 378.1989 | 0.80726 | 44.0977 | 399.9655 | 0.28365 | 672.823 | 63.3643 | 54.94 | 1.248 | 124.3688 | 1.0583 | 157.1458 | 40.0741 | 96.0723 | 11.3533 | 5.0201 | 4.0402 | 53.8297 | 42.0032 | 171.1003 | 35.2195 | 66.8598 | 1.0595 | 118.9739 | 99.0749
1f37113 | UGI | 7 | 15m_167056_407x225x586.dat | 0.1250;0.1250;0.2832 | 407;225;586 | (2.2188;81.1875;27.5029) | 80 | 8.502 | 60 | 95.25 | 60 | EZpaque | [73,75] | [90,20] | 1 | 10 | 75 | normal | none | 7.1417 | 5.4284 | 38.7682 | 34.0125 | 25.8527 | 879.3164 | 4.5251e-16 | 341.8246 | 0.2257 | 39.5812 | 207.1433 | 0.49621 | 401.3367 | 0.99292 | 48.624 | 417.8004 | 1.4559 | 698.7427 | 67.5539 | 59.6823 | 1.4165 | 135.9431 | 1.1693 | 166.4749 | 44.3015 | 104.6291 | 12.8489 | 5.6624 | 4.4182 | 57.9054 | 45.2602 | 176.117 | 36.6196 | 67.5083 | 1.3025 | 125.7314 | 104.2666
1f37113 | UGI | 8 | 15m_167056_407x225x586.dat | 0.1250;0.1250;0.2832 | 407;225;586 | (0.1462;74.1875;26.2591) | 110 | 3.9 | 52 | 87.375 | 60 | EZpaque | [73,75] | [90,20] | 1 | 10 | 75 | normal | none | 11.3116 | 6.2559 | 70.7643 | 49.4174 | 27.3306 | 1350.6051 | 3.0691e-16 | 631.9835 | 0.19217 | 18.4131 | 71.0476 | 0.41527 | 184.7467 | 1.9507 | 46.8709 | 972.4126 | 0.034594 | 194.7171 | 64.9318 | 71.7775 | 0.78372 | 426.3184 | 0.85593 | 161.3031 | 732.5352 | 233.9962 | 8.7385 | 3.9569 | 8.3683 | 135.8948 | 101.4952 | 251.6024 | 54.5452 | 89.1723 | 2.5247 | 204.0873 | 100.6305
1f37113 | UGI | 8 | 15m_167056_407x225x586.dat | 0.1250;0.1250;0.2832 | 407;225;586 | (0.1462;74.1875;26.2591) | 110 | 7.85 | 62 | 87.375 | 60 | EZpaque | [73,75] | [90,20] | 1 | 10 | 75 | normal | none | 11.3116 | 6.2559 | 70.7643 | 49.4174 | 27.3306 | 1350.6051 | 2.4514e-16 | 901.8987 | 0.34304 | 31.5214 | 114.0131 | 0.72808 | 303.9507 | 2.8564 | 77.2706 | 1276.6665 | 1.3499 | 302.2823 | 97.5245 | 116.7952 | 1.6535 | 640.0058 | 1.5792 | 251.1806 | 961.3345 | 350.6264 | 15.7499 | 7.7267 | 14.2246 | 199.4375 | 150.6179 | 333.6476 | 71.1984 | 97.6781 | 3.9261 | 288.0169 | 150.1086
1f37113 | UGI | 8 | 15m_167056_407x225x586.dat | 0.1250;0.1250;0.2832 | 407;225;586 | (0.1462;74.1875;26.2591) | 110 | 9.9905 | 69 | 87.375 | 60 | EZpaque | [73,75] | [90,20] | 1 | 10 | 75 | normal | none | 11.3116 | 6.2559 | 70.7643 | 49.4174 | 27.3306 | 1350.6051 | 2.3705e-16 | 979.6901 | 0.44914 | 38.4882 | 135.2263 | 0.91473 | 358.7529 | 4.0021 | 91.8523 | 1345.5974 | 0.47841 | 346.743 | 109.3377 | 135.3233 | 2.4918 | 715.194 | 1.9977 | 290.1695 | 1008.6708 | 393.7743 | 18.5898 | 9.9019 | 18.4582 | 223.6921 | 168.2049 | 357.3905 | 76.041 | 99.1702 | 5.5105 | 314.4818 | 169.2355
1f37113 | UGI | 8 | 15m_167056_407x225x586.dat | 0.1250;0.1250;0.2832 | 407;225;586 | (0.1462;74.1875;26.2591) | 60 | 2.5 | 38 | 87.375 | 60 | EZpaque | [73,75] | [90,20] | 1 | 10 | 75 | normal | none | 11.3116 | 6.2559 | 70.7643 | 49.4174 | 27.3306 | 1350.6051 | 3.8341e-16 | 419.365 | 0.053206 | 7.0853 | 33.859 | 0.083508 | 82.7906 | 0.46336 | 20.1558 | 733.0215 | 0.018497 | 102.117 | 37.2418 | 34.6754 | 0.46336 | 246.4027 | 0.25596 | 84.0008 | 554.9107 | 133.4644 | 2.8241 | 1.4607 | 2.5097 | 82.2024 | 59.7732 | 185.7884 | 41.1086 | 82.6299 | 0.72102 | 135.9603 | 58.6723
1f37113 | UGI | 8 | 15m_167056_407x225x586.dat | 0.1250;0.1250;0.2832 | 407;225;586 | (0.1462;74.1875;26.2591) | 60 | 5.7448 | 47 | 87.375 | 60 | EZpaque | [73,75] | [90,20] | 1 | 10 | 75 | normal | none | 11.3116 | 6.2559 | 70.7643 | 49.4174 | 27.3306 | 1350.6051 | 2.4894e-16 | 792.5483 | 0.16027 | 19.4735 | 77.9573 | 0.4818 | 213.5903 | 1.3512 | 53.7712 | 1220.918 | 0.059628 | 231.7471 | 79.4517 | 84.971 | 0.7386 | 534.6588 | 0.73952 | 188.4441 | 919.3238 | 287.1089 | 8.906 | 4.364 | 7.4908 | 162.4039 | 124.5749 | 304.1136 | 65.1525 | 97.0461 | 1.4846 | 252.4474 | 120.9373
1f37113 | UGI | 8 | 15m_167056_407x225x586.dat | 0.1250;0.1250;0.2832 | 407;225;586 | (0.1462;74.1875;26.2591) | 60 | 6.3535 | 49 | 87.375 | 60 | EZpaque | [73,75] | [90,20] | 1 | 10 | 75 | normal | none | 11.3116 | 6.2559 | 70.7643 | 49.4174 | 27.3306 | 1350.6051 | 2.3769e-16 | 849.0935 | 0.18424 | 21.9556 | 85.999 | 0.34991 | 236.8475 | 1.7304 | 60.7138 | 1279.951 | 1.2438 | 254.5513 | 86.7016 | 96.9082 | 1.0362 | 582.3581 | 0.82503 | 207.0859 | 963.5288 | 313.2962 | 9.8999 | 5.007 | 8.5195 | 175.3835 | 135.5185 | 320.7548 | 68.4362 | 98.7118 | 2.5805 | 269.9446 | 131.4839
1f37113 | UGI | 8 | 15m_167056_407x225x586.dat | 0.1250;0.1250;0.2832 | 407;225;586 | (0.1462;74.1875;26.2591) | 80 | 2.9 | 44 | 87.375 | 60 | EZpaque | [73,75] | [90,20] | 1 | 10 | 75 | normal | none | 11.3116 | 6.2559 | 70.7643 | 49.4174 | 27.3306 | 1350.6051 | 3.4327e-16 | 512.1284 | 0.10381 | 11.7254 | 48.6668 | 0.3101 | 122.1913 | 0.88084 | 31.4589 | 835.9228 | 0.87339 | 140.5935 | 48.9726 | 50.3272 | 0.67153 | 323.4449 | 0.48061 | 115.4241 | 631.1589 | 176.4775 | 5.054 | 2.6271 | 4.5558 | 104.3448 | 77.7382 | 213.5082 | 46.7431 | 85.4917 | 1.1531 | 164.8634 | 76.2388
1f37113 | UGI | 8 | 15m_167056_407x225x586.dat | 0.1250;0.1250;0.2832 | 407;225;586 | (0.1462;74.1875;26.2591) | 80 | 7.702 | 57 | 87.375 | 60 | EZpaque | [73,75] | [90,20] | 1 | 10 | 75 | normal | none | 11.3116 | 6.2559 | 70.7643 | 49.4174 | 27.3306 | 1350.6051 | 2.2944e-16 | 929.204 | 0.29346 | 29.9032 | 107.887 | 0.42619 | 297.3845 | 2.4531 | 76.4458 | 1334.9244 | 0.49877 | 302.1395 | 99.7761 | 116.6822 | 1.7861 | 657.2418 | 1.3762 | 247.5902 | 1001.2914 | 356.2617 | 15.3014 | 6.8601 | 13.7127 | 200.7751 | 155.1875 | 342.7065 | 73.0559 | 99.6291 | 4.1432 | 296.1329 | 151.2252
1f37113 | UGI | 8 | 15m_167056_407x225x586.dat | 0.1250;0.1250;0.2832 | 407;225;586 | (0.1462;74.1875;26.2591) | 80 | 8.502 | 60 | 87.375 | 60 | EZpaque | [73,75] | [90,20] | 1 | 10 | 75 | normal | none | 11.3116 | 6.2559 | 70.7643 | 49.4174 | 27.3306 | 1350.6051 | 2.2377e-16 | 962.9178 | 0.32586 | 32.969 | 117.5906 | 0.57569 | 324.0413 | 2.7359 | 83.8503 | 1372.9857 | 1.0893 | 323.7955 | 106.0206 | 126.5598 | 1.8116 | 694.7827 | 1.529 | 265.9408 | 1027.583 | 377.7308 | 16.4425 | 7.9086 | 15.5568 | 212.6192 | 164.6317 | 355.2429 | 75.5306 | 100.492 | 4.4674 | 309.2141 | 160.5788
1f37113 | UGI | 9 | 15m_167056_407x225x586.dat | 0.1250;0.1250;0.2832 | 407;225;586 | (0.1574;76.2744;26.1825) | 110 | 3.9 | 52 | 89.1991 | 60 | EZpaque | [73,75] | [90,20] | 1 | 5 | 75 | normal | none | 10.6928 | 5.9856 | 64.0035 | 47.6896 | 26.6957 | 1273.1055 | 3.399e-16 | 578.8503 | 0.1726 | 15.7459 | 71.8127 | 0.34813 | 153.5579 | 1.3854 | 43.6219 | 877.5283 | 0.7221 | 145.7408 | 55.0283 | 72.0393 | 0.81954 | 443.7215 | 0.74658 | 146.4057 | 856.3454 | 256.0975 | 7.7912 | 3.8873 | 7.5249 | 122.901 | 91.7183 | 230.343 | 49.4097 | 83.0166 | 2.1407 | 189.2707 | 96.3378
1f37113 | UGI | 9 | 15m_167056_407x225x586.dat | 0.1250;0.1250;0.2832 | 407;225;586 | (0.1574;76.2744;26.1825) | 110 | 7.85 | 62 | 89.1991 | 60 | EZpaque | [73,75] | [90,20] | 1 | 5 | 75 | normal | none | 10.6928 | 5.9856 | 64.0035 | 47.6896 | 26.6957 | 1273.1055 | 2.7149e-16 | 816.211 | 0.30341 | 27.3524 | 112.1494 | 0.54784 | 251.3535 | 2.8722 | 71.5874 | 1159.1751 | 0.10748 | 231.0505 | 83.0429 | 112.0168 | 1.615 | 653.9192 | 1.3961 | 228.2879 | 1097.4777 | 379.1353 | 13.2762 | 6.7138 | 13.1955 | 180.5796 | 136.2497 | 304.9481 | 64.5929 | 90.7458 | 4.1332 | 265.6865 | 142.7893
1f37113 | UGI | 9 | 15m_167056_407x225x586.dat | 0.1250;0.1250;0.2832 | 407;225;586 | (0.1574;76.2744;26.1825) | 110 | 9.9905 | 69 | 89.1991 | 60 | EZpaque | [73,75] | [90,20] | 1 | 5 | 75 | normal | none | 10.6928 | 5.9856 | 64.0035 | 47.6896 | 26.6957 | 1273.1055 | 2.6253e-16 | 888.3122 | 0.39165 | 32.7412 | 131.6261 | 1.0026 | 298.9697 | 3.5591 | 84.0889 | 1223.0529 | 0.58522 | 268.4782 | 93.5849 | 128.8759 | 1.8281 | 724.7509 | 1.7926 | 263.8311 | 1141.615 | 422.9967 | 16.641 | 8.1274 | 17.3514 | 202.6951 | 152.2784 | 327.3139 | 69.0085 | 92.1867 | 5.298 | 290.0112 | 160.5032
1f37113 | UGI | 9 | 15m_167056_407x225x586.dat | 0.1250;0.1250;0.2832 | 407;225;586 | (0.1574;76.2744;26.1825) | 60 | 2.5 | 38 | 89.1991 | 60 | EZpaque | [73,75] | [90,20] | 1 | 5 | 75 | normal | none | 10.6928 | 5.9856 | 64.0035 | 47.6896 | 26.6957 | 1273.1055 | 4.2463e-16 | 378.2607 | 0.044717 | 6.2229 | 36.2482 | 0.13116 | 67.3625 | 0.33198 | 19.2463 | 655.7272 | 0.35923 | 71.6651 | 31.0248 | 37.2609 | 0.17811 | 265.7151 | 0.23972 | 76.2974 | 671.7412 | 154.6602 | 2.313 | 1.0825 | 2.2078 | 74.1347 | 53.8702 | 170.2731 | 37.1265 | 76.9434 | 0.69199 | 125.7244 | 57.188
1f37113 | UGI | 9 | 15m_167056_407x225x586.dat | 0.1250;0.1250;0.2832 | 407;225;586 | (0.1574;76.2744;26.1825) | 60 | 5.7448 | 47 | 89.1991 | 60 | EZpaque | [73,75] | [90,20] | 1 | 5 | 75 | normal | none | 10.6928 | 5.9856 | 64.0035 | 47.6896 | 26.6957 | 1273.1055 | 2.757e-16 | 723.685 | 0.14659 | 16.0508 | 78.803 | 0.38368 | 167.4066 | 1.0637 | 50.5477 | 1103.917 | 0.0737 | 170.3989 | 67.1382 | 86.4127 | 0.6539 | 557.381 | 0.66728 | 170.6202 | 1072.2884 | 318.919 | 7.8368 | 3.6558 | 6.8495 | 146.8741 | 112.5462 | 278.7571 | 59.01 | 90.2055 | 2.4055 | 233.7523 | 116.1979
1f37113 | UGI | 9 | 15m_167056_407x225x586.dat | 0.1250;0.1250;0.2832 | 407;225;586 | (0.1574;76.2744;26.1825) | 60 | 6.3535 | 49 | 89.1991 | 60 | EZpaque | [73,75] | [90,20] | 1 | 5 | 75 | normal | none | 10.6928 | 5.9856 | 64.0035 | 47.6896 | 26.6957 | 1273.1055 | 2.6324e-16 | 776.9305 | 0.16942 | 18.453 | 86.3011 | 0.33986 | 190.1413 | 1.3988 | 57.0732 | 1159.4316 | 0.042949 | 188.4091 | 73.5068 | 94.5749 | 0.77545 | 605.0348 | 0.8428 | 187.0263 | 1116.961 | 344.7069 | 9.0882 | 3.9325 | 8.0717 | 158.6499 | 122.47 | 291.761 | 62.011 | 91.7542 | 3.1319 | 250.0487 | 125.8638
1f37113 | UGI | 9 | 15m_167056_407x225x586.dat | 0.1250;0.1250;0.2832 | 407;225;586 | (0.1574;76.2744;26.1825) | 80 | 2.9 | 44 | 89.1991 | 60 | EZpaque | [73,75] | [90,20] | 1 | 5 | 75 | normal | none | 10.6928 | 5.9856 | 64.0035 | 47.6896 | 26.6957 | 1273.1055 | 3.8018e-16 | 458.7859 | 0.094498 | 9.7791 | 50.2029 | 0.23956 | 100.5189 | 0.72674 | 29.7282 | 751.202 | 0.19612 | 102.2628 | 41.1808 | 51.9705 | 0.4777 | 341.3144 | 0.42309 | 104.8326 | 749.2029 | 197.3973 | 4.5316 | 2.1769 | 4.242 | 94.2685 | 70.1787 | 195.3941 | 42.2767 | 79.5927 | 1.4575 | 152.1643 | 73.3863
1f37113 | UGI | 9 | 15m_167056_407x225x586.dat | 0.1250;0.1250;0.2832 | 407;225;586 | (0.1574;76.2744;26.1825) | 80 | 7.702 | 57 | 89.1991 | 60 | EZpaque | [73,75] | [90,20] | 1 | 5 | 75 | normal | none | 10.6928 | 5.9856 | 64.0035 | 47.6896 | 26.6957 | 1273.1055 | 2.541e-16 | 845.3634 | 0.26681 | 23.8603 | 107.4443 | 0.46206 | 242.1649 | 2.3074 | 71.5062 | 1210.8441 | 0.19764 | 228.9892 | 85.166 | 112.1156 | 1.3454 | 675.3935 | 1.248 | 225.097 | 1148.0351 | 387.4795 | 12.5346 | 6.0212 | 12.6027 | 181.7697 | 140.3645 | 312.4067 | 66.2381 | 92.582 | 3.7463 | 273.4294 | 144.0163
1f37113 | UGI | 9 | 15m_167056_407x225x586.dat | 0.1250;0.1250;0.2832 | 407;225;586 | (0.1574;76.2744;26.1825) | 80 | 8.502 | 60 | 89.1991 | 60 | EZpaque | [73,75] | [90,20] | 1 | 5 | 75 | normal | none | 10.6928 | 5.9856 | 64.0035 | 47.6896 | 26.6957 | 1273.1055 | 2.4783e-16 | 880.8605 | 0.30316 | 26.544 | 116.1178 | 0.58557 | 267.0948 | 2.5718 | 77.9902 | 1246.3187 | 0.72095 | 247.0243 | 90.6806 | 121.2626 | 1.496 | 711.3866 | 1.3359 | 241.6536 | 1172.8801 | 408.5127 | 13.7823 | 6.8217 | 14.001 | 192.5053 | 148.918 | 323.3163 | 68.5351 | 93.3862 | 4.2017 | 285.9551 | 152.6474

## Abnormal Ref
Git Commit | Procedure | Field # | Phantom | Voxel Size | Voxel Array | Source Coordinate | Peak Potential | HVL | Average Energy | FDD | SSD | Contrast Material | Contrast Location | Contrast Percentage | # of Radigraphs | Field Time | Total Procedure Time | Disease State | Disease | Field Width @ 20cm | Field Height @ 20cm | Field Area @ 20cm | Field Width @ Image | Field Height @ Image | Field Area @ Image | Dose-ref | Adrenals | Brain | Breast | Colon | ET | GB-wall | Gonads | Ht-wall | Kidneys | Eye-lens | Liver | Lungs | Oesophagus | O-mucosa | Pancreas | S-glands | SI-wall | Spleen | St-wall | Thymus | Thyroid | UB-wall | R-marrow | Endost-BS | Lymph | Muscle | Skin | Prostate / Uterus | Remainder | Effective Dose
- | - | - | - | - | - | - | kVp | mm Al | keV | cm | cm | - | - | - | - | s | s | - | - | cm | cm | cm2 | cm | cm | cm2 | Gy | mGy/Gy-cm2 | mGy/Gy-cm2 | mGy/Gy-cm2 | mGy/Gy-cm2 | mGy/Gy-cm2 | mGy/Gy-cm2 | mGy/Gy-cm2 | mGy/Gy-cm2 | mGy/Gy-cm2 | mGy/Gy-cm2 | mGy/Gy-cm2 | mGy/Gy-cm2 | mGy/Gy-cm2 | mGy/Gy-cm2 | mGy/Gy-cm2 | mGy/Gy-cm2 | mGy/Gy-cm2 | mGy/Gy-cm2 | mGy/Gy-cm2 | mGy/Gy-cm2 | mGy/Gy-cm2 | mGy/Gy-cm2 | mGy/Gy-cm2 | mGy/Gy-cm2 | mGy/Gy-cm2 | mGy/Gy-cm2 | mGy/Gy-cm2 | mGy/Gy-cm2 | mGy/Gy-cm2 | mSv/Gy-cm2
1f37113 | UGI_a | 1 | 00f_051004_345x211x716.dat | 0.0663;0.0663;0.0663 | 345;211;716 | (1.3504;68.1881;1.0307) | 110 | 3.9 | 52 | 78.0611 | 60 | EZpaque | [5] | [0] | 1 | 10 | 80 | abnormal | malrotation w volvus / ladd's bands | 4.0907 | 3.0256 | 12.3769 | 15.9664 | 11.8091 | 188.5484 | 1.879e-15 | 561.801 | 2.1354 | 204.4272 | 469.7978 | 7.4281 | 757.1221 | 98.8314 | 201.1967 | 598.8428 | 5.2866 | 905.1297 | 224.5341 | 214.6776 | 14.6108 | 318.6714 | 12.8316 | 397.215 | 272.0818 | 419.1261 | 51.4163 | 22.0095 | 52.0315 | 118.558 | 126.4304 | 340.2556 | 124.1836 | 178.4452 | 61.284 | 250.686 | 261.3144
1f37113 | UGI_a | 1 | 00f_051004_345x211x716.dat | 0.0663;0.0663;0.0663 | 345;211;716 | (1.3504;68.1881;1.0307) | 110 | 7.85 | 62 | 78.0611 | 60 | EZpaque | [5] | [0] | 1 | 10 | 80 | abnormal | malrotation w volvus / ladd's bands | 4.0907 | 3.0256 | 12.3769 | 15.9664 | 11.8091 | 188.5484 | 1.5005e-15 | 741.6408 | 3.5872 | 253.8027 | 581.6695 | 10.7427 | 986.4995 | 140.4972 | 276.9423 | 768.4993 | 10.8574 | 1099.5984 | 293.6506 | 297.0562 | 21.6334 | 453.5219 | 19.4901 | 523.9004 | 395.053 | 581.8361 | 74.7972 | 33.9103 | 75.417 | 162.4786 | 173.2833 | 431.8882 | 156.2841 | 194.152 | 90.4058 | 332.358 | 340.0796
1f37113 | UGI_a | 1 | 00f_051004_345x211x716.dat | 0.0663;0.0663;0.0663 | 345;211;716 | (1.3504;68.1881;1.0307) | 110 | 9.9905 | 69 | 78.0611 | 60 | EZpaque | [5] | [0] | 1 | 10 | 80 | abnormal | malrotation w volvus / ladd's bands | 4.0907 | 3.0256 | 12.3769 | 15.9664 | 11.8091 | 188.5484 | 1.4507e-15 | 787.5588 | 4.3169 | 276.8485 | 602.9633 | 13.0035 | 1019.9318 | 158.2149 | 295.4535 | 801.1386 | 10.919 | 1122.1593 | 308.0268 | 321.8341 | 24.4223 | 494.5042 | 22.0192 | 552.2907 | 435.0013 | 618.7903 | 82.5196 | 40.0032 | 82.816 | 175.2873 | 185.9227 | 455.7999 | 163.2477 | 195.8922 | 97.485 | 351.531 | 359.4249
1f37113 | UGI_a | 1 | 00f_051004_345x211x716.dat | 0.0663;0.0663;0.0663 | 345;211;716 | (1.3504;68.1881;1.0307) | 60 | 2.5 | 38 | 78.0611 | 60 | EZpaque | [5] | [0] | 1 | 10 | 80 | abnormal | malrotation w volvus / ladd's bands | 4.0907 | 3.0256 | 12.3769 | 15.9664 | 11.8091 | 188.5484 | 2.3478e-15 | 423.5321 | 0.81175 | 161.5457 | 382.8209 | 3.5723 | 584.8564 | 65.552 | 141.5863 | 468.7881 | 3.8924 | 763.1969 | 170.9249 | 151.6938 | 8.8749 | 207.5343 | 6.8631 | 298.4595 | 173.1398 | 286.9208 | 31.3129 | 12.1835 | 31.5574 | 82.7518 | 88.2952 | 269.2609 | 99.2427 | 166.6067 | 38.8013 | 187.1252 | 198.8659
1f37113 | UGI_a | 1 | 00f_051004_345x211x716.dat | 0.0663;0.0663;0.0663 | 345;211;716 | (1.3504;68.1881;1.0307) | 60 | 5.7448 | 47 | 78.0611 | 60 | EZpaque | [5] | [0] | 1 | 10 | 80 | abnormal | malrotation w volvus / ladd's bands | 4.0907 | 3.0256 | 12.3769 | 15.9664 | 11.8091 | 188.5484 | 1.5245e-15 | 698.7042 | 2.3232 | 243.6216 | 573.1906 | 8.6361 | 953.2078 | 138.5995 | 261.2663 | 749.2114 | 8.5246 | 1109.124 | 282.6761 | 272.7911 | 17.4748 | 406.9893 | 16.1734 | 501.9427 | 349.6079 | 534.6543 | 67.1089 | 28.0407 | 68.6701 | 146.8562 | 159.0597 | 411.3596 | 150.9778 | 196.7079 | 81.7691 | 314.4717 | 325.4321
1f37113 | UGI_a | 1 | 00f_051004_345x211x716.dat | 0.0663;0.0663;0.0663 | 345;211;716 | (1.3504;68.1881;1.0307) | 60 | 6.3535 | 49 | 78.0611 | 60 | EZpaque | [5] | [0] | 1 | 10 | 80 | abnormal | malrotation w volvus / ladd's bands | 4.0907 | 3.0256 | 12.3769 | 15.9664 | 11.8091 | 188.5484 | 1.4556e-15 | 731.0923 | 2.68 | 259.9218 | 592.1009 | 9.9936 | 979.8505 | 144.2262 | 276.6568 | 779.7997 | 7.1371 | 1141.2239 | 295.8238 | 287.2021 | 19.7866 | 433.9838 | 17.8232 | 524.522 | 373.6182 | 568.6747 | 72.9169 | 32.5069 | 73.1092 | 156.0062 | 169.2516 | 429.5951 | 156.8323 | 199.4672 | 87.5497 | 328.8656 | 340.9592
1f37113 | UGI_a | 1 | 00f_051004_345x211x716.dat | 0.0663;0.0663;0.0663 | 345;211;716 | (1.3504;68.1881;1.0307) | 80 | 2.9 | 44 | 78.0611 | 60 | EZpaque | [5] | [0] | 1 | 10 | 80 | abnormal | malrotation w volvus / ladd's bands | 4.0907 | 3.0256 | 12.3769 | 15.9664 | 11.8091 | 188.5484 | 2.102e-15 | 481.0145 | 1.3782 | 184.7322 | 419.6877 | 4.9329 | 660.9846 | 84.3238 | 167.3061 | 524.116 | 3.8972 | 822.8293 | 194.1993 | 179.8417 | 10.9581 | 255.7783 | 9.4091 | 339.9594 | 214.8557 | 342.8138 | 40.3127 | 17.5608 | 40.7361 | 98.1789 | 105.1341 | 298.8462 | 109.7064 | 171.7386 | 49.3764 | 214.4698 | 226.551
1f37113 | UGI_a | 1 | 00f_051004_345x211x716.dat | 0.0663;0.0663;0.0663 | 345;211;716 | (1.3504;68.1881;1.0307) | 80 | 7.702 | 57 | 78.0611 | 60 | EZpaque | [5] | [0] | 1 | 10 | 80 | abnormal | malrotation w volvus / ladd's bands | 4.0907 | 3.0256 | 12.3769 | 15.9664 | 11.8091 | 188.5484 | 1.405e-15 | 766.4776 | 3.5453 | 258.3063 | 603.7515 | 10.8263 | 1006.4778 | 152.8187 | 291.2885 | 800.8549 | 8.4584 | 1146.478 | 306.8615 | 305.3384 | 22.4221 | 465.8083 | 20.5801 | 545.2176 | 406.4203 | 597.6091 | 79.0321 | 37.4911 | 79.8079 | 168.584 | 181.9383 | 442.7674 | 161.7496 | 199.2799 | 95.694 | 343.0433 | 352.4222
1f37113 | UGI_a | 1 | 00f_051004_345x211x716.dat | 0.0663;0.0663;0.0663 | 345;211;716 | (1.3504;68.1881;1.0307) | 80 | 8.502 | 60 | 78.0611 | 60 | EZpaque | [5] | [0] | 1 | 10 | 80 | abnormal | malrotation w volvus / ladd's bands | 4.0907 | 3.0256 | 12.3769 | 15.9664 | 11.8091 | 188.5484 | 1.3702e-15 | 785.6693 | 3.9006 | 267.9742 | 612.6104 | 11.1811 | 1031.4784 | 162.8339 | 300.2184 | 817.0523 | 6.8476 | 1159.8567 | 314.6618 | 318.9752 | 23.7635 | 485.7648 | 21.3769 | 559.0623 | 425.3562 | 619.0987 | 83.1138 | 37.345 | 83.0116 | 175.4588 | 189.2105 | 452.9695 | 165.3171 | 200.254 | 100.3161 | 352.8462 | 362.2597
1f37113 | UGI_a | 2 | 00f_051004_345x211x716.dat | 0.0663;0.0663;0.0663 | 345;211;716 | (1.3504;68.1881;0.4966) | 110 | 3.9 | 52 | 78.0611 | 60 | EZpaque | [5] | [0] | 0 | 10 | 80 | abnormal | malrotation w volvus / ladd's bands | 4.0907 | 1.942 | 7.9441 | 15.9664 | 7.5796 | 121.0191 | 2.361e-15 | 511.7794 | 1.0449 | 33.6479 | 355.7297 | 3.5365 | 684.2079 | 57.3957 | 54.8459 | 493.016 | 2.8228 | 638.6759 | 51.5295 | 85.0071 | 6.9734 | 281.2987 | 5.5443 | 276.953 | 225.3727 | 362.5785 | 21.0442 | 10.6473 | 30.8457 | 61.0497 | 64.4832 | 213.1136 | 72.4196 | 115.7073 | 36.4184 | 189.7844 | 163.5849
1f37113 | UGI_a | 2 | 00f_051004_345x211x716.dat | 0.0663;0.0663;0.0663 | 345;211;716 | (1.3504;68.1881;0.4966) | 110 | 7.85 | 62 | 78.0611 | 60 | EZpaque | [5] | [0] | 0 | 10 | 80 | abnormal | malrotation w volvus / ladd's bands | 4.0907 | 1.942 | 7.9441 | 15.9664 | 7.5796 | 121.0191 | 1.8855e-15 | 672.4954 | 1.7991 | 50.7071 | 440.3678 | 5.6287 | 892.0641 | 83.033 | 79.7819 | 632.7185 | 2.9091 | 766.7933 | 74.0487 | 120.0097 | 10.6968 | 399.6946 | 9.0124 | 367.1358 | 325.6883 | 499.6302 | 31.7977 | 15.8503 | 45.7074 | 85.7997 | 90.6489 | 271.6999 | 91.8907 | 125.9806 | 54.0913 | 251.3999 | 215.0859
1f37113 | UGI_a | 2 | 00f_051004_345x211x716.dat | 0.0663;0.0663;0.0663 | 345;211;716 | (1.3504;68.1881;0.4966) | 110 | 9.9905 | 69 | 78.0611 | 60 | EZpaque | [5] | [0] | 0 | 10 | 80 | abnormal | malrotation w volvus / ladd's bands | 4.0907 | 1.942 | 7.9441 | 15.9664 | 7.5796 | 121.0191 | 1.8231e-15 | 710.5094 | 2.157 | 52.9659 | 455.4654 | 6.8034 | 925.2035 | 93.3761 | 86.9308 | 660.0996 | 3.5139 | 779.7337 | 79.5147 | 130.2701 | 11.9168 | 435.0821 | 10.4796 | 387.0364 | 358.7378 | 536.6257 | 35.7937 | 19.1579 | 49.7779 | 93.3014 | 98.0956 | 285.0376 | 96.0851 | 126.8925 | 59.0875 | 265.3556 | 226.9914
1f37113 | UGI_a | 2 | 00f_051004_345x211x716.dat | 0.0663;0.0663;0.0663 | 345;211;716 | (1.3504;68.1881;0.4966) | 60 | 2.5 | 38 | 78.0611 | 60 | EZpaque | [5] | [0] | 0 | 10 | 80 | abnormal | malrotation w volvus / ladd's bands | 4.0907 | 1.942 | 7.9441 | 15.9664 | 7.5796 | 121.0191 | 2.9497e-15 | 390.3728 | 0.37817 | 22.8759 | 291.7066 | 1.2552 | 545.6743 | 38.2982 | 34.1487 | 386.4063 | 1.5154 | 546.0812 | 32.9696 | 56.5337 | 3.4169 | 185.5754 | 2.8611 | 206.5467 | 142.4666 | 252.51 | 11.544 | 4.8397 | 18.4931 | 40.7257 | 42.9989 | 167.2323 | 57.3151 | 108.274 | 21.927 | 143.2813 | 123.7352
1f37113 | UGI_a | 2 | 00f_051004_345x211x716.dat | 0.0663;0.0663;0.0663 | 345;211;716 | (1.3504;68.1881;0.4966) | 60 | 5.7448 | 47 | 78.0611 | 60 | EZpaque | [5] | [0] | 0 | 10 | 80 | abnormal | malrotation w volvus / ladd's bands | 4.0907 | 1.942 | 7.9441 | 15.9664 | 7.5796 | 121.0191 | 1.9155e-15 | 632.8352 | 1.1102 | 45.2376 | 433.7129 | 3.9612 | 864.1578 | 79.3994 | 73.5419 | 616.4949 | 3.6084 | 777.9665 | 68.0812 | 107.8253 | 9.0101 | 358.8711 | 6.816 | 350.4399 | 286.7858 | 461.977 | 26.4849 | 12.3132 | 41.0575 | 76.1513 | 81.623 | 257.9592 | 88.4559 | 128.0654 | 47.0356 | 237.738 | 204.8424
1f37113 | UGI_a | 2 | 00f_051004_345x211x716.dat | 0.0663;0.0663;0.0663 | 345;211;716 | (1.3504;68.1881;0.4966) | 60 | 6.3535 | 49 | 78.0611 | 60 | EZpaque | [5] | [0] | 0 | 10 | 80 | abnormal | malrotation w volvus / ladd's bands | 4.0907 | 1.942 | 7.9441 | 15.9664 | 7.5796 | 121.0191 | 1.829e-15 | 662.2304 | 1.275 | 52.7143 | 448.7934 | 4.061 | 885.7441 | 84.4573 | 79.6568 | 641.3443 | 4.3541 | 798.7006 | 73.1723 | 113.4737 | 8.9679 | 381.7338 | 7.8727 | 367.0972 | 306.3854 | 486.7875 | 28.9174 | 13.9521 | 44.642 | 81.3809 | 87.3897 | 269.1228 | 92.0865 | 129.7706 | 51.0282 | 247.8791 | 214.7377
1f37113 | UGI_a | 2 | 00f_051004_345x211x716.dat | 0.0663;0.0663;0.0663 | 345;211;716 | (1.3504;68.1881;0.4966) | 80 | 2.9 | 44 | 78.0611 | 60 | EZpaque | [5] | [0] | 0 | 10 | 80 | abnormal | malrotation w volvus / ladd's bands | 4.0907 | 1.942 | 7.9441 | 15.9664 | 7.5796 | 121.0191 | 2.6411e-15 | 441.7826 | 0.66699 | 28.6511 | 318.8839 | 2.1597 | 610.6505 | 49.2102 | 43.686 | 432.2791 | 2.7453 | 584.8281 | 41.2288 | 67.9068 | 5.1346 | 227.4567 | 3.9919 | 236.1235 | 177.4097 | 299.6307 | 15.459 | 7.1875 | 24.136 | 49.5082 | 52.4917 | 185.5246 | 63.6089 | 111.641 | 28.6818 | 163.5761 | 141.1645
1f37113 | UGI_a | 2 | 00f_051004_345x211x716.dat | 0.0663;0.0663;0.0663 | 345;211;716 | (1.3504;68.1881;0.4966) | 80 | 7.702 | 57 | 78.0611 | 60 | EZpaque | [5] | [0] | 0 | 10 | 80 | abnormal | malrotation w volvus / ladd's bands | 4.0907 | 1.942 | 7.9441 | 15.9664 | 7.5796 | 121.0191 | 1.7654e-15 | 691.4426 | 1.7408 | 52.417 | 457.2063 | 5.6751 | 927.7011 | 92.2037 | 85.8087 | 657.7399 | 3.807 | 799.5743 | 78.8359 | 125.3739 | 10.6438 | 412.883 | 8.846 | 382.0749 | 333.2145 | 515.4241 | 33.369 | 17.4144 | 48.9629 | 88.9371 | 95.0719 | 278.3802 | 95.2186 | 129.4674 | 56.949 | 260.5277 | 223.7823
1f37113 | UGI_a | 2 | 00f_051004_345x211x716.dat | 0.0663;0.0663;0.0663 | 345;211;716 | (1.3504;68.1881;0.4966) | 80 | 8.502 | 60 | 78.0611 | 60 | EZpaque | [5] | [0] | 0 | 10 | 80 | abnormal | malrotation w volvus / ladd's bands | 4.0907 | 1.942 | 7.9441 | 15.9664 | 7.5796 | 121.0191 | 1.7217e-15 | 708.7232 | 1.9462 | 54.1951 | 464.9798 | 6.8648 | 936.0583 | 97.6193 | 89.3251 | 670.7372 | 4.8759 | 807.812 | 82.0532 | 130.6973 | 11.7791 | 429.2068 | 9.6841 | 391.5518 | 349.2445 | 534.2897 | 35.6778 | 17.9376 | 52.2052 | 92.9606 | 99.3196 | 285.8487 | 97.3714 | 129.8593 | 58.7679 | 266.7633 | 229.9927
1f37113 | UGI_a | 3 | 00f_051004_345x211x716.dat | 0.0663;0.0663;0.0663 | 345;211;716 | (1.3504;68.1881;0.4966) | 110 | 3.9 | 52 | 78.0611 | 60 | EZpaque | [5,133,110] | [30,30,100] | 1 | 10 | 80 | abnormal | malrotation w volvus / ladd's bands | 4.0907 | 1.942 | 7.9441 | 15.9664 | 7.5796 | 121.0191 | 2.361e-15 | 511.7794 | 0.95011 | 33.495 | 355.6577 | 3.3739 | 684.2079 | 57.4084 | 54.2275 | 492.8889 | 2.8512 | 638.5065 | 50.1741 | 1387.6028 | 20.5576 | 281.1165 | 5.369 | 276.9064 | 216.7534 | 360.8123 | 20.6211 | 10.1856 | 30.8156 | 60.6253 | 63.9882 | 212.8899 | 72.1919 | 115.605 | 36.412 | 290.8649 | 227.3317
1f37113 | UGI_a | 3 | 00f_051004_345x211x716.dat | 0.0663;0.0663;0.0663 | 345;211;716 | (1.3504;68.1881;0.4966) | 110 | 7.85 | 62 | 78.0611 | 60 | EZpaque | [5,133,110] | [30,30,100] | 1 | 10 | 80 | abnormal | malrotation w volvus / ladd's bands | 4.0907 | 1.942 | 7.9441 | 15.9664 | 7.5796 | 121.0191 | 1.8855e-15 | 672.2833 | 1.6339 | 50.3518 | 440.2459 | 5.3089 | 892.4354 | 83.3194 | 78.9387 | 632.5064 | 2.9827 | 766.6872 | 72.2296 | 2226.5009 | 34.3233 | 399.4718 | 8.7584 | 367.0563 | 314.4075 | 497.8376 | 31.3172 | 15.8323 | 45.6135 | 85.1543 | 89.8899 | 271.3898 | 91.5688 | 125.826 | 54.0383 | 415.0301 | 318.4139
1f37113 | UGI_a | 3 | 00f_051004_345x211x716.dat | 0.0663;0.0663;0.0663 | 345;211;716 | (1.3504;68.1881;0.4966) | 110 | 9.9905 | 69 | 78.0611 | 60 | EZpaque | [5,133,110] | [30,30,100] | 1 | 10 | 80 | abnormal | malrotation w volvus / ladd's bands | 4.0907 | 1.942 | 7.9441 | 15.9664 | 7.5796 | 121.0191 | 1.8231e-15 | 710.4545 | 1.9649 | 52.6626 | 455.3776 | 5.7113 | 925.7521 | 93.2828 | 86.0422 | 659.8253 | 3.4577 | 779.624 | 77.8088 | 2565.1401 | 40.2752 | 435.0163 | 10.195 | 386.9487 | 347.1529 | 534.9856 | 35.1799 | 18.5249 | 49.751 | 92.5906 | 97.2564 | 284.6755 | 95.7427 | 126.7143 | 59.1095 | 454.5104 | 346.4978
1f37113 | UGI_a | 3 | 00f_051004_345x211x716.dat | 0.0663;0.0663;0.0663 | 345;211;716 | (1.3504;68.1881;0.4966) | 60 | 2.5 | 38 | 78.0611 | 60 | EZpaque | [5,133,110] | [30,30,100] | 1 | 10 | 80 | abnormal | malrotation w volvus / ladd's bands | 4.0907 | 1.942 | 7.9441 | 15.9664 | 7.5796 | 121.0191 | 2.9497e-15 | 389.7964 | 0.34525 | 22.8281 | 291.6693 | 1.1664 | 545.5387 | 38.2948 | 33.5415 | 386.2707 | 1.3489 | 545.8778 | 31.8658 | 645.9203 | 7.6129 | 185.416 | 2.7182 | 206.4992 | 135.9236 | 250.9099 | 11.2854 | 4.7079 | 18.4969 | 40.4872 | 42.7297 | 166.9702 | 57.174 | 108.2231 | 21.9277 | 188.7528 | 152.3854
1f37113 | UGI_a | 3 | 00f_051004_345x211x716.dat | 0.0663;0.0663;0.0663 | 345;211;716 | (1.3504;68.1881;0.4966) | 60 | 5.7448 | 47 | 78.0611 | 60 | EZpaque | [5,133,110] | [30,30,100] | 1 | 10 | 80 | abnormal | malrotation w volvus / ladd's bands | 4.0907 | 1.942 | 7.9441 | 15.9664 | 7.5796 | 121.0191 | 1.9155e-15 | 632.8874 | 0.99436 | 44.8774 | 433.6555 | 3.6962 | 864.5755 | 79.4829 | 72.5552 | 616.2861 | 3.5966 | 777.8099 | 65.993 | 1650.7905 | 22.2505 | 358.4691 | 6.6249 | 350.3721 | 274.4496 | 459.2414 | 25.8496 | 12.0208 | 41.0518 | 75.5725 | 80.9529 | 257.6491 | 88.1436 | 127.9306 | 46.9656 | 357.2165 | 280.1773
1f37113 | UGI_a | 3 | 00f_051004_345x211x716.dat | 0.0663;0.0663;0.0663 | 345;211;716 | (1.3504;68.1881;0.4966) | 60 | 6.3535 | 49 | 78.0611 | 60 | EZpaque | [5,133,110] | [30,30,100] | 1 | 10 | 80 | abnormal | malrotation w volvus / ladd's bands | 4.0907 | 1.942 | 7.9441 | 15.9664 | 7.5796 | 121.0191 | 1.829e-15 | 662.2304 | 1.1377 | 52.3141 | 448.6895 | 3.9086 | 885.5254 | 84.3644 | 78.4977 | 641.1256 | 4.3649 | 798.5366 | 70.9853 | 1860.1173 | 24.7653 | 381.2964 | 7.5146 | 367.0261 | 293.4328 | 484.5458 | 28.3099 | 13.799 | 44.5961 | 80.7433 | 86.6476 | 268.798 | 91.7499 | 129.6249 | 50.991 | 383.1711 | 300.1342
1f37113 | UGI_a | 3 | 00f_051004_345x211x716.dat | 0.0663;0.0663;0.0663 | 345;211;716 | (1.3504;68.1881;0.4966) | 80 | 2.9 | 44 | 78.0611 | 60 | EZpaque | [5,133,110] | [30,30,100] | 1 | 10 | 80 | abnormal | malrotation w volvus / ladd's bands | 4.0907 | 1.942 | 7.9441 | 15.9664 | 7.5796 | 121.0191 | 2.6411e-15 | 441.5176 | 0.59842 | 28.4936 | 318.8082 | 1.9372 | 610.6884 | 49.1951 | 43.031 | 432.1276 | 2.6622 | 584.6009 | 40.0134 | 973.9058 | 13.4663 | 227.2182 | 3.9267 | 236.0932 | 170.1136 | 298.0026 | 15.1584 | 6.874 | 24.1197 | 49.1787 | 52.1128 | 185.2782 | 63.4283 | 111.559 | 28.6549 | 233.7192 | 185.3835
1f37113 | UGI_a | 3 | 00f_051004_345x211x716.dat | 0.0663;0.0663;0.0663 | 345;211;716 | (1.3504;68.1881;0.4966) | 80 | 7.702 | 57 | 78.0611 | 60 | EZpaque | [5,133,110] | [30,30,100] | 1 | 10 | 80 | abnormal | malrotation w volvus / ladd's bands | 4.0907 | 1.942 | 7.9441 | 15.9664 | 7.5796 | 121.0191 | 1.7654e-15 | 691.1027 | 1.5658 | 52.234 | 457.059 | 5.3723 | 927.4178 | 92.0961 | 84.6588 | 657.5134 | 3.2701 | 799.4044 | 76.7174 | 2318.7995 | 33.761 | 412.5319 | 8.6851 | 382.0182 | 320.8833 | 512.7845 | 32.6797 | 16.699 | 48.8966 | 88.2371 | 94.247 | 278.065 | 94.865 | 129.2881 | 56.898 | 430.6952 | 331.1848
1f37113 | UGI_a | 3 | 00f_051004_345x211x716.dat | 0.0663;0.0663;0.0663 | 345;211;716 | (1.3504;68.1881;0.4966) | 80 | 8.502 | 60 | 78.0611 | 60 | EZpaque | [5,133,110] | [30,30,100] | 1 | 10 | 80 | abnormal | malrotation w volvus / ladd's bands | 4.0907 | 1.942 | 7.9441 | 15.9664 | 7.5796 | 121.0191 | 1.7217e-15 | 708.607 | 1.7519 | 53.9953 | 464.8172 | 6.1817 | 935.7678 | 97.689 | 88.2797 | 670.5049 | 3.9343 | 807.6958 | 79.8635 | 2526.881 | 37.4458 | 428.9744 | 9.4436 | 391.4705 | 336.4606 | 532.9131 | 34.9506 | 17.5647 | 52.1738 | 92.2072 | 98.4308 | 285.4544 | 97.0138 | 129.7045 | 58.6808 | 452.6864 | 347.559
1f37113 | UGI_a | 4 | 00f_051004_345x211x716.dat | 0.0663;0.0663;0.0663 | 345;211;716 | (1.3504;68.1881;0.4966) | 110 | 3.9 | 52 | 78.0611 | 60 | EZpaque | [5,133,110,73] | [10,10,100,10] | 1 | 15 | 80 | abnormal | malrotation w volvus / ladd's bands | 4.0907 | 1.942 | 7.9441 | 15.9664 | 7.5796 | 121.0191 | 2.361e-15 | 511.7794 | 0.94274 | 33.1867 | 351.6763 | 3.5249 | 687.7658 | 56.7688 | 53.2152 | 490.9829 | 2.9912 | 638.5065 | 49.0348 | 1367.2299 | 12.8824 | 270.1804 | 5.2622 | 275.8094 | 194.8853 | 341.3204 | 20.0502 | 9.7167 | 30.7157 | 60.0755 | 63.3831 | 212.4266 | 71.6558 | 115.0016 | 35.9304 | 287.7807 | 223.0031
1f37113 | UGI_a | 4 | 00f_051004_345x211x716.dat | 0.0663;0.0663;0.0663 | 345;211;716 | (1.3504;68.1881;0.4966) | 110 | 7.85 | 62 | 78.0611 | 60 | EZpaque | [5,133,110,73] | [10,10,100,10] | 1 | 15 | 80 | abnormal | malrotation w volvus / ladd's bands | 4.0907 | 1.942 | 7.9441 | 15.9664 | 7.5796 | 121.0191 | 1.8855e-15 | 672.0181 | 1.6193 | 48.8816 | 435.2605 | 5.4113 | 893.6022 | 81.9776 | 77.6605 | 630.7562 | 2.5742 | 767.1115 | 70.7181 | 2192.6109 | 21.4191 | 388.7055 | 8.5096 | 366.2024 | 288.6109 | 482.3299 | 30.5927 | 15.4976 | 44.8684 | 84.329 | 88.9791 | 270.8147 | 90.8791 | 124.9291 | 53.3276 | 410.2469 | 313.414
1f37113 | UGI_a | 4 | 00f_051004_345x211x716.dat | 0.0663;0.0663;0.0663 | 345;211;716 | (1.3504;68.1881;0.4966) | 110 | 9.9905 | 69 | 78.0611 | 60 | EZpaque | [5,133,110,73] | [10,10,100,10] | 1 | 15 | 80 | abnormal | malrotation w volvus / ladd's bands | 4.0907 | 1.942 | 7.9441 | 15.9664 | 7.5796 | 121.0191 | 1.8231e-15 | 710.5642 | 1.9539 | 52.6807 | 450.5725 | 5.9016 | 927.2331 | 92.8824 | 84.4296 | 658.1249 | 3.5608 | 780.0628 | 76.2729 | 2519.1185 | 24.2154 | 426.1795 | 10.0096 | 386.4495 | 323.9392 | 525.6936 | 34.4454 | 17.7948 | 48.9337 | 91.7102 | 96.2834 | 284.4376 | 95.0388 | 125.9238 | 57.7381 | 448.7176 | 341.8864
1f37113 | UGI_a | 4 | 00f_051004_345x211x716.dat | 0.0663;0.0663;0.0663 | 345;211;716 | (1.3504;68.1881;0.4966) | 60 | 2.5 | 38 | 78.0611 | 60 | EZpaque | [5,133,110,73] | [10,10,100,10] | 1 | 15 | 80 | abnormal | malrotation w volvus / ladd's bands | 4.0907 | 1.942 | 7.9441 | 15.9664 | 7.5796 | 121.0191 | 2.9497e-15 | 388.7116 | 0.34291 | 22.3216 | 287.7605 | 1.2501 | 546.6575 | 37.9016 | 32.8418 | 384.7791 | 1.3507 | 545.4709 | 31.1505 | 639.3435 | 5.6042 | 172.7438 | 2.7386 | 204.8584 | 117.0237 | 223.4329 | 11.0549 | 4.4923 | 18.3304 | 40.1732 | 42.3868 | 166.398 | 56.7596 | 107.7798 | 21.6937 | 186.8529 | 147.8731
1f37113 | UGI_a | 4 | 00f_051004_345x211x716.dat | 0.0663;0.0663;0.0663 | 345;211;716 | (1.3504;68.1881;0.4966) | 60 | 5.7448 | 47 | 78.0611 | 60 | EZpaque | [5,133,110,73] | [10,10,100,10] | 1 | 15 | 80 | abnormal | malrotation w volvus / ladd's bands | 4.0907 | 1.942 | 7.9441 | 15.9664 | 7.5796 | 121.0191 | 1.9155e-15 | 632.4698 | 0.98966 | 44.7714 | 427.4587 | 3.6379 | 868.3343 | 78.3396 | 71.1613 | 613.728 | 3.5998 | 778.854 | 64.6722 | 1631.631 | 14.8561 | 340.808 | 6.5173 | 349.281 | 240.5891 | 428.7064 | 25.0743 | 11.3667 | 40.808 | 74.8189 | 80.1129 | 256.8762 | 87.3696 | 126.9565 | 46.3329 | 353.5321 | 274.1945
1f37113 | UGI_a | 4 | 00f_051004_345x211x716.dat | 0.0663;0.0663;0.0663 | 345;211;716 | (1.3504;68.1881;0.4966) | 60 | 6.3535 | 49 | 78.0611 | 60 | EZpaque | [5,133,110,73] | [10,10,100,10] | 1 | 15 | 80 | abnormal | malrotation w volvus / ladd's bands | 4.0907 | 1.942 | 7.9441 | 15.9664 | 7.5796 | 121.0191 | 1.829e-15 | 662.121 | 1.1305 | 50.3032 | 442.5331 | 4.1617 | 901.1079 | 84.0418 | 76.8574 | 638.6106 | 4.6632 | 799.7394 | 69.4434 | 1837.3176 | 16.126 | 365.1398 | 7.3938 | 366.1896 | 258.5061 | 457.3392 | 27.5363 | 13.1052 | 43.9881 | 79.8959 | 85.6997 | 267.9008 | 90.9393 | 128.6411 | 50.483 | 380.1895 | 294.2825
1f37113 | UGI_a | 4 | 00f_051004_345x211x716.dat | 0.0663;0.0663;0.0663 | 345;211;716 | (1.3504;68.1881;0.4966) | 80 | 2.9 | 44 | 78.0611 | 60 | EZpaque | [5,133,110,73] | [10,10,100,10] | 1 | 15 | 80 | abnormal | malrotation w volvus / ladd's bands | 4.0907 | 1.942 | 7.9441 | 15.9664 | 7.5796 | 121.0191 | 2.6411e-15 | 440.836 | 0.60092 | 27.6595 | 314.4767 | 1.9123 | 610.9534 | 48.6082 | 42.1753 | 430.3102 | 2.2778 | 584.4116 | 39.2675 | 960.3888 | 8.7724 | 215.3747 | 3.7594 | 234.6279 | 150.1296 | 273.46 | 14.7453 | 6.5537 | 23.9387 | 48.7423 | 51.6335 | 184.7212 | 62.9622 | 111.048 | 28.374 | 231.0337 | 180.7275
1f37113 | UGI_a | 4 | 00f_051004_345x211x716.dat | 0.0663;0.0663;0.0663 | 345;211;716 | (1.3504;68.1881;0.4966) | 80 | 7.702 | 57 | 78.0611 | 60 | EZpaque | [5,133,110,73] | [10,10,100,10] | 1 | 15 | 80 | abnormal | malrotation w volvus / ladd's bands | 4.0907 | 1.942 | 7.9441 | 15.9664 | 7.5796 | 121.0191 | 1.7654e-15 | 690.3664 | 1.5509 | 51.2858 | 451.7232 | 5.5809 | 935.2346 | 92.2773 | 83.1521 | 655.3043 | 3.5033 | 800.1974 | 74.9105 | 2281.7549 | 20.4601 | 398.1502 | 8.5644 | 381.1119 | 291.5591 | 496.0975 | 31.7026 | 15.898 | 48.1234 | 87.3147 | 93.2192 | 277.6698 | 94.0743 | 128.3208 | 56.2647 | 425.792 | 325.9925
1f37113 | UGI_a | 4 | 00f_051004_345x211x716.dat | 0.0663;0.0663;0.0663 | 345;211;716 | (1.3504;68.1881;0.4966) | 80 | 8.502 | 60 | 78.0611 | 60 | EZpaque | [5,133,110,73] | [10,10,100,10] | 1 | 15 | 80 | abnormal | malrotation w volvus / ladd's bands | 4.0907 | 1.942 | 7.9441 | 15.9664 | 7.5796 | 121.0191 | 1.7217e-15 | 709.1878 | 1.7299 | 53.7821 | 459.1425 | 6.3142 | 941.6342 | 95.8188 | 86.5662 | 668.8786 | 4.2023 | 808.3347 | 78.1733 | 2484.4227 | 23.4845 | 416.0569 | 9.1126 | 390.8432 | 306.9023 | 518.7817 | 33.8685 | 17.0803 | 51.3392 | 91.2344 | 97.3434 | 284.8081 | 96.2132 | 128.7127 | 57.881 | 447.3561 | 342.298
1f37113 | UGI_a | 5 | 00f_051004_345x211x716.dat | 0.0663;0.0663;0.0663 | 345;211;716 | (0.0901;67.0610;-0.1715) | 110 | 3.9 | 52 | 76.6025 | 60 | EZpaque | [73,75] | [90,20] | 1 | 15 | 80 | abnormal | malrotation w volvus / ladd's bands | 4.788 | 2.4884 | 11.9143 | 18.3385 | 9.5309 | 174.7815 | 1.6749e-15 | 1111.8102 | 1.1538 | 26.8394 | 298.8371 | 3.6716 | 528.9427 | 127.3549 | 58.5608 | 1163.8722 | 0.96571 | 544.842 | 65.6865 | 142.2511 | 6.2486 | 878.6656 | 6.183 | 413.6182 | 942.2505 | 489.6276 | 23.6034 | 11.8537 | 48.8105 | 134.9026 | 141.1126 | 560.7917 | 86.4709 | 158.839 | 74.1107 | 357.1286 | 207.9342
1f37113 | UGI_a | 5 | 00f_051004_345x211x716.dat | 0.0663;0.0663;0.0663 | 345;211;716 | (0.0901;67.0610;-0.1715) | 110 | 7.85 | 62 | 76.6025 | 60 | EZpaque | [73,75] | [90,20] | 1 | 15 | 80 | abnormal | malrotation w volvus / ladd's bands | 4.788 | 2.4884 | 11.9143 | 18.3385 | 9.5309 | 174.7815 | 1.3376e-15 | 1317.8853 | 1.9854 | 43.4892 | 406.8937 | 4.6243 | 718.5794 | 182.8054 | 84.7116 | 1362.1438 | 3.9812 | 688.3461 | 92.2026 | 189.9077 | 10.1525 | 1107.9567 | 9.8303 | 573.5059 | 1129.4131 | 670.5007 | 35.7051 | 18.5781 | 72.9338 | 174.6499 | 183.1104 | 656.4987 | 108.5697 | 171.6571 | 106.3324 | 439.0532 | 276.2956
1f37113 | UGI_a | 5 | 00f_051004_345x211x716.dat | 0.0663;0.0663;0.0663 | 345;211;716 | (0.0901;67.0610;-0.1715) | 110 | 9.9905 | 69 | 76.6025 | 60 | EZpaque | [73,75] | [90,20] | 1 | 15 | 80 | abnormal | malrotation w volvus / ladd's bands | 4.788 | 2.4884 | 11.9143 | 18.3385 | 9.5309 | 174.7815 | 1.2933e-15 | 1343.2992 | 2.4203 | 42.9395 | 437.8152 | 5.9723 | 763.5844 | 194.2228 | 93.1719 | 1371.1348 | 3.1298 | 713.7355 | 97.8576 | 202.4807 | 11.8858 | 1138.553 | 11.5958 | 617.7414 | 1147.2903 | 719.55 | 39.5714 | 21.7527 | 81.1253 | 183.4746 | 191.3826 | 670.3839 | 113.7289 | 172.2411 | 116.0899 | 451.9868 | 292.1128
1f37113 | UGI_a | 5 | 00f_051004_345x211x716.dat | 0.0663;0.0663;0.0663 | 345;211;716 | (0.0901;67.0610;-0.1715) | 60 | 2.5 | 38 | 76.6025 | 60 | EZpaque | [73,75] | [90,20] | 1 | 15 | 80 | abnormal | malrotation w volvus / ladd's bands | 4.788 | 2.4884 | 11.9143 | 18.3385 | 9.5309 | 174.7815 | 2.0927e-15 | 962.0755 | 0.42738 | 15.3211 | 213.159 | 1.6128 | 374.8525 | 83.5968 | 35.9112 | 1021.9513 | 0.832 | 435.4164 | 44.3296 | 102.3576 | 3.1217 | 715.4042 | 2.9036 | 283.2133 | 811.9797 | 350.3144 | 13.069 | 6.0344 | 29.6737 | 103.6345 | 108.1387 | 489.06 | 69.0977 | 149.9601 | 47.4477 | 295.198 | 154.8761
1f37113 | UGI_a | 5 | 00f_051004_345x211x716.dat | 0.0663;0.0663;0.0663 | 345;211;716 | (0.0901;67.0610;-0.1715) | 60 | 5.7448 | 47 | 76.6025 | 60 | EZpaque | [73,75] | [90,20] | 1 | 15 | 80 | abnormal | malrotation w volvus / ladd's bands | 4.788 | 2.4884 | 11.9143 | 18.3385 | 9.5309 | 174.7815 | 1.3589e-15 | 1327.0468 | 1.2209 | 34.1023 | 366.0951 | 4.572 | 653.081 | 162.6043 | 76.8058 | 1408.4372 | 1.4619 | 676.88 | 87.4542 | 182.032 | 8.0242 | 1103.775 | 8.0434 | 523.3273 | 1152.9331 | 624.0866 | 30.0372 | 14.665 | 64.2661 | 167.0441 | 177.7479 | 658.1379 | 103.8257 | 174.0931 | 97.72 | 435.2359 | 259.8153
1f37113 | UGI_a | 5 | 00f_051004_345x211x716.dat | 0.0663;0.0663;0.0663 | 345;211;716 | (0.0901;67.0610;-0.1715) | 60 | 6.3535 | 49 | 76.6025 | 60 | EZpaque | [73,75] | [90,20] | 1 | 15 | 80 | abnormal | malrotation w volvus / ladd's bands | 4.788 | 2.4884 | 11.9143 | 18.3385 | 9.5309 | 174.7815 | 1.2974e-15 | 1359.11 | 1.4007 | 41.0269 | 388.4713 | 5.2655 | 688.1029 | 187.0674 | 82.766 | 1440.3498 | 4.1557 | 702.4625 | 93.4798 | 191.8231 | 9.0219 | 1148.1485 | 9.0374 | 555.3521 | 1182.2939 | 659.8925 | 32.9106 | 16.954 | 69.894 | 175.0972 | 186.6816 | 674.5604 | 108.1116 | 176.4821 | 105.9278 | 450.1049 | 274.9155
1f37113 | UGI_a | 5 | 00f_051004_345x211x716.dat | 0.0663;0.0663;0.0663 | 345;211;716 | (0.0901;67.0610;-0.1715) | 80 | 2.9 | 44 | 76.6025 | 60 | EZpaque | [73,75] | [90,20] | 1 | 15 | 80 | abnormal | malrotation w volvus / ladd's bands | 4.788 | 2.4884 | 11.9143 | 18.3385 | 9.5309 | 174.7815 | 1.8736e-15 | 1022.5865 | 0.73981 | 18.3648 | 247.6592 | 2.2731 | 433.1488 | 100.4066 | 46.1981 | 1080.6571 | 2.4475 | 481.1798 | 53.9288 | 118.639 | 4.8792 | 784.7 | 4.6638 | 338.7735 | 866.2549 | 407.3053 | 17.5679 | 8.7778 | 39.1112 | 117.2658 | 122.9354 | 518.6146 | 76.4278 | 153.8548 | 58.2147 | 320.4754 | 176.5627
1f37113 | UGI_a | 5 | 00f_051004_345x211x716.dat | 0.0663;0.0663;0.0663 | 345;211;716 | (0.0901;67.0610;-0.1715) | 80 | 7.702 | 57 | 76.6025 | 60 | EZpaque | [73,75] | [90,20] | 1 | 15 | 80 | abnormal | malrotation w volvus / ladd's bands | 4.788 | 2.4884 | 11.9143 | 18.3385 | 9.5309 | 174.7815 | 1.2524e-15 | 1363.7545 | 1.9209 | 42.9823 | 414.1569 | 4.823 | 737.3888 | 196.7179 | 90.0546 | 1424.9993 | 5.4927 | 716.4762 | 98.7502 | 198.3788 | 10.6999 | 1159.9778 | 10.612 | 594.6813 | 1178.9821 | 690.6208 | 37.0375 | 19.4203 | 77.5573 | 182.8723 | 194.0014 | 676.6686 | 112.0968 | 175.8454 | 113.3388 | 456.4647 | 286.3362
1f37113 | UGI_a | 5 | 00f_051004_345x211x716.dat | 0.0663;0.0663;0.0663 | 345;211;716 | (0.0901;67.0610;-0.1715) | 80 | 8.502 | 60 | 76.6025 | 60 | EZpaque | [73,75] | [90,20] | 1 | 15 | 80 | abnormal | malrotation w volvus / ladd's bands | 4.788 | 2.4884 | 11.9143 | 18.3385 | 9.5309 | 174.7815 | 1.2214e-15 | 1379.6552 | 2.139 | 45.0674 | 428.7403 | 6.4657 | 765.741 | 194.1555 | 94.4496 | 1432.382 | 4.3829 | 729.6428 | 102.1621 | 203.964 | 11.5106 | 1177.9182 | 11.0235 | 617.5494 | 1190.8543 | 714.357 | 39.0644 | 20.85 | 81.5357 | 188.0127 | 199.3163 | 685.8374 | 114.6969 | 176.2583 | 118.1275 | 464.3291 | 293.9797
1f37113 | UGI_a | 6 | 00f_051004_345x211x716.dat | 0.0663;0.0663;0.0663 | 345;211;716 | (-0.1989;67.2110;-0.1505) | 110 | 3.9 | 52 | 76.5893 | 60 | EZpaque | [73,75] | [90,20] | 1 | 10 | 80 | abnormal | malrotation w volvus / ladd's bands | 4.7008 | 2.4912 | 11.7107 | 18.0017 | 9.54 | 171.7354 | 1.7219e-15 | 1086.9371 | 1.1458 | 26.0352 | 299.5523 | 3.0766 | 434.1651 | 124.3566 | 57.624 | 1137.2884 | 2.9056 | 484.4176 | 65.6367 | 151.2281 | 6.2414 | 953.1317 | 6.3122 | 407.6885 | 1028.3972 | 518.6414 | 23.0524 | 12.3515 | 48.5213 | 132.9963 | 139.1582 | 548.6905 | 85.1641 | 158.9465 | 71.5894 | 350.8666 | 208.1123
1f37113 | UGI_a | 6 | 00f_051004_345x211x716.dat | 0.0663;0.0663;0.0663 | 345;211;716 | (-0.1989;67.2110;-0.1505) | 110 | 7.85 | 62 | 76.5893 | 60 | EZpaque | [73,75] | [90,20] | 1 | 10 | 80 | abnormal | malrotation w volvus / ladd's bands | 4.7008 | 2.4912 | 11.7107 | 18.0017 | 9.54 | 171.7354 | 1.3752e-15 | 1292.1553 | 1.9508 | 41.4166 | 402.8369 | 5.601 | 623.2377 | 178.6985 | 83.652 | 1336.8026 | 3.0268 | 624.103 | 91.8761 | 200.3604 | 9.789 | 1178.21 | 9.6159 | 566.0396 | 1217.4037 | 699.9889 | 35.0729 | 19.3169 | 72.1607 | 172.48 | 180.8774 | 643.2075 | 106.9611 | 171.1221 | 103.9396 | 432.6608 | 275.5203
1f37113 | UGI_a | 6 | 00f_051004_345x211x716.dat | 0.0663;0.0663;0.0663 | 345;211;716 | (-0.1989;67.2110;-0.1505) | 110 | 9.9905 | 69 | 76.5893 | 60 | EZpaque | [73,75] | [90,20] | 1 | 10 | 80 | abnormal | malrotation w volvus / ladd's bands | 4.7008 | 2.4912 | 11.7107 | 18.0017 | 9.54 | 171.7354 | 1.3296e-15 | 1321.7086 | 2.3834 | 49.0418 | 435.6434 | 6.8921 | 678.5433 | 186.05 | 91.8743 | 1346.9033 | 3.8801 | 652.3783 | 96.9358 | 210.237 | 11.0955 | 1203.6317 | 11.394 | 610.9988 | 1227.5479 | 747.4039 | 39.1699 | 19.9633 | 80.4276 | 181.3706 | 189.217 | 660.6533 | 111.9513 | 171.713 | 113.4891 | 446.3878 | 291.9653
1f37113 | UGI_a | 6 | 00f_051004_345x211x716.dat | 0.0663;0.0663;0.0663 | 345;211;716 | (-0.1989;67.2110;-0.1505) | 60 | 2.5 | 38 | 76.5893 | 60 | EZpaque | [73,75] | [90,20] | 1 | 10 | 80 | abnormal | malrotation w volvus / ladd's bands | 4.7008 | 2.4912 | 11.7107 | 18.0017 | 9.54 | 171.7354 | 2.1515e-15 | 930.343 | 0.43041 | 14.7341 | 215.0396 | 1.3322 | 286.1678 | 81.7071 | 35.8923 | 995.1825 | 0.75823 | 376.9757 | 44.2866 | 113.0532 | 3.0996 | 792.158 | 3.0244 | 279.7257 | 902.1761 | 374.015 | 12.7532 | 5.7417 | 29.1931 | 101.8399 | 106.3187 | 477.14 | 68.1965 | 150.3645 | 45.5294 | 289.3985 | 154.8541
1f37113 | UGI_a | 6 | 00f_051004_345x211x716.dat | 0.0663;0.0663;0.0663 | 345;211;716 | (-0.1989;67.2110;-0.1505) | 60 | 5.7448 | 47 | 76.5893 | 60 | EZpaque | [73,75] | [90,20] | 1 | 10 | 80 | abnormal | malrotation w volvus / ladd's bands | 4.7008 | 2.4912 | 11.7107 | 18.0017 | 9.54 | 171.7354 | 1.3969e-15 | 1299.2003 | 1.2134 | 32.8576 | 363.9966 | 3.5712 | 527.4972 | 162.1047 | 76.0951 | 1379.8768 | 1.4361 | 604.3941 | 87.291 | 190.5599 | 7.8006 | 1192.5383 | 8.0397 | 517.1818 | 1255.0322 | 657.3242 | 29.4473 | 14.4223 | 63.2241 | 164.7783 | 175.3871 | 643.7467 | 102.2263 | 174.2463 | 93.3972 | 426.8868 | 259.4374
1f37113 | UGI_a | 6 | 00f_051004_345x211x716.dat | 0.0663;0.0663;0.0663 | 345;211;716 | (-0.1989;67.2110;-0.1505) | 60 | 6.3535 | 49 | 76.5893 | 60 | EZpaque | [73,75] | [90,20] | 1 | 10 | 80 | abnormal | malrotation w volvus / ladd's bands | 4.7008 | 2.4912 | 11.7107 | 18.0017 | 9.54 | 171.7354 | 1.3338e-15 | 1331.1242 | 1.3853 | 37.1133 | 380.3619 | 3.7887 | 560.0918 | 177.1658 | 82.3715 | 1412.4686 | 2.2231 | 629.3132 | 93.2949 | 197.8506 | 8.4793 | 1234.4106 | 8.7597 | 548.9884 | 1285.0915 | 692.372 | 32.2769 | 15.7343 | 67.9282 | 172.7293 | 184.2169 | 659.0788 | 106.2629 | 176.1694 | 102.4265 | 441.1091 | 272.3493
1f37113 | UGI_a | 6 | 00f_051004_345x211x716.dat | 0.0663;0.0663;0.0663 | 345;211;716 | (-0.1989;67.2110;-0.1505) | 80 | 2.9 | 44 | 76.5893 | 60 | EZpaque | [73,75] | [90,20] | 1 | 10 | 80 | abnormal | malrotation w volvus / ladd's bands | 4.7008 | 2.4912 | 11.7107 | 18.0017 | 9.54 | 171.7354 | 1.9263e-15 | 995.8176 | 0.7269 | 21.1789 | 248.0667 | 2.2846 | 354.1637 | 91.5091 | 45.5157 | 1054.5844 | 1.4609 | 421.7819 | 53.7779 | 130.3513 | 4.2566 | 862.6578 | 4.5334 | 333.6627 | 955.5322 | 432.2374 | 17.519 | 8.829 | 37.9804 | 115.4326 | 121.0673 | 507.4192 | 75.355 | 154.0326 | 57.1419 | 316.104 | 176.4977
1f37113 | UGI_a | 6 | 00f_051004_345x211x716.dat | 0.0663;0.0663;0.0663 | 345;211;716 | (-0.1989;67.2110;-0.1505) | 80 | 7.702 | 57 | 76.5893 | 60 | EZpaque | [73,75] | [90,20] | 1 | 10 | 80 | abnormal | malrotation w volvus / ladd's bands | 4.7008 | 2.4912 | 11.7107 | 18.0017 | 9.54 | 171.7354 | 1.2875e-15 | 1335.9965 | 1.8923 | 44.0543 | 409.3193 | 5.4768 | 623.7964 | 192.1704 | 88.6522 | 1397.1226 | 4.5278 | 647.307 | 98.1823 | 205.483 | 10.1079 | 1234.4045 | 10.0559 | 586.08 | 1270.987 | 722.2894 | 36.3914 | 18.5242 | 75.3419 | 180.6286 | 191.6598 | 665.7306 | 110.3697 | 175.2433 | 109.8405 | 448.373 | 285.37
1f37113 | UGI_a | 6 | 00f_051004_345x211x716.dat | 0.0663;0.0663;0.0663 | 345;211;716 | (-0.1989;67.2110;-0.1505) | 80 | 8.502 | 60 | 76.5893 | 60 | EZpaque | [73,75] | [90,20] | 1 | 10 | 80 | abnormal | malrotation w volvus / ladd's bands | 4.7008 | 2.4912 | 11.7107 | 18.0017 | 9.54 | 171.7354 | 1.2557e-15 | 1356.3923 | 2.1044 | 44.0055 | 425.8157 | 5.8592 | 644.6606 | 186.9658 | 93.4232 | 1407.3605 | 1.6706 | 661.6713 | 101.2914 | 214.7913 | 10.7201 | 1248.3237 | 10.6436 | 609.2536 | 1279.6214 | 743.3001 | 38.841 | 20.5107 | 80.2431 | 185.7395 | 196.9503 | 672.5372 | 112.9524 | 175.863 | 116.112 | 455.9871 | 292.6383
1f37113 | UGI_a | 7 | 00f_051004_345x211x716.dat | 0.0663;0.0663;0.0663 | 345;211;716 | (0.3660;67.1298;-0.1895) | 110 | 3.9 | 52 | 76.5595 | 60 | EZpaque | [73,75] | [90,20] | 1 | 10 | 80 | abnormal | malrotation w volvus / ladd's bands | 4.7425 | 2.472 | 11.7236 | 18.1544 | 9.4628 | 171.791 | 1.7044e-15 | 1086.4944 | 1.1371 | 31.1169 | 297.6741 | 3.7794 | 555.0345 | 119.8383 | 57.7524 | 1135.8379 | 1.0562 | 589.0117 | 64.4164 | 133.8375 | 5.9189 | 775.2377 | 6.3501 | 402.7446 | 828.2775 | 443.6568 | 23.0148 | 12.1252 | 49.7389 | 131.5649 | 137.6363 | 551.1999 | 86.2025 | 158.1565 | 71.9382 | 345.3867 | 201.6663
1f37113 | UGI_a | 7 | 00f_051004_345x211x716.dat | 0.0663;0.0663;0.0663 | 345;211;716 | (0.3660;67.1298;-0.1895) | 110 | 7.85 | 62 | 76.5595 | 60 | EZpaque | [73,75] | [90,20] | 1 | 10 | 80 | abnormal | malrotation w volvus / ladd's bands | 4.7425 | 2.472 | 11.7236 | 18.1544 | 9.4628 | 171.791 | 1.3611e-15 | 1294.5036 | 1.9589 | 44.9719 | 404.9622 | 5.1455 | 779.7144 | 168.2047 | 84.3558 | 1336.8211 | 5.5503 | 733.0182 | 90.101 | 184.8084 | 10.8901 | 995.6364 | 10.6337 | 560.7287 | 1011.5054 | 619.481 | 35.2631 | 19.5292 | 74.4156 | 170.921 | 179.1968 | 649.2039 | 108.5136 | 170.6343 | 104.3537 | 430.335 | 268.8441
1f37113 | UGI_a | 7 | 00f_051004_345x211x716.dat | 0.0663;0.0663;0.0663 | 345;211;716 | (0.3660;67.1298;-0.1895) | 110 | 9.9905 | 69 | 76.5595 | 60 | EZpaque | [73,75] | [90,20] | 1 | 10 | 80 | abnormal | malrotation w volvus / ladd's bands | 4.7425 | 2.472 | 11.7236 | 18.1544 | 9.4628 | 171.791 | 1.316e-15 | 1318.7027 | 2.3876 | 49.1417 | 436.0974 | 6.0002 | 816.7233 | 184.971 | 91.6876 | 1347.0464 | 3.1669 | 755.1575 | 96.1101 | 193.1017 | 12.1923 | 1036.5578 | 11.6961 | 605.0196 | 1032.2264 | 669.3894 | 39.4722 | 21.7289 | 81.3608 | 179.7604 | 187.4963 | 662.8923 | 113.6002 | 171.5828 | 113.0859 | 442.851 | 285.3853
1f37113 | UGI_a | 7 | 00f_051004_345x211x716.dat | 0.0663;0.0663;0.0663 | 345;211;716 | (0.3660;67.1298;-0.1895) | 60 | 2.5 | 38 | 76.5595 | 60 | EZpaque | [73,75] | [90,20] | 1 | 10 | 80 | abnormal | malrotation w volvus / ladd's bands | 4.7425 | 2.472 | 11.7236 | 18.1544 | 9.4628 | 171.791 | 2.1294e-15 | 935.7914 | 0.42673 | 16.9459 | 211.2446 | 1.2767 | 413.9047 | 82.2615 | 35.9594 | 994.3987 | 0.93593 | 480.8334 | 43.0806 | 95.7863 | 3.3359 | 611.0093 | 2.9281 | 274.9283 | 694.2711 | 305.5234 | 12.8617 | 6.2458 | 30.589 | 100.3879 | 104.783 | 480.7936 | 68.8168 | 149.3036 | 45.755 | 284.6897 | 149.1182
1f37113 | UGI_a | 7 | 00f_051004_345x211x716.dat | 0.0663;0.0663;0.0663 | 345;211;716 | (0.3660;67.1298;-0.1895) | 60 | 5.7448 | 47 | 76.5595 | 60 | EZpaque | [73,75] | [90,20] | 1 | 10 | 80 | abnormal | malrotation w volvus / ladd's bands | 4.7425 | 2.472 | 11.7236 | 18.1544 | 9.4628 | 171.791 | 1.3827e-15 | 1293.7295 | 1.2067 | 33.4335 | 367.1316 | 4.3179 | 716.1544 | 165.1351 | 76.9772 | 1377.7651 | 2.6951 | 728.9116 | 85.7713 | 171.9838 | 8.0239 | 983.6944 | 7.5495 | 509.9344 | 1017.9016 | 565.9171 | 29.9288 | 15.2602 | 64.1593 | 163.0208 | 173.4593 | 647.4544 | 103.802 | 173.6126 | 96.5036 | 424.2041 | 252.7191
1f37113 | UGI_a | 7 | 00f_051004_345x211x716.dat | 0.0663;0.0663;0.0663 | 345;211;716 | (0.3660;67.1298;-0.1895) | 60 | 6.3535 | 49 | 76.5595 | 60 | EZpaque | [73,75] | [90,20] | 1 | 10 | 80 | abnormal | malrotation w volvus / ladd's bands | 4.7425 | 2.472 | 11.7236 | 18.1544 | 9.4628 | 171.791 | 1.3203e-15 | 1328.0413 | 1.3866 | 40.1881 | 386.0591 | 5.245 | 745.5406 | 177.7791 | 83.3074 | 1410.9776 | 2.1398 | 754.0842 | 91.5859 | 184.0807 | 8.6935 | 1025.6836 | 8.4315 | 543.3275 | 1048.5573 | 598.2094 | 32.7579 | 16.1116 | 70.0566 | 171.0224 | 182.3326 | 661.3619 | 108.0294 | 175.7559 | 105.3253 | 438.7915 | 265.9775
1f37113 | UGI_a | 7 | 00f_051004_345x211x716.dat | 0.0663;0.0663;0.0663 | 345;211;716 | (0.3660;67.1298;-0.1895) | 80 | 2.9 | 44 | 76.5595 | 60 | EZpaque | [73,75] | [90,20] | 1 | 10 | 80 | abnormal | malrotation w volvus / ladd's bands | 4.7425 | 2.472 | 11.7236 | 18.1544 | 9.4628 | 171.791 | 1.9066e-15 | 997.1235 | 0.72376 | 21.3093 | 247.9355 | 2.4244 | 476.2811 | 102.7282 | 45.8595 | 1053.9791 | 1.0348 | 526.2815 | 52.6544 | 110.8422 | 4.6003 | 682.8967 | 4.5213 | 328.8027 | 750.3471 | 362.5908 | 17.6116 | 8.2168 | 37.745 | 114.0029 | 119.5382 | 509.5882 | 76.1144 | 153.149 | 57.6581 | 310.5695 | 171.4085
1f37113 | UGI_a | 7 | 00f_051004_345x211x716.dat | 0.0663;0.0663;0.0663 | 345;211;716 | (0.3660;67.1298;-0.1895) | 80 | 7.702 | 57 | 76.5595 | 60 | EZpaque | [73,75] | [90,20] | 1 | 10 | 80 | abnormal | malrotation w volvus / ladd's bands | 4.7425 | 2.472 | 11.7236 | 18.1544 | 9.4628 | 171.791 | 1.2744e-15 | 1340.7213 | 1.9336 | 43.3282 | 414.0338 | 5.7521 | 794.9694 | 186.8896 | 89.7528 | 1398.8669 | 3.0486 | 764.1625 | 96.7444 | 194.2029 | 9.9436 | 1042.4607 | 10.4513 | 580.1056 | 1053.6033 | 636.5719 | 36.3531 | 19.8087 | 76.5073 | 178.9525 | 189.839 | 668.5785 | 112.0701 | 174.7394 | 110.2097 | 446.8949 | 278.8912
1f37113 | UGI_a | 7 | 00f_051004_345x211x716.dat | 0.0663;0.0663;0.0663 | 345;211;716 | (0.3660;67.1298;-0.1895) | 80 | 8.502 | 60 | 76.5595 | 60 | EZpaque | [73,75] | [90,20] | 1 | 10 | 80 | abnormal | malrotation w volvus / ladd's bands | 4.7425 | 2.472 | 11.7236 | 18.1544 | 9.4628 | 171.791 | 1.2429e-15 | 1352.813 | 2.124 | 49.1845 | 427.664 | 5.8814 | 820.1036 | 193.605 | 94.2319 | 1406.0759 | 4.8906 | 776.1577 | 99.9524 | 195.021 | 11.8948 | 1063.5681 | 10.8264 | 602.9809 | 1065.1773 | 662.4471 | 39.0235 | 21.1635 | 81.6644 | 184.0799 | 195.1527 | 676.9934 | 114.7428 | 175.4747 | 115.4646 | 453.9766 | 287.561
1f37113 | UGI_a | 1 | 00m_051004_345x211x716.dat | 0.0663;0.0663;0.0663 | 345;211;716 | (1.3504;68.1881;1.0307) | 110 | 3.9 | 52 | 78.0611 | 60 | EZpaque | [5] | [0] | 1 | 10 | 80 | abnormal | malrotation w volvus / ladd's bands | 4.0907 | 3.0256 | 12.3769 | 15.9664 | 11.8091 | 188.5484 | 1.879e-15 | 561.801 | 2.1202 | 203.7353 | 469.1698 | 7.2945 | 757.601 | 12.0045 | 201.6863 | 598.7896 | 5.9427 | 905.928 | 225.1781 | 216.1305 | 14.0056 | 318.6555 | 12.7571 | 397.8164 | 272.0977 | 419.2645 | 51.4913 | 22.0181 | 63.4128 | 118.7069 | 126.5876 | 274.9869 | 123.9018 | 177.3056 | 29.6888 | 243.3329 | 253.9741
1f37113 | UGI_a | 1 | 00m_051004_345x211x716.dat | 0.0663;0.0663;0.0663 | 345;211;716 | (1.3504;68.1881;1.0307) | 110 | 7.85 | 62 | 78.0611 | 60 | EZpaque | [5] | [0] | 1 | 10 | 80 | abnormal | malrotation w volvus / ladd's bands | 4.0907 | 3.0256 | 12.3769 | 15.9664 | 11.8091 | 188.5484 | 1.5005e-15 | 742.0407 | 3.582 | 254.5158 | 581.1563 | 11.102 | 985.4332 | 21.5015 | 277.3155 | 768.2993 | 9.9196 | 1100.1982 | 294.4103 | 299.0622 | 21.8367 | 453.3219 | 19.4627 | 524.7135 | 394.9264 | 580.5632 | 74.6573 | 33.9143 | 92.6451 | 162.5891 | 173.3935 | 351.0411 | 155.961 | 193.1512 | 43.3881 | 322.6585 | 330.156
1f37113 | UGI_a | 1 | 00m_051004_345x211x716.dat | 0.0663;0.0663;0.0663 | 345;211;716 | (1.3504;68.1881;1.0307) | 110 | 9.9905 | 69 | 78.0611 | 60 | EZpaque | [5] | [0] | 1 | 10 | 80 | abnormal | malrotation w volvus / ladd's bands | 4.0907 | 3.0256 | 12.3769 | 15.9664 | 11.8091 | 188.5484 | 1.4507e-15 | 787.5588 | 4.2971 | 274.036 | 602.1292 | 12.9118 | 1021.1036 | 22.9361 | 295.8946 | 801.1386 | 8.5718 | 1122.7108 | 308.7713 | 322.6475 | 23.9811 | 494.4835 | 21.8476 | 553.0627 | 434.7463 | 618.4112 | 82.299 | 40.2458 | 101.5451 | 175.3459 | 185.9791 | 371.7955 | 162.8556 | 194.7419 | 50.2307 | 341.524 | 347.8156
1f37113 | UGI_a | 1 | 00m_051004_345x211x716.dat | 0.0663;0.0663;0.0663 | 345;211;716 | (1.3504;68.1881;1.0307) | 60 | 2.5 | 38 | 78.0611 | 60 | EZpaque | [5] | [0] | 1 | 10 | 80 | abnormal | malrotation w volvus / ladd's bands | 4.0907 | 3.0256 | 12.3769 | 15.9664 | 11.8091 | 188.5484 | 2.3478e-15 | 423.5917 | 0.80907 | 161.2007 | 382.3694 | 3.5024 | 584.5156 | 6.9454 | 142.0037 | 468.9584 | 3.5533 | 764.0913 | 171.5723 | 151.9962 | 8.9068 | 207.5258 | 6.8146 | 298.8854 | 173.0291 | 286.465 | 31.2545 | 12.385 | 41.124 | 82.9359 | 88.4916 | 214.1732 | 99.0577 | 165.4319 | 16.0677 | 181.1582 | 193.8392
1f37113 | UGI_a | 1 | 00m_051004_345x211x716.dat | 0.0663;0.0663;0.0663 | 345;211;716 | (1.3504;68.1881;1.0307) | 60 | 5.7448 | 47 | 78.0611 | 60 | EZpaque | [5] | [0] | 1 | 10 | 80 | abnormal | malrotation w volvus / ladd's bands | 4.0907 | 3.0256 | 12.3769 | 15.9664 | 11.8091 | 188.5484 | 1.5245e-15 | 698.573 | 2.318 | 245.2352 | 572.3379 | 8.4445 | 953.9949 | 17.3482 | 261.8173 | 749.4737 | 7.1287 | 1109.9112 | 283.4173 | 274.4834 | 17.4774 | 407.0877 | 16.4457 | 502.802 | 349.6473 | 534.9364 | 67.0892 | 28.5752 | 87.0625 | 146.9936 | 159.2109 | 332.3771 | 150.6509 | 195.4779 | 38.6511 | 305.2742 | 315.707
1f37113 | UGI_a | 1 | 00m_051004_345x211x716.dat | 0.0663;0.0663;0.0663 | 345;211;716 | (1.3504;68.1881;1.0307) | 60 | 6.3535 | 49 | 78.0611 | 60 | EZpaque | [5] | [0] | 1 | 10 | 80 | abnormal | malrotation w volvus / ladd's bands | 4.0907 | 3.0256 | 12.3769 | 15.9664 | 11.8091 | 188.5484 | 1.4556e-15 | 731.848 | 2.6709 | 260.1141 | 591.1804 | 9.3527 | 980.4001 | 19.4761 | 277.0278 | 779.7997 | 7.1089 | 1141.9796 | 296.4695 | 288.7959 | 19.9103 | 433.8327 | 17.9908 | 525.2433 | 373.5976 | 568.1388 | 72.9306 | 32.4306 | 92.7639 | 156.151 | 169.4102 | 346.2907 | 156.5003 | 198.366 | 41.8966 | 319.0722 | 330.6164
1f37113 | UGI_a | 1 | 00m_051004_345x211x716.dat | 0.0663;0.0663;0.0663 | 345;211;716 | (1.3504;68.1881;1.0307) | 80 | 2.9 | 44 | 78.0611 | 60 | EZpaque | [5] | [0] | 1 | 10 | 80 | abnormal | malrotation w volvus / ladd's bands | 4.0907 | 3.0256 | 12.3769 | 15.9664 | 11.8091 | 188.5484 | 2.102e-15 | 480.8242 | 1.3745 | 184.0757 | 419.1834 | 5.1298 | 661.0798 | 8.7887 | 167.896 | 524.1636 | 4.2207 | 823.7332 | 195.0461 | 180.9882 | 10.9642 | 255.4786 | 9.3158 | 340.4066 | 214.8129 | 342.6378 | 40.219 | 17.2111 | 51.1699 | 98.3369 | 105.3017 | 238.9469 | 109.4985 | 170.5918 | 22.3105 | 207.8946 | 220.154
1f37113 | UGI_a | 1 | 00m_051004_345x211x716.dat | 0.0663;0.0663;0.0663 | 345;211;716 | (1.3504;68.1881;1.0307) | 80 | 7.702 | 57 | 78.0611 | 60 | EZpaque | [5] | [0] | 1 | 10 | 80 | abnormal | malrotation w volvus / ladd's bands | 4.0907 | 3.0256 | 12.3769 | 15.9664 | 11.8091 | 188.5484 | 1.405e-15 | 766.1217 | 3.5311 | 257.8935 | 603.4027 | 11.0819 | 1007.1896 | 20.0242 | 292.1213 | 800.8549 | 6.3038 | 1147.0474 | 307.7512 | 307.7298 | 22.5452 | 465.7656 | 20.2584 | 545.8938 | 406.2495 | 597.2959 | 78.7759 | 37.7972 | 100.9325 | 168.6794 | 182.0418 | 361.5284 | 161.3864 | 198.2607 | 47.8228 | 333.385 | 341.5921
1f37113 | UGI_a | 1 | 00m_051004_345x211x716.dat | 0.0663;0.0663;0.0663 | 345;211;716 | (1.3504;68.1881;1.0307) | 80 | 8.502 | 60 | 78.0611 | 60 | EZpaque | [5] | [0] | 1 | 10 | 80 | abnormal | malrotation w volvus / ladd's bands | 4.0907 | 3.0256 | 12.3769 | 15.9664 | 11.8091 | 188.5484 | 1.3702e-15 | 785.8883 | 3.8866 | 266.3029 | 612.1214 | 11.9642 | 1031.7703 | 22.152 | 300.7366 | 817.0523 | 7.5874 | 1160.4405 | 315.107 | 321.6683 | 23.8547 | 485.8524 | 21.4937 | 559.8432 | 425.0351 | 618.4418 | 82.8292 | 37.9792 | 105.4979 | 175.5505 | 189.2999 | 370.7803 | 164.944 | 199.0944 | 48.4363 | 342.9032 | 350.5846
1f37113 | UGI_a | 2 | 00m_051004_345x211x716.dat | 0.0663;0.0663;0.0663 | 345;211;716 | (1.3504;68.1881;0.4966) | 110 | 3.9 | 52 | 78.0611 | 60 | EZpaque | [5] | [0] | 0 | 10 | 80 | abnormal | malrotation w volvus / ladd's bands | 4.0907 | 1.942 | 7.9441 | 15.9664 | 7.5796 | 121.0191 | 2.361e-15 | 511.737 | 1.0453 | 32.1909 | 355.3231 | 3.5474 | 683.8267 | 8.153 | 54.8078 | 493.0583 | 2.4391 | 638.6336 | 51.4744 | 84.9902 | 7.1597 | 281.4384 | 5.5363 | 276.9996 | 225.3219 | 362.5319 | 21.0493 | 10.5503 | 38.3019 | 61.0517 | 64.4817 | 124.1488 | 72.2053 | 115.1185 | 18.8134 | 181.5638 | 158.7094
1f37113 | UGI_a | 2 | 00m_051004_345x211x716.dat | 0.0663;0.0663;0.0663 | 345;211;716 | (1.3504;68.1881;0.4966) | 110 | 7.85 | 62 | 78.0611 | 60 | EZpaque | [5] | [0] | 0 | 10 | 80 | abnormal | malrotation w volvus / ladd's bands | 4.0907 | 1.942 | 7.9441 | 15.9664 | 7.5796 | 121.0191 | 1.8855e-15 | 672.1772 | 1.8001 | 50.7877 | 439.9223 | 5.3587 | 892.9657 | 13.4149 | 79.6812 | 632.9306 | 4.0788 | 766.6872 | 74.001 | 120.2112 | 10.8962 | 399.6734 | 9.0405 | 367.0987 | 325.5132 | 499.6249 | 31.8162 | 15.7851 | 56.5363 | 85.7939 | 90.6394 | 163.8272 | 91.6468 | 125.3401 | 26.816 | 241.0276 | 208.6491
1f37113 | UGI_a | 2 | 00m_051004_345x211x716.dat | 0.0663;0.0663;0.0663 | 345;211;716 | (1.3504;68.1881;0.4966) | 110 | 9.9905 | 69 | 78.0611 | 60 | EZpaque | [5] | [0] | 0 | 10 | 80 | abnormal | malrotation w volvus / ladd's bands | 4.0907 | 1.942 | 7.9441 | 15.9664 | 7.5796 | 121.0191 | 1.8231e-15 | 710.7288 | 2.1558 | 51.7669 | 455.1473 | 6.6641 | 924.271 | 13.4845 | 86.887 | 659.9899 | 3.6466 | 779.624 | 79.4544 | 130.3688 | 12.1911 | 435.3454 | 10.365 | 387.0694 | 358.694 | 536.4063 | 35.7471 | 19.0049 | 61.5449 | 93.2817 | 98.0701 | 175.7607 | 95.834 | 126.1894 | 29.7648 | 254.6321 | 219.5509
1f37113 | UGI_a | 2 | 00m_051004_345x211x716.dat | 0.0663;0.0663;0.0663 | 345;211;716 | (1.3504;68.1881;0.4966) | 60 | 2.5 | 38 | 78.0611 | 60 | EZpaque | [5] | [0] | 0 | 10 | 80 | abnormal | malrotation w volvus / ladd's bands | 4.0907 | 1.942 | 7.9441 | 15.9664 | 7.5796 | 121.0191 | 2.9497e-15 | 390.5762 | 0.38088 | 22.7911 | 291.4693 | 1.2566 | 546.149 | 4.9143 | 34.1216 | 386.5758 | 1.1219 | 546.1151 | 32.9629 | 56.6354 | 3.4311 | 185.5889 | 2.859 | 206.5806 | 142.4394 | 252.3235 | 11.523 | 4.7157 | 22.6026 | 40.737 | 43.0089 | 92.0863 | 57.1252 | 107.6434 | 9.5364 | 136.6048 | 120.3614
1f37113 | UGI_a | 2 | 00m_051004_345x211x716.dat | 0.0663;0.0663;0.0663 | 345;211;716 | (1.3504;68.1881;0.4966) | 60 | 5.7448 | 47 | 78.0611 | 60 | EZpaque | [5] | [0] | 0 | 10 | 80 | abnormal | malrotation w volvus / ladd's bands | 4.0907 | 1.942 | 7.9441 | 15.9664 | 7.5796 | 121.0191 | 1.9155e-15 | 632.6786 | 1.1102 | 45.9226 | 433.3057 | 3.9793 | 864.9931 | 10.4625 | 73.4793 | 616.5471 | 3.7504 | 777.9143 | 67.982 | 108.0445 | 8.7559 | 359.0591 | 6.8008 | 350.4034 | 286.7649 | 462.3163 | 26.5152 | 12.6045 | 49.9283 | 76.1573 | 81.6308 | 154.5914 | 88.1863 | 127.2961 | 22.3883 | 227.9383 | 198.5797
1f37113 | UGI_a | 2 | 00m_051004_345x211x716.dat | 0.0663;0.0663;0.0663 | 345;211;716 | (1.3504;68.1881;0.4966) | 60 | 6.3535 | 49 | 78.0611 | 60 | EZpaque | [5] | [0] | 0 | 10 | 80 | abnormal | malrotation w volvus / ladd's bands | 4.0907 | 1.942 | 7.9441 | 15.9664 | 7.5796 | 121.0191 | 1.829e-15 | 661.793 | 1.2708 | 52.2512 | 448.4326 | 4.1154 | 885.7441 | 11.2265 | 79.5037 | 641.5084 | 4.19 | 798.6459 | 73.0958 | 113.5721 | 8.8984 | 381.5589 | 7.8826 | 367.0644 | 306.3854 | 486.4539 | 28.89 | 14.1304 | 56.0753 | 81.3837 | 87.3923 | 162.179 | 91.8225 | 129.206 | 24.5231 | 237.5557 | 207.9533
1f37113 | UGI_a | 2 | 00m_051004_345x211x716.dat | 0.0663;0.0663;0.0663 | 345;211;716 | (1.3504;68.1881;0.4966) | 80 | 2.9 | 44 | 78.0611 | 60 | EZpaque | [5] | [0] | 0 | 10 | 80 | abnormal | malrotation w volvus / ladd's bands | 4.0907 | 1.942 | 7.9441 | 15.9664 | 7.5796 | 121.0191 | 2.6411e-15 | 441.8962 | 0.66472 | 28.7405 | 318.6264 | 2.5228 | 610.8777 | 5.5397 | 43.6482 | 432.2791 | 2.7296 | 584.7902 | 41.2022 | 67.8463 | 5.2326 | 227.4151 | 3.943 | 236.1197 | 177.3832 | 299.5171 | 15.4597 | 7.2636 | 29.951 | 49.5172 | 52.5012 | 105.5177 | 63.4062 | 111.0519 | 12.3527 | 156.229 | 136.9787
1f37113 | UGI_a | 2 | 00m_051004_345x211x716.dat | 0.0663;0.0663;0.0663 | 345;211;716 | (1.3504;68.1881;0.4966) | 80 | 7.702 | 57 | 78.0611 | 60 | EZpaque | [5] | [0] | 0 | 10 | 80 | abnormal | malrotation w volvus / ladd's bands | 4.0907 | 1.942 | 7.9441 | 15.9664 | 7.5796 | 121.0191 | 1.7654e-15 | 691.386 | 1.7419 | 52.9545 | 456.6965 | 5.5296 | 931.5528 | 13.8453 | 85.7464 | 657.7966 | 3.1882 | 799.461 | 78.7679 | 125.1643 | 10.705 | 412.968 | 8.7842 | 382.1088 | 333.0616 | 515.3051 | 33.3152 | 17.4999 | 60.7214 | 88.9269 | 95.0601 | 170.5738 | 94.9597 | 128.8009 | 27.767 | 250.2303 | 216.7111
1f37113 | UGI_a | 2 | 00m_051004_345x211x716.dat | 0.0663;0.0663;0.0663 | 345;211;716 | (1.3504;68.1881;0.4966) | 80 | 8.502 | 60 | 78.0611 | 60 | EZpaque | [5] | [0] | 0 | 10 | 80 | abnormal | malrotation w volvus / ladd's bands | 4.0907 | 1.942 | 7.9441 | 15.9664 | 7.5796 | 121.0191 | 1.7217e-15 | 708.4909 | 1.9468 | 52.9626 | 464.4745 | 6.2892 | 937.6846 | 13.2248 | 89.2264 | 670.7953 | 5.4223 | 807.6958 | 81.9893 | 131.2665 | 11.9069 | 428.986 | 9.7143 | 391.6332 | 349.3549 | 534.3536 | 35.6557 | 17.9922 | 62.3051 | 92.9467 | 99.3081 | 175.4835 | 97.1056 | 129.1045 | 30.2285 | 256.1083 | 222.1693
1f37113 | UGI_a | 3 | 00m_051004_345x211x716.dat | 0.0663;0.0663;0.0663 | 345;211;716 | (1.3504;68.1881;0.4966) | 110 | 3.9 | 52 | 78.0611 | 60 | EZpaque | [5,133,110] | [30,30,100] | 1 | 10 | 80 | abnormal | malrotation w volvus / ladd's bands | 4.0907 | 1.942 | 7.9441 | 15.9664 | 7.5796 | 121.0191 | 2.361e-15 | 511.6947 | 0.95109 | 32.0354 | 355.2426 | 3.4005 | 683.8267 | 8.1517 | 54.1809 | 492.8889 | 2.449 | 638.4642 | 50.1275 | 1390.1865 | 20.6736 | 281.2944 | 5.338 | 276.9488 | 216.7153 | 360.8335 | 20.6342 | 10.2271 | 38.2862 | 60.6273 | 63.9871 | 123.9811 | 71.9811 | 115.0161 | 18.7571 | 282.8385 | 222.5962
1f37113 | UGI_a | 3 | 00m_051004_345x211x716.dat | 0.0663;0.0663;0.0663 | 345;211;716 | (1.3504;68.1881;0.4966) | 110 | 7.85 | 62 | 78.0611 | 60 | EZpaque | [5,133,110] | [30,30,100] | 1 | 10 | 80 | abnormal | malrotation w volvus / ladd's bands | 4.0907 | 1.942 | 7.9441 | 15.9664 | 7.5796 | 121.0191 | 1.8855e-15 | 671.9651 | 1.6366 | 50.3751 | 439.8322 | 5.1381 | 893.39 | 13.3529 | 78.8114 | 632.7185 | 3.4914 | 766.5281 | 72.2031 | 2229.8421 | 34.4081 | 399.5249 | 8.7578 | 367.0139 | 314.3333 | 497.7262 | 31.2923 | 15.7294 | 56.4992 | 85.146 | 89.8811 | 163.5021 | 91.3292 | 125.1986 | 26.8197 | 404.9138 | 312.0905
1f37113 | UGI_a | 3 | 00m_051004_345x211x716.dat | 0.0663;0.0663;0.0663 | 345;211;716 | (1.3504;68.1881;0.4966) | 110 | 9.9905 | 69 | 78.0611 | 60 | EZpaque | [5,133,110] | [30,30,100] | 1 | 10 | 80 | abnormal | malrotation w volvus / ladd's bands | 4.0907 | 1.942 | 7.9441 | 15.9664 | 7.5796 | 121.0191 | 1.8231e-15 | 710.6191 | 1.9633 | 51.4772 | 455.076 | 5.753 | 924.6002 | 13.4247 | 86.0203 | 659.7704 | 3.5903 | 779.5691 | 77.7485 | 2568.2119 | 40.5895 | 435.2357 | 10.0397 | 386.9871 | 347.1749 | 534.7552 | 35.113 | 18.2117 | 61.4517 | 92.5708 | 97.233 | 175.4762 | 95.4912 | 126.0109 | 29.7698 | 444.031 | 339.2033
1f37113 | UGI_a | 3 | 00m_051004_345x211x716.dat | 0.0663;0.0663;0.0663 | 345;211;716 | (1.3504;68.1881;0.4966) | 60 | 2.5 | 38 | 78.0611 | 60 | EZpaque | [5,133,110] | [30,30,100] | 1 | 10 | 80 | abnormal | malrotation w volvus / ladd's bands | 4.0907 | 1.942 | 7.9441 | 15.9664 | 7.5796 | 121.0191 | 2.9497e-15 | 389.9999 | 0.34776 | 22.7426 | 291.4184 | 1.1631 | 545.9456 | 4.9143 | 33.526 | 386.4402 | 1.1219 | 545.8778 | 31.8638 | 647.412 | 7.699 | 185.4093 | 2.7302 | 206.5263 | 135.9304 | 250.7234 | 11.2549 | 4.677 | 22.6189 | 40.4983 | 42.7398 | 91.8913 | 56.984 | 107.5925 | 9.5052 | 182.1841 | 149.0824
1f37113 | UGI_a | 3 | 00m_051004_345x211x716.dat | 0.0663;0.0663;0.0663 | 345;211;716 | (1.3504;68.1881;0.4966) | 60 | 5.7448 | 47 | 78.0611 | 60 | EZpaque | [5,133,110] | [30,30,100] | 1 | 10 | 80 | abnormal | malrotation w volvus / ladd's bands | 4.0907 | 1.942 | 7.9441 | 15.9664 | 7.5796 | 121.0191 | 1.9155e-15 | 632.6786 | 0.99384 | 45.6537 | 433.2431 | 3.7872 | 864.9409 | 10.4625 | 72.4821 | 616.3383 | 3.7422 | 777.7577 | 65.899 | 1654.0272 | 22.3215 | 358.6466 | 6.5821 | 350.3199 | 274.3974 | 459.6121 | 25.8783 | 12.2385 | 49.9168 | 75.5821 | 80.9625 | 154.2763 | 87.8827 | 127.1612 | 22.3471 | 347.6457 | 274.0679
1f37113 | UGI_a | 3 | 00m_051004_345x211x716.dat | 0.0663;0.0663;0.0663 | 345;211;716 | (1.3504;68.1881;0.4966) | 60 | 6.3535 | 49 | 78.0611 | 60 | EZpaque | [5,133,110] | [30,30,100] | 1 | 10 | 80 | abnormal | malrotation w volvus / ladd's bands | 4.0907 | 1.942 | 7.9441 | 15.9664 | 7.5796 | 121.0191 | 1.829e-15 | 661.8477 | 1.1336 | 51.7581 | 448.356 | 3.988 | 885.5254 | 11.1904 | 78.3829 | 641.3443 | 4.1821 | 798.5366 | 70.8869 | 1862.687 | 24.6877 | 381.1379 | 7.5042 | 366.9714 | 293.4656 | 484.1138 | 28.2509 | 13.8832 | 56.0862 | 80.7495 | 86.6518 | 161.9006 | 91.4903 | 129.0555 | 24.5209 | 373.0578 | 293.4571
1f37113 | UGI_a | 3 | 00m_051004_345x211x716.dat | 0.0663;0.0663;0.0663 | 345;211;716 | (1.3504;68.1881;0.4966) | 80 | 2.9 | 44 | 78.0611 | 60 | EZpaque | [5,133,110] | [30,30,100] | 1 | 10 | 80 | abnormal | malrotation w volvus / ladd's bands | 4.0907 | 1.942 | 7.9441 | 15.9664 | 7.5796 | 121.0191 | 2.6411e-15 | 441.5933 | 0.59664 | 28.5894 | 318.5507 | 2.2942 | 610.9155 | 5.5397 | 43.031 | 432.1655 | 2.6466 | 584.6009 | 39.9906 | 975.231 | 13.4106 | 227.1652 | 3.8753 | 236.0856 | 170.0681 | 297.8095 | 15.1553 | 6.9471 | 29.9381 | 49.1881 | 52.1224 | 105.2964 | 63.2254 | 110.9729 | 12.3452 | 226.471 | 181.2594
1f37113 | UGI_a | 3 | 00m_051004_345x211x716.dat | 0.0663;0.0663;0.0663 | 345;211;716 | (1.3504;68.1881;0.4966) | 80 | 7.702 | 57 | 78.0611 | 60 | EZpaque | [5,133,110] | [30,30,100] | 1 | 10 | 80 | abnormal | malrotation w volvus / ladd's bands | 4.0907 | 1.942 | 7.9441 | 15.9664 | 7.5796 | 121.0191 | 1.7654e-15 | 691.0461 | 1.5666 | 52.8741 | 456.5492 | 5.386 | 931.3829 | 13.7484 | 84.5625 | 657.6267 | 2.6225 | 799.2911 | 76.6608 | 2323.1044 | 33.8726 | 412.5998 | 8.629 | 382.0635 | 320.7643 | 512.7619 | 32.6015 | 16.7177 | 60.6591 | 88.2271 | 94.2342 | 170.2746 | 94.6057 | 128.6402 | 27.7869 | 420.7874 | 324.3647
1f37113 | UGI_a | 3 | 00m_051004_345x211x716.dat | 0.0663;0.0663;0.0663 | 345;211;716 | (1.3504;68.1881;0.4966) | 80 | 8.502 | 60 | 78.0611 | 60 | EZpaque | [5,133,110] | [30,30,100] | 1 | 10 | 80 | abnormal | malrotation w volvus / ladd's bands | 4.0907 | 1.942 | 7.9441 | 15.9664 | 7.5796 | 121.0191 | 1.7217e-15 | 708.5489 | 1.7515 | 52.7453 | 464.3177 | 5.7213 | 937.3942 | 13.1783 | 88.1635 | 670.621 | 4.1823 | 807.5797 | 79.7938 | 2531.9923 | 37.6967 | 428.7305 | 9.4431 | 391.5518 | 336.6058 | 532.8492 | 34.9378 | 17.4503 | 62.2877 | 92.1982 | 98.4195 | 175.2206 | 96.7476 | 128.964 | 30.2593 | 442.4427 | 339.9341
1f37113 | UGI_a | 6 | 00m_051004_345x211x716.dat | 0.0663;0.0663;0.0663 | 345;211;716 | (1.3504;68.1881;0.4966) | 110 | 3.9 | 52 | 78.0611 | 60 | EZpaque | [73,75] | [100,10] | 1 | 15 | 80 | abnormal | malrotation w volvus / ladd's bands | 4.0907 | 1.942 | 7.9441 | 15.9664 | 7.5796 | 121.0191 | 2.361e-15 | 503.986 | 0.95621 | 30.5035 | 335.4033 | 3.2532 | 687.8928 | 6.9145 | 50.4875 | 481.6648 | 2.0387 | 634.5675 | 47.2855 | 81.8771 | 6.7506 | 211.1498 | 5.0555 | 242.84 | 160.4208 | 264.7377 | 19.3602 | 9.7095 | 31.2489 | 58.7233 | 61.9631 | 119.5197 | 69.6355 | 112.8789 | 15.3665 | 173.3998 | 141.8642
1f37113 | UGI_a | 6 | 00m_051004_345x211x716.dat | 0.0663;0.0663;0.0663 | 345;211;716 | (1.3504;68.1881;0.4966) | 110 | 7.85 | 62 | 78.0611 | 60 | EZpaque | [73,75] | [100,10] | 1 | 15 | 80 | abnormal | malrotation w volvus / ladd's bands | 4.0907 | 1.942 | 7.9441 | 15.9664 | 7.5796 | 121.0191 | 1.8855e-15 | 661.57 | 1.6354 | 47.9365 | 414.2529 | 5.1899 | 901.1863 | 10.7928 | 73.1524 | 619.2474 | 3.457 | 761.8079 | 67.7216 | 115.788 | 10.0445 | 307.7993 | 8.3425 | 331.6707 | 235.6227 | 379.0742 | 29.3745 | 14.36 | 45.9912 | 82.1641 | 86.6963 | 158.1607 | 87.941 | 122.0581 | 21.7346 | 230.4907 | 187.1654
1f37113 | UGI_a | 6 | 00m_051004_345x211x716.dat | 0.0663;0.0663;0.0663 | 345;211;716 | (1.3504;68.1881;0.4966) | 110 | 9.9905 | 69 | 78.0611 | 60 | EZpaque | [73,75] | [100,10] | 1 | 15 | 80 | abnormal | malrotation w volvus / ladd's bands | 4.0907 | 1.942 | 7.9441 | 15.9664 | 7.5796 | 121.0191 | 1.8231e-15 | 699.9228 | 1.958 | 48.2371 | 428.4339 | 6.1677 | 934.364 | 11.6299 | 79.3282 | 646.3315 | 3.114 | 773.7547 | 72.691 | 126.2055 | 11.1148 | 342.9292 | 9.4522 | 356.7522 | 262.12 | 418.4068 | 32.7965 | 17.2622 | 51.6999 | 89.2325 | 93.6695 | 170.0811 | 91.8156 | 122.7126 | 24.6114 | 243.9874 | 198.0839
1f37113 | UGI_a | 6 | 00m_051004_345x211x716.dat | 0.0663;0.0663;0.0663 | 345;211;716 | (1.3504;68.1881;0.4966) | 60 | 2.5 | 38 | 78.0611 | 60 | EZpaque | [73,75] | [100,10] | 1 | 15 | 80 | abnormal | malrotation w volvus / ladd's bands | 4.0907 | 1.942 | 7.9441 | 15.9664 | 7.5796 | 121.0191 | 2.9497e-15 | 384.474 | 0.35773 | 21.3096 | 276.3358 | 1.2337 | 542.8944 | 3.7061 | 31.8268 | 377.3547 | 1.1219 | 542.7927 | 30.6576 | 54.4284 | 3.3204 | 129.9943 | 2.7355 | 170.5266 | 99.7747 | 170.1774 | 10.866 | 4.3719 | 17.5605 | 39.5197 | 41.7123 | 88.7232 | 55.4715 | 106.3315 | 7.5518 | 129.9518 | 106.7282
1f37113 | UGI_a | 6 | 00m_051004_345x211x716.dat | 0.0663;0.0663;0.0663 | 345;211;716 | (1.3504;68.1881;0.4966) | 60 | 5.7448 | 47 | 78.0611 | 60 | EZpaque | [73,75] | [100,10] | 1 | 15 | 80 | abnormal | malrotation w volvus / ladd's bands | 4.0907 | 1.942 | 7.9441 | 15.9664 | 7.5796 | 121.0191 | 1.9155e-15 | 622.0809 | 1.0315 | 42.9798 | 407.156 | 3.665 | 877.9401 | 8.7277 | 68.1804 | 601.9817 | 3.2001 | 775.4607 | 62.8972 | 104.2857 | 8.2934 | 256.2716 | 6.319 | 301.4764 | 200.9703 | 333.3896 | 24.8096 | 11.4064 | 39.3066 | 73.2268 | 78.4534 | 148.8512 | 84.756 | 124.3746 | 18.2004 | 217.1524 | 176.4346
1f37113 | UGI_a | 6 | 00m_051004_345x211x716.dat | 0.0663;0.0663;0.0663 | 345;211;716 | (1.3504;68.1881;0.4966) | 60 | 6.3535 | 49 | 78.0611 | 60 | EZpaque | [73,75] | [100,10] | 1 | 15 | 80 | abnormal | malrotation w volvus / ladd's bands | 4.0907 | 1.942 | 7.9441 | 15.9664 | 7.5796 | 121.0191 | 1.829e-15 | 651.35 | 1.1731 | 48.6388 | 421.2369 | 3.7312 | 910.2387 | 9.1942 | 73.5113 | 626.4179 | 3.6659 | 796.1308 | 67.5407 | 110.7399 | 8.56 | 275.3899 | 7.3965 | 319.513 | 215.1374 | 357.0424 | 27.0152 | 13.0204 | 42.9728 | 78.1279 | 83.8512 | 156.2239 | 88.135 | 126.0322 | 19.6701 | 227.2857 | 185.4193
1f37113 | UGI_a | 6 | 00m_051004_345x211x716.dat | 0.0663;0.0663;0.0663 | 345;211;716 | (1.3504;68.1881;0.4966) | 80 | 2.9 | 44 | 78.0611 | 60 | EZpaque | [73,75] | [100,10] | 1 | 15 | 80 | abnormal | malrotation w volvus / ladd's bands | 4.0907 | 1.942 | 7.9441 | 15.9664 | 7.5796 | 121.0191 | 2.6411e-15 | 434.7023 | 0.61489 | 26.6455 | 301.2967 | 2.2855 | 610.6505 | 4.3978 | 40.286 | 422.2833 | 2.3175 | 581.3447 | 38.1467 | 65.2148 | 4.9316 | 163.0408 | 3.6683 | 200.4492 | 125.1326 | 210.5018 | 14.4416 | 6.6896 | 23.2379 | 47.7775 | 50.6272 | 101.1582 | 61.3456 | 109.2962 | 10.664 | 148.7146 | 121.8233
1f37113 | UGI_a | 6 | 00m_051004_345x211x716.dat | 0.0663;0.0663;0.0663 | 345;211;716 | (1.3504;68.1881;0.4966) | 80 | 7.702 | 57 | 78.0611 | 60 | EZpaque | [73,75] | [100,10] | 1 | 15 | 80 | abnormal | malrotation w volvus / ladd's bands | 4.0907 | 1.942 | 7.9441 | 15.9664 | 7.5796 | 121.0191 | 1.7654e-15 | 679.6608 | 1.5882 | 47.3944 | 428.5335 | 5.1446 | 951.0947 | 11.2119 | 78.8642 | 643.126 | 2.9555 | 795.3827 | 72.101 | 119.9361 | 9.7573 | 309.3734 | 8.1357 | 341.8866 | 237.363 | 388.6228 | 30.6473 | 16.2339 | 49.0773 | 85.1061 | 90.8864 | 164.2121 | 90.9919 | 125.357 | 22.8612 | 239.2934 | 193.708
1f37113 | UGI_a | 6 | 00m_051004_345x211x716.dat | 0.0663;0.0663;0.0663 | 345;211;716 | (1.3504;68.1881;0.4966) | 80 | 8.502 | 60 | 78.0611 | 60 | EZpaque | [73,75] | [100,10] | 1 | 15 | 80 | abnormal | malrotation w volvus / ladd's bands | 4.0907 | 1.942 | 7.9441 | 15.9664 | 7.5796 | 121.0191 | 1.7217e-15 | 697.0486 | 1.7684 | 49.7947 | 436.6181 | 5.6838 | 952.8441 | 11.4585 | 81.6002 | 655.8681 | 5.5616 | 803.1654 | 74.8974 | 125.9694 | 10.808 | 326.331 | 8.9883 | 355.2909 | 249.238 | 407.6117 | 32.8271 | 16.2364 | 51.4948 | 88.8405 | 94.8169 | 168.7849 | 92.9362 | 125.6362 | 23.1058 | 244.5762 | 199.3841
1f37113 | UGI_a | 7 | 00m_051004_345x211x716.dat | 0.0663;0.0663;0.0663 | 345;211;716 | (0.0901;67.0610;-0.1715) | 110 | 3.9 | 52 | 76.6025 | 60 | EZpaque | [73,75] | [90,20] | 1 | 15 | 80 | abnormal | malrotation w volvus / ladd's bands | 4.788 | 2.4884 | 11.9143 | 18.3385 | 9.5309 | 174.7815 | 1.6749e-15 | 1112.1685 | 1.1532 | 27.6024 | 298.3654 | 3.395 | 530.5727 | 15.3869 | 58.4002 | 1164.6484 | 0.96404 | 544.9255 | 65.6327 | 141.8928 | 6.3668 | 879.4418 | 6.1603 | 414.6631 | 942.4893 | 489.8425 | 23.5485 | 11.7653 | 69.3941 | 134.8839 | 141.0952 | 458.9488 | 86.2079 | 158.0388 | 32.3978 | 346.2603 | 198.525
1f37113 | UGI_a | 7 | 00m_051004_345x211x716.dat | 0.0663;0.0663;0.0663 | 345;211;716 | (0.0901;67.0610;-0.1715) | 110 | 7.85 | 62 | 76.6025 | 60 | EZpaque | [73,75] | [90,20] | 1 | 15 | 80 | abnormal | malrotation w volvus / ladd's bands | 4.788 | 2.4884 | 11.9143 | 18.3385 | 9.5309 | 174.7815 | 1.3376e-15 | 1318.4834 | 1.9865 | 44.1463 | 407.1629 | 5.0562 | 712.0005 | 20.8426 | 84.5322 | 1362.7419 | 4.3882 | 688.3162 | 92.0382 | 190.6179 | 10.2751 | 1108.4052 | 9.8879 | 574.8591 | 1129.7121 | 670.396 | 35.8112 | 18.2476 | 102.2206 | 174.6104 | 183.0677 | 545.6805 | 108.2926 | 170.8032 | 46.3705 | 425.6402 | 262.9802
1f37113 | UGI_a | 7 | 00m_051004_345x211x716.dat | 0.0663;0.0663;0.0663 | 345;211;716 | (0.0901;67.0610;-0.1715) | 110 | 9.9905 | 69 | 76.6025 | 60 | EZpaque | [73,75] | [90,20] | 1 | 15 | 80 | abnormal | malrotation w volvus / ladd's bands | 4.788 | 2.4884 | 11.9143 | 18.3385 | 9.5309 | 174.7815 | 1.2933e-15 | 1343.1446 | 2.416 | 43.6756 | 437.676 | 5.6806 | 762.5019 | 23.8652 | 93.1951 | 1371.5988 | 3.0713 | 713.7123 | 97.7957 | 202.5735 | 12.0721 | 1138.785 | 11.6554 | 619.4115 | 1147.2903 | 718.8696 | 39.518 | 21.7442 | 110.1825 | 183.4276 | 191.3279 | 560.3133 | 113.4373 | 171.3387 | 52.4152 | 438.532 | 278.0023
1f37113 | UGI_a | 7 | 00m_051004_345x211x716.dat | 0.0663;0.0663;0.0663 | 345;211;716 | (0.0901;67.0610;-0.1715) | 60 | 2.5 | 38 | 76.6025 | 60 | EZpaque | [73,75] | [90,20] | 1 | 15 | 80 | abnormal | malrotation w volvus / ladd's bands | 4.788 | 2.4884 | 11.9143 | 18.3385 | 9.5309 | 174.7815 | 2.0927e-15 | 962.5533 | 0.42786 | 15.6843 | 213.0109 | 1.4984 | 377.1366 | 7.8379 | 35.8839 | 1022.8115 | 1.2402 | 435.5216 | 44.2995 | 102.3672 | 3.182 | 715.5953 | 2.8813 | 283.8918 | 812.0752 | 350.582 | 13.0408 | 6.1501 | 42.7771 | 103.6347 | 108.1389 | 394.4069 | 68.8539 | 149.1159 | 17.7511 | 285.8907 | 148.2776
1f37113 | UGI_a | 7 | 00m_051004_345x211x716.dat | 0.0663;0.0663;0.0663 | 345;211;716 | (0.0901;67.0610;-0.1715) | 60 | 5.7448 | 47 | 76.6025 | 60 | EZpaque | [73,75] | [90,20] | 1 | 15 | 80 | abnormal | malrotation w volvus / ladd's bands | 4.788 | 2.4884 | 11.9143 | 18.3385 | 9.5309 | 174.7815 | 1.3589e-15 | 1327.6355 | 1.2245 | 34.9368 | 365.8154 | 4.7321 | 650.13 | 18.0825 | 76.6292 | 1408.9523 | 1.7648 | 676.9535 | 87.3586 | 182.6575 | 7.7284 | 1104.0694 | 8.0272 | 524.1883 | 1152.9331 | 624.5428 | 30.0806 | 14.5951 | 92.5982 | 167.0103 | 177.711 | 543.5732 | 103.575 | 173.2587 | 41.9948 | 422.0377 | 247.9252
1f37113 | UGI_a | 7 | 00m_051004_345x211x716.dat | 0.0663;0.0663;0.0663 | 345;211;716 | (0.0901;67.0610;-0.1715) | 60 | 6.3535 | 49 | 76.6025 | 60 | EZpaque | [73,75] | [90,20] | 1 | 15 | 80 | abnormal | malrotation w volvus / ladd's bands | 4.788 | 2.4884 | 11.9143 | 18.3385 | 9.5309 | 174.7815 | 1.2974e-15 | 1359.11 | 1.4011 | 41.1255 | 388.0936 | 4.9137 | 685.2125 | 20.4579 | 82.6349 | 1440.8123 | 3.5714 | 702.4393 | 93.3718 | 192.5091 | 9.227 | 1148.7651 | 8.8847 | 556.7164 | 1182.448 | 659.7846 | 32.8721 | 17.6068 | 100.2009 | 175.0674 | 186.6504 | 557.815 | 107.7747 | 175.704 | 44.0437 | 436.2003 | 261.1105
1f37113 | UGI_a | 7 | 00m_051004_345x211x716.dat | 0.0663;0.0663;0.0663 | 345;211;716 | (0.0901;67.0610;-0.1715) | 80 | 2.9 | 44 | 76.6025 | 60 | EZpaque | [73,75] | [90,20] | 1 | 15 | 80 | abnormal | malrotation w volvus / ladd's bands | 4.788 | 2.4884 | 11.9143 | 18.3385 | 9.5309 | 174.7815 | 1.8736e-15 | 1023.1202 | 0.7388 | 18.4988 | 247.7126 | 2.2674 | 432.6898 | 9.1007 | 46.1869 | 1081.6178 | 2.4248 | 481.3186 | 53.838 | 119.2422 | 4.8027 | 784.7533 | 4.6529 | 339.4727 | 866.2549 | 407.2572 | 17.521 | 8.5974 | 55.3112 | 117.2599 | 122.9251 | 420.4332 | 76.1777 | 153.0201 | 23.0297 | 310.3161 | 168.7061
1f37113 | UGI_a | 7 | 00m_051004_345x211x716.dat | 0.0663;0.0663;0.0663 | 345;211;716 | (0.0901;67.0610;-0.1715) | 80 | 7.702 | 57 | 76.6025 | 60 | EZpaque | [73,75] | [90,20] | 1 | 15 | 80 | abnormal | malrotation w volvus / ladd's bands | 4.788 | 2.4884 | 11.9143 | 18.3385 | 9.5309 | 174.7815 | 1.2524e-15 | 1363.5948 | 1.9206 | 41.6265 | 413.6379 | 5.0994 | 734.8017 | 22.1208 | 89.9827 | 1425.4784 | 4.5981 | 716.4442 | 98.5985 | 198.5944 | 10.6759 | 1160.2972 | 10.6631 | 596.0148 | 1178.8224 | 690.5729 | 36.9345 | 19.2502 | 108.42 | 182.8354 | 193.9583 | 562.9455 | 111.8241 | 174.9377 | 48.1606 | 442.5761 | 271.6745
1f37113 | UGI_a | 7 | 00m_051004_345x211x716.dat | 0.0663;0.0663;0.0663 | 345;211;716 | (0.0901;67.0610;-0.1715) | 80 | 8.502 | 60 | 76.6025 | 60 | EZpaque | [73,75] | [90,20] | 1 | 15 | 80 | abnormal | malrotation w volvus / ladd's bands | 4.788 | 2.4884 | 11.9143 | 18.3385 | 9.5309 | 174.7815 | 1.2214e-15 | 1379.7371 | 2.1398 | 44.8562 | 428.7321 | 6.4901 | 762.114 | 23.3324 | 94.3514 | 1432.8732 | 4.8333 | 729.6428 | 102.0475 | 205.3067 | 11.6154 | 1177.8363 | 10.976 | 618.974 | 1190.7724 | 714.4389 | 39.107 | 20.7755 | 112.8794 | 187.9635 | 199.264 | 569.5945 | 114.4099 | 175.3501 | 50.1444 | 450.0054 | 279.8533
1f37113 | UGI_a | 8 | 00m_051004_345x211x716.dat | 0.0663;0.0663;0.0663 | 345;211;716 | (-0.1989;67.2110;-0.1505) | 110 | 3.9 | 52 | 76.5893 | 60 | EZpaque | [73,75] | [90,20] | 1 | 10 | 80 | abnormal | malrotation w volvus / ladd's bands | 4.7008 | 2.4912 | 11.7107 | 18.0017 | 9.54 | 171.7354 | 1.7219e-15 | 1087.2275 | 1.1452 | 25.4358 | 299.5001 | 3.017 | 430.1404 | 14.8388 | 57.6223 | 1138.0434 | 2.5235 | 484.4989 | 65.5438 | 151.2803 | 6.4278 | 953.8866 | 6.3122 | 408.641 | 1028.5715 | 518.7401 | 23.0176 | 12.3166 | 68.9296 | 132.9863 | 139.1477 | 448.6732 | 84.9196 | 158.0088 | 30.1806 | 339.8041 | 198.7555
1f37113 | UGI_a | 8 | 00m_051004_345x211x716.dat | 0.0663;0.0663;0.0663 | 345;211;716 | (-0.1989;67.2110;-0.1505) | 110 | 7.85 | 62 | 76.5893 | 60 | EZpaque | [73,75] | [90,20] | 1 | 10 | 80 | abnormal | malrotation w volvus / ladd's bands | 4.7008 | 2.4912 | 11.7107 | 18.0017 | 9.54 | 171.7354 | 1.3752e-15 | 1292.5189 | 1.9454 | 42.1917 | 403.0477 | 5.5484 | 622.0306 | 21.6191 | 83.5865 | 1337.3844 | 3.1812 | 624.1103 | 91.7743 | 200.7385 | 10.1329 | 1178.9372 | 9.6515 | 567.6248 | 1217.6946 | 699.4654 | 35.0969 | 19.1016 | 99.7585 | 172.4553 | 180.8487 | 534.7971 | 106.6679 | 170.0722 | 44.8277 | 419.8319 | 262.555
1f37113 | UGI_a | 8 | 00m_051004_345x211x716.dat | 0.0663;0.0663;0.0663 | 345;211;716 | (-0.1989;67.2110;-0.1505) | 110 | 9.9905 | 69 | 76.5893 | 60 | EZpaque | [73,75] | [90,20] | 1 | 10 | 80 | abnormal | malrotation w volvus / ladd's bands | 4.7008 | 2.4912 | 11.7107 | 18.0017 | 9.54 | 171.7354 | 1.3296e-15 | 1322.0094 | 2.3904 | 49.0094 | 435.6735 | 6.5983 | 673.6547 | 24.6502 | 91.8292 | 1347.4298 | 4.5384 | 652.3482 | 96.8456 | 209.7556 | 11.0985 | 1204.3838 | 11.4392 | 612.3826 | 1227.3223 | 746.2983 | 39.1451 | 20.2272 | 108.0441 | 181.3301 | 189.1714 | 548.1154 | 111.6757 | 170.8654 | 50.403 | 432.5151 | 278.3263
1f37113 | UGI_a | 8 | 00m_051004_345x211x716.dat | 0.0663;0.0663;0.0663 | 345;211;716 | (-0.1989;67.2110;-0.1505) | 60 | 2.5 | 38 | 76.5893 | 60 | EZpaque | [73,75] | [90,20] | 1 | 10 | 80 | abnormal | malrotation w volvus / ladd's bands | 4.7008 | 2.4912 | 11.7107 | 18.0017 | 9.54 | 171.7354 | 2.1515e-15 | 930.5289 | 0.43208 | 13.964 | 214.7793 | 1.4626 | 288.7382 | 7.6659 | 35.8649 | 996.2051 | 0.4448 | 377.1245 | 44.2568 | 113.0625 | 2.9494 | 792.7158 | 3.0259 | 280.0836 | 902.1761 | 373.6431 | 12.7894 | 5.7324 | 42.6073 | 101.8477 | 106.3274 | 384.3506 | 67.9444 | 149.4829 | 17.033 | 280.3929 | 148.2131
1f37113 | UGI_a | 8 | 00m_051004_345x211x716.dat | 0.0663;0.0663;0.0663 | 345;211;716 | (-0.1989;67.2110;-0.1505) | 60 | 5.7448 | 47 | 76.5893 | 60 | EZpaque | [73,75] | [90,20] | 1 | 10 | 80 | abnormal | malrotation w volvus / ladd's bands | 4.7008 | 2.4912 | 11.7107 | 18.0017 | 9.54 | 171.7354 | 1.3969e-15 | 1298.7707 | 1.2181 | 32.9736 | 363.9393 | 3.637 | 529.4085 | 17.6594 | 76.0164 | 1380.3063 | 1.8598 | 604.4084 | 87.1908 | 191.4547 | 7.9367 | 1193.4689 | 8.0827 | 518.6636 | 1254.9606 | 657.4673 | 29.3564 | 14.6707 | 90.7414 | 164.7544 | 175.3582 | 529.2112 | 101.9589 | 173.3032 | 41.2016 | 414.3357 | 247.5227
1f37113 | UGI_a | 8 | 00m_051004_345x211x716.dat | 0.0663;0.0663;0.0663 | 345;211;716 | (-0.1989;67.2110;-0.1505) | 60 | 6.3535 | 49 | 76.5893 | 60 | EZpaque | [73,75] | [90,20] | 1 | 10 | 80 | abnormal | malrotation w volvus / ladd's bands | 4.7008 | 2.4912 | 11.7107 | 18.0017 | 9.54 | 171.7354 | 1.3338e-15 | 1330.6743 | 1.3866 | 37.1545 | 380.7293 | 3.9238 | 563.7579 | 20.4388 | 82.1541 | 1412.9184 | 3.2275 | 629.3882 | 93.2049 | 197.7756 | 8.4711 | 1234.8604 | 8.9066 | 549.9106 | 1284.8666 | 692.447 | 32.1921 | 16.0942 | 97.3734 | 172.7032 | 184.1898 | 545.3533 | 105.956 | 175.1742 | 43.7805 | 428.1339 | 259.4817
1f37113 | UGI_a | 8 | 00m_051004_345x211x716.dat | 0.0663;0.0663;0.0663 | 345;211;716 | (-0.1989;67.2110;-0.1505) | 80 | 2.9 | 44 | 76.5893 | 60 | EZpaque | [73,75] | [90,20] | 1 | 10 | 80 | abnormal | malrotation w volvus / ladd's bands | 4.7008 | 2.4912 | 11.7107 | 18.0017 | 9.54 | 171.7354 | 1.9263e-15 | 996.3887 | 0.72638 | 21.6404 | 248.0874 | 2.3535 | 353.1461 | 10.0719 | 45.4846 | 1055.3631 | 1.2657 | 421.9168 | 53.7467 | 130.6368 | 4.4537 | 862.6578 | 4.5871 | 334.3844 | 955.7399 | 432.9123 | 17.5029 | 8.8129 | 52.6046 | 115.434 | 121.0693 | 409.8028 | 75.1175 | 153.1741 | 23.4496 | 306.0547 | 169.5052
1f37113 | UGI_a | 8 | 00m_051004_345x211x716.dat | 0.0663;0.0663;0.0663 | 345;211;716 | (-0.1989;67.2110;-0.1505) | 80 | 7.702 | 57 | 76.5893 | 60 | EZpaque | [73,75] | [90,20] | 1 | 10 | 80 | abnormal | malrotation w volvus / ladd's bands | 4.7008 | 2.4912 | 11.7107 | 18.0017 | 9.54 | 171.7354 | 1.2875e-15 | 1336.6955 | 1.8924 | 43.8647 | 408.5892 | 5.4041 | 627.1828 | 21.8547 | 88.6755 | 1397.5109 | 4.6829 | 647.3459 | 98.0269 | 206.4538 | 10.1996 | 1234.6376 | 10.0202 | 587.4237 | 1270.9093 | 722.6544 | 36.3323 | 18.2648 | 106.3687 | 180.5937 | 191.6216 | 554.3361 | 110.0925 | 174.4756 | 45.8515 | 435.2905 | 271.3481
1f37113 | UGI_a | 8 | 00m_051004_345x211x716.dat | 0.0663;0.0663;0.0663 | 345;211;716 | (-0.1989;67.2110;-0.1505) | 80 | 8.502 | 60 | 76.5893 | 60 | EZpaque | [73,75] | [90,20] | 1 | 10 | 80 | abnormal | malrotation w volvus / ladd's bands | 4.7008 | 2.4912 | 11.7107 | 18.0017 | 9.54 | 171.7354 | 1.2557e-15 | 1356.0737 | 2.1076 | 44.1656 | 425.6326 | 5.8513 | 642.9086 | 23.85 | 93.3356 | 1407.8383 | 1.3749 | 661.7191 | 101.156 | 214.648 | 10.7503 | 1248.4829 | 10.7193 | 610.3287 | 1279.9399 | 742.9975 | 38.7263 | 20.5378 | 109.8445 | 185.6927 | 196.8988 | 560.9484 | 112.6679 | 174.945 | 49.2313 | 442.1011 | 279.0341
1f37113 | UGI_a | 9 | 00m_051004_345x211x716.dat | 0.0663;0.0663;0.0663 | 345;211;716 | (0.3660;67.1298;-0.1895) | 110 | 3.9 | 52 | 76.5595 | 60 | EZpaque | [73,75] | [90,20] | 1 | 10 | 80 | abnormal | malrotation w volvus / ladd's bands | 4.7425 | 2.472 | 11.7236 | 18.1544 | 9.4628 | 171.791 | 1.7044e-15 | 1086.9638 | 1.1385 | 30.3905 | 297.7739 | 3.6705 | 557.2054 | 14.0614 | 57.7471 | 1136.7766 | 0.86729 | 589.0703 | 64.4105 | 133.4678 | 6.011 | 775.531 | 6.2732 | 403.7889 | 828.8055 | 443.9325 | 22.9978 | 12.1111 | 68.4002 | 131.5513 | 137.6177 | 451.4102 | 85.976 | 157.3432 | 31.1134 | 334.8109 | 192.615
1f37113 | UGI_a | 9 | 00m_051004_345x211x716.dat | 0.0663;0.0663;0.0663 | 345;211;716 | (0.3660;67.1298;-0.1895) | 110 | 7.85 | 62 | 76.5595 | 60 | EZpaque | [73,75] | [90,20] | 1 | 10 | 80 | abnormal | malrotation w volvus / ladd's bands | 4.7425 | 2.472 | 11.7236 | 18.1544 | 9.4628 | 171.791 | 1.3611e-15 | 1294.6506 | 1.9578 | 43.4026 | 404.2863 | 5.0649 | 775.8206 | 19.0612 | 84.2529 | 1336.8211 | 5.2424 | 733.0182 | 89.932 | 184.3088 | 10.511 | 995.0486 | 10.6653 | 562.0952 | 1011.7259 | 619.143 | 35.2734 | 19.6776 | 98.9098 | 170.8967 | 179.1708 | 536.8799 | 108.2561 | 169.7669 | 45.8065 | 416.7507 | 255.9064
1f37113 | UGI_a | 9 | 00m_051004_345x211x716.dat | 0.0663;0.0663;0.0663 | 345;211;716 | (0.3660;67.1298;-0.1895) | 110 | 9.9905 | 69 | 76.5595 | 60 | EZpaque | [73,75] | [90,20] | 1 | 10 | 80 | abnormal | malrotation w volvus / ladd's bands | 4.7425 | 2.472 | 11.7236 | 18.1544 | 9.4628 | 171.791 | 1.316e-15 | 1318.7787 | 2.3936 | 50.09 | 436.1886 | 5.8532 | 817.7872 | 25.7016 | 91.7104 | 1347.8822 | 2.8849 | 755.1043 | 96.0265 | 193.9604 | 12.0335 | 1036.7857 | 11.6642 | 606.471 | 1032.3024 | 669.0551 | 39.4881 | 21.9796 | 108.4051 | 179.7154 | 187.4499 | 550.577 | 113.3553 | 170.7178 | 51.8438 | 429.6853 | 272.2477
1f37113 | UGI_a | 9 | 00m_051004_345x211x716.dat | 0.0663;0.0663;0.0663 | 345;211;716 | (0.3660;67.1298;-0.1895) | 60 | 2.5 | 38 | 76.5595 | 60 | EZpaque | [73,75] | [90,20] | 1 | 10 | 80 | abnormal | malrotation w volvus / ladd's bands | 4.7425 | 2.472 | 11.7236 | 18.1544 | 9.4628 | 171.791 | 2.1294e-15 | 936.5897 | 0.42737 | 16.9318 | 211.2821 | 1.2796 | 414.3038 | 7.2644 | 35.9406 | 995.6197 | 0.65957 | 480.9743 | 43.0609 | 96.007 | 3.2466 | 611.338 | 2.9618 | 276.0695 | 694.6937 | 305.8287 | 12.9161 | 6.196 | 42.9951 | 100.3943 | 104.7889 | 386.8358 | 68.5619 | 148.4606 | 17.9785 | 275.5305 | 142.5578
1f37113 | UGI_a | 9 | 00m_051004_345x211x716.dat | 0.0663;0.0663;0.0663 | 345;211;716 | (0.3660;67.1298;-0.1895) | 60 | 5.7448 | 47 | 76.5595 | 60 | EZpaque | [73,75] | [90,20] | 1 | 10 | 80 | abnormal | malrotation w volvus / ladd's bands | 4.7425 | 2.472 | 11.7236 | 18.1544 | 9.4628 | 171.791 | 1.3827e-15 | 1294.308 | 1.2063 | 33.5629 | 366.9653 | 4.2996 | 715.9519 | 17.9237 | 76.9121 | 1378.3437 | 2.1057 | 728.9116 | 85.7062 | 171.9187 | 8.1114 | 984.1283 | 7.5415 | 510.6503 | 1018.1909 | 565.2663 | 29.9115 | 15.1864 | 91.7739 | 163.0075 | 173.4422 | 532.2141 | 103.52 | 172.657 | 40.5194 | 411.1106 | 240.3683
1f37113 | UGI_a | 9 | 00m_051004_345x211x716.dat | 0.0663;0.0663;0.0663 | 345;211;716 | (0.3660;67.1298;-0.1895) | 60 | 6.3535 | 49 | 76.5595 | 60 | EZpaque | [73,75] | [90,20] | 1 | 10 | 80 | abnormal | malrotation w volvus / ladd's bands | 4.7425 | 2.472 | 11.7236 | 18.1544 | 9.4628 | 171.791 | 1.3203e-15 | 1328.4958 | 1.3827 | 40.8524 | 385.8546 | 4.9213 | 745.7072 | 19.3457 | 83.209 | 1411.5836 | 2.9378 | 753.9706 | 91.4193 | 184.3307 | 8.9935 | 1026.441 | 8.4936 | 544.4182 | 1048.7845 | 598.1639 | 32.8526 | 16.513 | 98.5086 | 170.9996 | 182.3068 | 546.4269 | 107.753 | 174.7351 | 43.0595 | 425.2842 | 252.8586
1f37113 | UGI_a | 9 | 00m_051004_345x211x716.dat | 0.0663;0.0663;0.0663 | 345;211;716 | (0.3660;67.1298;-0.1895) | 80 | 2.9 | 44 | 76.5595 | 60 | EZpaque | [73,75] | [90,20] | 1 | 10 | 80 | abnormal | malrotation w volvus / ladd's bands | 4.7425 | 2.472 | 11.7236 | 18.1544 | 9.4628 | 171.791 | 1.9066e-15 | 997.9103 | 0.72517 | 21.0329 | 248.2922 | 2.346 | 477.2147 | 10.1265 | 45.8081 | 1055.0806 | 1.2993 | 526.3339 | 52.5862 | 110.8632 | 4.681 | 683.6309 | 4.494 | 329.4898 | 750.5569 | 362.6223 | 17.6635 | 8.2435 | 54.5426 | 113.9935 | 119.5236 | 414.3428 | 75.8926 | 152.3661 | 23.2993 | 300.8522 | 163.5061
1f37113 | UGI_a | 9 | 00m_051004_345x211x716.dat | 0.0663;0.0663;0.0663 | 345;211;716 | (0.3660;67.1298;-0.1895) | 80 | 7.702 | 57 | 76.5595 | 60 | EZpaque | [73,75] | [90,20] | 1 | 10 | 80 | abnormal | malrotation w volvus / ladd's bands | 4.7425 | 2.472 | 11.7236 | 18.1544 | 9.4628 | 171.791 | 1.2744e-15 | 1340.6429 | 1.9329 | 42.8362 | 413.3747 | 5.5212 | 793.2431 | 22.3315 | 89.7293 | 1399.3377 | 2.483 | 764.1704 | 96.5483 | 193.6301 | 10.292 | 1042.4607 | 10.4685 | 581.6358 | 1053.7602 | 637.0192 | 36.3586 | 19.855 | 106.4197 | 178.9122 | 189.7935 | 555.749 | 111.7907 | 173.7908 | 47.2854 | 433.1971 | 265.1359
1f37113 | UGI_a | 9 | 00m_051004_345x211x716.dat | 0.0663;0.0663;0.0663 | 345;211;716 | (0.3660;67.1298;-0.1895) | 80 | 8.502 | 60 | 76.5595 | 60 | EZpaque | [73,75] | [90,20] | 1 | 10 | 80 | abnormal | malrotation w volvus / ladd's bands | 4.7425 | 2.472 | 11.7236 | 18.1544 | 9.4628 | 171.791 | 1.2429e-15 | 1353.2153 | 2.1201 | 48.96 | 426.8674 | 5.8543 | 826.2184 | 23.0543 | 94.0629 | 1406.3977 | 5.2159 | 776.1899 | 99.9283 | 195.9865 | 11.7975 | 1063.2463 | 10.9937 | 604.2843 | 1065.5796 | 661.723 | 39.0597 | 21.1603 | 109.3659 | 184.0436 | 195.1102 | 561.2591 | 114.484 | 174.6788 | 50.1395 | 440.5827 | 273.2341
1f37113 | UGI_a | 1 | 01f_076010_393x248x546.dat | 0.0663;0.0663;0.1400 | 393;248;546 | (0.1319;69.1162;7.8738) | 110 | 3.9 | 52 | 81.5087 | 60 | EZpaque | [5] | [0] | 1 | 10 | 95 | abnormal | malrotation w volvus / ladd's bands | 5.6147 | 5.4587 | 30.649 | 22.8823 | 22.2466 | 509.0547 | 8.0851e-16 | 533.0892 | 3.3412 | 550.8255 | 328.6029 | 10.065 | 765.4538 | 72.4712 | 576.0569 | 559.9904 | 6.4123 | 948.2583 | 651.2566 | 375.8254 | 21.5061 | 274.6273 | 28.2766 | 345.5476 | 173.7509 | 339.4623 | 356.8523 | 100.9581 | 52.7894 | 194.8738 | 229.6498 | 319.0381 | 92.3033 | 186.2431 | 55.5563 | 303.8792 | 353.6541
1f37113 | UGI_a | 1 | 01f_076010_393x248x546.dat | 0.0663;0.0663;0.1400 | 393;248;546 | (0.1319;69.1162;7.8738) | 110 | 7.85 | 62 | 81.5087 | 60 | EZpaque | [5] | [0] | 1 | 10 | 95 | abnormal | malrotation w volvus / ladd's bands | 5.6147 | 5.4587 | 30.649 | 22.8823 | 22.2466 | 509.0547 | 6.457e-16 | 739.6499 | 5.7628 | 667.929 | 436.3654 | 16.8686 | 1016.3584 | 108.8838 | 776.6177 | 759.4424 | 6.1267 | 1203.3501 | 816.2802 | 504.7566 | 33.4553 | 410.8116 | 42.8498 | 475.966 | 270.5602 | 503.8273 | 481.7737 | 151.2055 | 83.759 | 271.0931 | 318.9233 | 404.7531 | 119.1853 | 204.772 | 86.2742 | 412.8319 | 465.1559
1f37113 | UGI_a | 1 | 01f_076010_393x248x546.dat | 0.0663;0.0663;0.1400 | 393;248;546 | (0.1319;69.1162;7.8738) | 110 | 9.9905 | 69 | 81.5087 | 60 | EZpaque | [5] | [0] | 1 | 10 | 95 | abnormal | malrotation w volvus / ladd's bands | 5.6147 | 5.4587 | 30.649 | 22.8823 | 22.2466 | 509.0547 | 6.2428e-16 | 800.5814 | 6.9987 | 707.0502 | 463.4431 | 19.6369 | 1087.1178 | 126.4185 | 828.149 | 810.4167 | 9.9166 | 1250.1846 | 847.8356 | 536.9033 | 37.1257 | 455.4499 | 47.3743 | 509.7041 | 307.9529 | 556.0612 | 513.2602 | 161.1767 | 94.6589 | 295.217 | 345.4883 | 427.1768 | 125.8265 | 207.1991 | 99.2625 | 443.1187 | 495.4281
1f37113 | UGI_a | 1 | 01f_076010_393x248x546.dat | 0.0663;0.0663;0.1400 | 393;248;546 | (0.1319;69.1162;7.8738) | 60 | 2.5 | 38 | 81.5087 | 60 | EZpaque | [5] | [0] | 1 | 10 | 95 | abnormal | malrotation w volvus / ladd's bands | 5.6147 | 5.4587 | 30.649 | 22.8823 | 22.2466 | 509.0547 | 1.0102e-15 | 362.6152 | 1.1684 | 457.3546 | 240.8724 | 4.3549 | 538.6814 | 38.6956 | 415.7706 | 399.5864 | 2.3713 | 753.7284 | 525.0808 | 273.904 | 13.2869 | 160.9709 | 15.6833 | 240.1498 | 91.27 | 205.6829 | 257.5416 | 61.8058 | 27.4201 | 131.8616 | 155.9119 | 251.8065 | 70.8887 | 171.9907 | 25.5898 | 213.7963 | 264.1753
1f37113 | UGI_a | 1 | 01f_076010_393x248x546.dat | 0.0663;0.0663;0.1400 | 393;248;546 | (0.1319;69.1162;7.8738) | 60 | 5.7448 | 47 | 81.5087 | 60 | EZpaque | [5] | [0] | 1 | 10 | 95 | abnormal | malrotation w volvus / ladd's bands | 5.6147 | 5.4587 | 30.649 | 22.8823 | 22.2466 | 509.0547 | 6.5597e-16 | 669.4928 | 3.4674 | 601.045 | 408.7203 | 12.5622 | 955.0376 | 98.1761 | 729.3732 | 706.0644 | 4.4435 | 1180.0464 | 798.0497 | 466.9391 | 28.3075 | 350.0138 | 35.1569 | 437.1513 | 216.9445 | 434.6665 | 448.2188 | 131.3299 | 66.1169 | 238.7171 | 285.1746 | 382.5139 | 112.2037 | 204.2493 | 64.3348 | 379.8172 | 430.2338
1f37113 | UGI_a | 1 | 01f_076010_393x248x546.dat | 0.0663;0.0663;0.1400 | 393;248;546 | (0.1319;69.1162;7.8738) | 60 | 6.3535 | 49 | 81.5087 | 60 | EZpaque | [5] | [0] | 1 | 10 | 95 | abnormal | malrotation w volvus / ladd's bands | 5.6147 | 5.4587 | 30.649 | 22.8823 | 22.2466 | 509.0547 | 6.2633e-16 | 714.2763 | 3.9997 | 622.535 | 429.297 | 12.7218 | 1016.8981 | 103.2018 | 768.7048 | 745.8094 | 6.5164 | 1227.2358 | 827.987 | 485.9927 | 29.2116 | 378.2214 | 38.2484 | 463.5603 | 237.2885 | 469.6115 | 471.4316 | 147.6259 | 74.0541 | 254.8469 | 304.8315 | 399.5884 | 117.559 | 207.2233 | 75.1621 | 402.1769 | 451.97
1f37113 | UGI_a | 1 | 01f_076010_393x248x546.dat | 0.0663;0.0663;0.1400 | 393;248;546 | (0.1319;69.1162;7.8738) | 80 | 2.9 | 44 | 81.5087 | 60 | EZpaque | [5] | [0] | 1 | 10 | 95 | abnormal | malrotation w volvus / ladd's bands | 5.6147 | 5.4587 | 30.649 | 22.8823 | 22.2466 | 509.0547 | 9.0448e-16 | 435.3233 | 2.0554 | 497.5139 | 279.4984 | 7.6771 | 636.2349 | 55.1158 | 483.9259 | 467.4855 | 3.6422 | 837.0912 | 578.3783 | 315.1655 | 18.3576 | 209.9445 | 21 | 285.0265 | 125.9623 | 262.8037 | 299.9854 | 79.0191 | 38.5902 | 158.8279 | 188.1773 | 279.4806 | 79.9274 | 177.9306 | 39.6771 | 252.374 | 302.6231
1f37113 | UGI_a | 1 | 01f_076010_393x248x546.dat | 0.0663;0.0663;0.1400 | 393;248;546 | (0.1319;69.1162;7.8738) | 80 | 7.702 | 57 | 81.5087 | 60 | EZpaque | [5] | [0] | 1 | 10 | 95 | abnormal | malrotation w volvus / ladd's bands | 5.6147 | 5.4587 | 30.649 | 22.8823 | 22.2466 | 509.0547 | 6.0454e-16 | 763.2129 | 5.5295 | 669.2401 | 453.9346 | 17.4547 | 1052.8067 | 111.7203 | 807.8752 | 791.0028 | 8.9806 | 1257.2609 | 848.8488 | 518.513 | 33.3049 | 422.4394 | 44.1098 | 495.1894 | 274.8883 | 520.7296 | 498.5473 | 159.2675 | 89.2436 | 279.8216 | 332.8754 | 420.0049 | 123.3434 | 209.1384 | 89.2899 | 427.3269 | 479.8137
1f37113 | UGI_a | 1 | 01f_076010_393x248x546.dat | 0.0663;0.0663;0.1400 | 393;248;546 | (0.1319;69.1162;7.8738) | 80 | 8.502 | 60 | 81.5087 | 60 | EZpaque | [5] | [0] | 1 | 10 | 95 | abnormal | malrotation w volvus / ladd's bands | 5.6147 | 5.4587 | 30.649 | 22.8823 | 22.2466 | 509.0547 | 5.8956e-16 | 792.8429 | 6.1201 | 685.0849 | 468.0594 | 18.1592 | 1102.0386 | 122.647 | 835.2812 | 817.624 | 8.2476 | 1283.9194 | 866.0837 | 535.5162 | 36.1133 | 446.4332 | 46.3174 | 513.2624 | 292.3696 | 547.8644 | 513.1437 | 167.4667 | 93.5678 | 292.6973 | 347.871 | 429.0357 | 126.9003 | 210.5788 | 98.8242 | 443.8517 | 495.5764
1f37113 | UGI_a | 2 | 01f_076010_393x248x546.dat | 0.0663;0.0663;0.1400 | 393;248;546 | (0.1319;69.1162;6.1814) | 110 | 3.9 | 52 | 81.5087 | 60 | EZpaque | [5] | [0] | 0 | 10 | 95 | abnormal | malrotation w volvus / ladd's bands | 5.6147 | 2.7899 | 15.6647 | 22.8823 | 11.3702 | 260.1769 | 1.2485e-15 | 434.2074 | 0.91511 | 69.6951 | 161.7164 | 2.9849 | 666.3695 | 36.1151 | 111.5435 | 475.7219 | 1.2228 | 819.155 | 118.4879 | 60.9957 | 6.7552 | 223.3433 | 6.5652 | 156.5422 | 127.3147 | 265.3543 | 34.1359 | 20.6683 | 24.4161 | 83.2047 | 98.2195 | 129.6509 | 48.321 | 102.0103 | 25.3436 | 170.9506 | 146.3048
1f37113 | UGI_a | 2 | 01f_076010_393x248x546.dat | 0.0663;0.0663;0.1400 | 393;248;546 | (0.1319;69.1162;6.1814) | 110 | 7.85 | 62 | 81.5087 | 60 | EZpaque | [5] | [0] | 0 | 10 | 95 | abnormal | malrotation w volvus / ladd's bands | 5.6147 | 2.7899 | 15.6647 | 22.8823 | 11.3702 | 260.1769 | 9.9715e-16 | 598.4648 | 1.6099 | 95.3807 | 221.3305 | 4.7798 | 879.8464 | 52.669 | 163.4857 | 640.1636 | 3.0744 | 1027.126 | 163.4556 | 89.9051 | 10.0637 | 331.1233 | 10.6975 | 221.5511 | 199.3379 | 391.7059 | 52.7954 | 32.5136 | 38.7404 | 117.2856 | 138.405 | 173.0509 | 62.0088 | 111.9557 | 40.2878 | 234.6735 | 201.2314
1f37113 | UGI_a | 2 | 01f_076010_393x248x546.dat | 0.0663;0.0663;0.1400 | 393;248;546 | (0.1319;69.1162;6.1814) | 110 | 9.9905 | 69 | 81.5087 | 60 | EZpaque | [5] | [0] | 0 | 10 | 95 | abnormal | malrotation w volvus / ladd's bands | 5.6147 | 2.7899 | 15.6647 | 22.8823 | 11.3702 | 260.1769 | 9.6414e-16 | 645.2288 | 2.0003 | 103.6739 | 237.2169 | 5.8747 | 937.9978 | 60.2237 | 179.6422 | 681.3543 | 1.9817 | 1063.6437 | 175.0059 | 100.5675 | 11.1384 | 366.9389 | 12.6299 | 239.2083 | 227.3947 | 431.0583 | 61.1717 | 38.5754 | 44.7073 | 128.6124 | 151.1204 | 183.0289 | 65.4758 | 113.3016 | 46.0473 | 253.1031 | 216.9486
1f37113 | UGI_a | 2 | 01f_076010_393x248x546.dat | 0.0663;0.0663;0.1400 | 393;248;546 | (0.1319;69.1162;6.1814) | 60 | 2.5 | 38 | 81.5087 | 60 | EZpaque | [5] | [0] | 0 | 10 | 95 | abnormal | malrotation w volvus / ladd's bands | 5.6147 | 2.7899 | 15.6647 | 22.8823 | 11.3702 | 260.1769 | 1.5598e-15 | 302.0908 | 0.2842 | 45.279 | 113.8354 | 1.1193 | 484.6468 | 16.4656 | 67.1434 | 345.5068 | 0.85748 | 661.9456 | 81.6453 | 36.0624 | 3.4326 | 132.8315 | 3.0796 | 103.411 | 66.342 | 159.476 | 17.6171 | 10.202 | 11.6688 | 54.7932 | 64.7181 | 95.178 | 37.4588 | 94.688 | 11.7682 | 118.1519 | 100.5218
1f37113 | UGI_a | 2 | 01f_076010_393x248x546.dat | 0.0663;0.0663;0.1400 | 393;248;546 | (0.1319;69.1162;6.1814) | 60 | 5.7448 | 47 | 81.5087 | 60 | EZpaque | [5] | [0] | 0 | 10 | 95 | abnormal | malrotation w volvus / ladd's bands | 5.6147 | 2.7899 | 15.6647 | 22.8823 | 11.3702 | 260.1769 | 1.0128e-15 | 545.0047 | 0.86405 | 83.3482 | 204.1003 | 3.4017 | 838.8728 | 42.6032 | 144.1695 | 598.5376 | 1.4169 | 1011.6157 | 151.5844 | 76.4557 | 7.4279 | 282.3263 | 7.6722 | 200.5657 | 157.0542 | 337.3007 | 42.4511 | 25.4681 | 29.7028 | 101.4644 | 121.294 | 160.6943 | 58.5464 | 111.8305 | 28.7915 | 214.6216 | 182.6449
1f37113 | UGI_a | 2 | 01f_076010_393x248x546.dat | 0.0663;0.0663;0.1400 | 393;248;546 | (0.1319;69.1162;6.1814) | 60 | 6.3535 | 49 | 81.5087 | 60 | EZpaque | [5] | [0] | 0 | 10 | 95 | abnormal | malrotation w volvus / ladd's bands | 5.6147 | 2.7899 | 15.6647 | 22.8823 | 11.3702 | 260.1769 | 9.6706e-16 | 579.0111 | 1.0149 | 89.4503 | 216.8629 | 3.5888 | 877.1821 | 48.0569 | 155.8637 | 630.8071 | 1.8364 | 1048.8463 | 161.3649 | 82.7816 | 8.7824 | 305.4197 | 8.7787 | 214.3605 | 173.2876 | 362.9444 | 47.0249 | 28.7996 | 32.9244 | 108.7286 | 130.1719 | 168.6491 | 61.2221 | 113.6346 | 33.9719 | 227.5303 | 194.1404
1f37113 | UGI_a | 2 | 01f_076010_393x248x546.dat | 0.0663;0.0663;0.1400 | 393;248;546 | (0.1319;69.1162;6.1814) | 80 | 2.9 | 44 | 81.5087 | 60 | EZpaque | [5] | [0] | 0 | 10 | 95 | abnormal | malrotation w volvus / ladd's bands | 5.6147 | 2.7899 | 15.6647 | 22.8823 | 11.3702 | 260.1769 | 1.3966e-15 | 357.7295 | 0.53358 | 55.4684 | 134.597 | 1.5665 | 557.0259 | 25.4644 | 87.1895 | 400.6047 | 1.0072 | 728.4763 | 97.8868 | 46.1438 | 4.8094 | 171.565 | 4.5391 | 126.8568 | 91.9367 | 204.0793 | 24.6174 | 15.6206 | 17.2481 | 66.9825 | 79.387 | 110.0156 | 42.1164 | 97.9647 | 17.8768 | 140.2174 | 120.0687
1f37113 | UGI_a | 2 | 01f_076010_393x248x546.dat | 0.0663;0.0663;0.1400 | 393;248;546 | (0.1319;69.1162;6.1814) | 80 | 7.702 | 57 | 81.5087 | 60 | EZpaque | [5] | [0] | 0 | 10 | 95 | abnormal | malrotation w volvus / ladd's bands | 5.6147 | 2.7899 | 15.6647 | 22.8823 | 11.3702 | 260.1769 | 9.3353e-16 | 615.6712 | 1.4884 | 99.1662 | 230.3826 | 5.2059 | 916.7636 | 55.8234 | 171.9595 | 665.0642 | 0.98646 | 1070.0414 | 171.9273 | 94.0951 | 9.7368 | 340.1376 | 10.6184 | 231.7002 | 201.2782 | 401.6779 | 55.0125 | 34.018 | 39.7972 | 120.8106 | 144.0874 | 179.4538 | 64.1827 | 114.2078 | 40.3017 | 243.2916 | 208.7587
1f37113 | UGI_a | 2 | 01f_076010_393x248x546.dat | 0.0663;0.0663;0.1400 | 393;248;546 | (0.1319;69.1162;6.1814) | 80 | 8.502 | 60 | 81.5087 | 60 | EZpaque | [5] | [0] | 0 | 10 | 95 | abnormal | malrotation w volvus / ladd's bands | 5.6147 | 2.7899 | 15.6647 | 22.8823 | 11.3702 | 260.1769 | 9.1044e-16 | 641.3908 | 1.6659 | 102.7225 | 238.8177 | 5.5671 | 949.3945 | 57.2941 | 180.6153 | 685.556 | 2.0297 | 1090.1831 | 178.6602 | 99.8096 | 10.6121 | 357.6389 | 11.6844 | 242.0798 | 214.6976 | 421.2563 | 58.5846 | 35.6167 | 43.3876 | 126.8258 | 151.179 | 186.1766 | 65.9933 | 115.3239 | 43.5008 | 253.1082 | 216.7088
1f37113 | UGI_a | 5 | 01f_076010_393x248x546.dat | 0.0663;0.0663;0.1400 | 393;248;546 | (0.1319;69.1162;6.1814) | 110 | 3.9 | 52 | 81.5087 | 60 | EZpaque | [110,73] | [100,60] | 1 | 10 | 95 | abnormal | malrotation w volvus / ladd's bands | 5.6147 | 2.7899 | 15.6647 | 22.8823 | 11.3702 | 260.1769 | 1.2485e-15 | 427.5433 | 0.83453 | 67.868 | 154.0271 | 2.7628 | 661.892 | 34.9465 | 104.0544 | 467.1354 | 1.2228 | 814.9099 | 110.8947 | 725.9458 | 6.4567 | 191 | 6.0446 | 151.7363 | 67.4988 | 208.4772 | 31.3453 | 19.2274 | 23.3908 | 80.9173 | 95.5431 | 126.4912 | 47.2723 | 101.0565 | 24.5827 | 216.865 | 168.8554
1f37113 | UGI_a | 5 | 01f_076010_393x248x546.dat | 0.0663;0.0663;0.1400 | 393;248;546 | (0.1319;69.1162;6.1814) | 110 | 7.85 | 62 | 81.5087 | 60 | EZpaque | [110,73] | [100,60] | 1 | 10 | 95 | abnormal | malrotation w volvus / ladd's bands | 5.6147 | 2.7899 | 15.6647 | 22.8823 | 11.3702 | 260.1769 | 9.9715e-16 | 588.0452 | 1.4591 | 92.7201 | 209.7676 | 4.3874 | 875.1731 | 50.7044 | 152.0431 | 626.9861 | 2.9819 | 1020.6074 | 151.8726 | 1206.6373 | 9.3405 | 283.5979 | 9.7219 | 214.0197 | 106.9547 | 313.6635 | 48.4841 | 29.3927 | 37.1849 | 113.4777 | 133.9334 | 167.488 | 60.3222 | 110.4296 | 39.1465 | 312.7722 | 241.6775
1f37113 | UGI_a | 5 | 01f_076010_393x248x546.dat | 0.0663;0.0663;0.1400 | 393;248;546 | (0.1319;69.1162;6.1814) | 110 | 9.9905 | 69 | 81.5087 | 60 | EZpaque | [110,73] | [100,60] | 1 | 10 | 95 | abnormal | malrotation w volvus / ladd's bands | 5.6147 | 2.7899 | 15.6647 | 22.8823 | 11.3702 | 260.1769 | 9.6414e-16 | 632.5957 | 1.8098 | 100.4565 | 224.2935 | 5.2573 | 931.1627 | 57.777 | 166.4076 | 665.9727 | 1.4906 | 1055.9684 | 162.1655 | 1436.7228 | 10.3381 | 314.6124 | 11.5429 | 230.7552 | 123.2706 | 348.6532 | 55.8613 | 34.6579 | 42.7677 | 124.1107 | 145.8279 | 176.7896 | 63.5222 | 111.4574 | 44.6782 | 346.8598 | 266.9179
1f37113 | UGI_a | 5 | 01f_076010_393x248x546.dat | 0.0663;0.0663;0.1400 | 393;248;546 | (0.1319;69.1162;6.1814) | 60 | 2.5 | 38 | 81.5087 | 60 | EZpaque | [110,73] | [100,60] | 1 | 10 | 95 | abnormal | malrotation w volvus / ladd's bands | 5.6147 | 2.7899 | 15.6647 | 22.8823 | 11.3702 | 260.1769 | 1.5598e-15 | 298.4878 | 0.26636 | 44.5372 | 109.463 | 1.083 | 483.1722 | 15.9136 | 63.1147 | 340.9357 | 1.0521 | 659.7659 | 77.5678 | 297.2184 | 3.3101 | 113.2969 | 2.9118 | 101.0517 | 34.5103 | 119.8939 | 16.4169 | 9.4256 | 11.3765 | 53.8634 | 63.6429 | 93.3759 | 36.9874 | 94.2638 | 11.2688 | 135.3654 | 106.8783
1f37113 | UGI_a | 5 | 01f_076010_393x248x546.dat | 0.0663;0.0663;0.1400 | 393;248;546 | (0.1319;69.1162;6.1814) | 60 | 5.7448 | 47 | 81.5087 | 60 | EZpaque | [110,73] | [100,60] | 1 | 10 | 95 | abnormal | malrotation w volvus / ladd's bands | 5.6147 | 2.7899 | 15.6647 | 22.8823 | 11.3702 | 260.1769 | 1.0128e-15 | 537.2147 | 0.79936 | 81.5059 | 194.2764 | 3.2118 | 836.0688 | 41.1923 | 134.9084 | 588.0226 | 1.1248 | 1007.4689 | 142.0764 | 795.7168 | 7.1296 | 239.9206 | 7.0807 | 194.9182 | 80.714 | 262.5304 | 39.1149 | 22.5278 | 28.596 | 98.8935 | 118.2775 | 156.8273 | 57.3251 | 110.7282 | 27.5227 | 263.5535 | 204.9769
1f37113 | UGI_a | 5 | 01f_076010_393x248x546.dat | 0.0663;0.0663;0.1400 | 393;248;546 | (0.1319;69.1162;6.1814) | 60 | 6.3535 | 49 | 81.5087 | 60 | EZpaque | [110,73] | [100,60] | 1 | 10 | 95 | abnormal | malrotation w volvus / ladd's bands | 5.6147 | 2.7899 | 15.6647 | 22.8823 | 11.3702 | 260.1769 | 9.6706e-16 | 570.5215 | 0.93547 | 87.5517 | 205.9536 | 3.2783 | 873.749 | 46.5275 | 145.368 | 619.205 | 1.8364 | 1044.2964 | 150.7452 | 903.5816 | 8.5601 | 259.249 | 8.1206 | 208.1975 | 89.3696 | 284.0767 | 43.0437 | 26.1596 | 31.6319 | 105.8194 | 126.7494 | 164.3083 | 59.8441 | 112.386 | 33.0434 | 283.6177 | 220.5626
1f37113 | UGI_a | 5 | 01f_076010_393x248x546.dat | 0.0663;0.0663;0.1400 | 393;248;546 | (0.1319;69.1162;6.1814) | 80 | 2.9 | 44 | 81.5087 | 60 | EZpaque | [110,73] | [100,60] | 1 | 10 | 95 | abnormal | malrotation w volvus / ladd's bands | 5.6147 | 2.7899 | 15.6647 | 22.8823 | 11.3702 | 260.1769 | 1.3966e-15 | 353.1685 | 0.49196 | 54.4317 | 128.7471 | 1.4877 | 554.3909 | 24.4885 | 81.5974 | 394.3252 | 0.71429 | 725.5406 | 92.3161 | 478.4214 | 4.6307 | 146.1607 | 4.2477 | 123.4128 | 47.8457 | 157.7243 | 22.6247 | 14.2201 | 16.7169 | 65.4615 | 77.6114 | 107.5131 | 41.3979 | 97.3074 | 17.1415 | 169.5652 | 133.3411
1f37113 | UGI_a | 5 | 01f_076010_393x248x546.dat | 0.0663;0.0663;0.1400 | 393;248;546 | (0.1319;69.1162;6.1814) | 80 | 7.702 | 57 | 81.5087 | 60 | EZpaque | [110,73] | [100,60] | 1 | 10 | 95 | abnormal | malrotation w volvus / ladd's bands | 5.6147 | 2.7899 | 15.6647 | 22.8823 | 11.3702 | 260.1769 | 9.3353e-16 | 606.1268 | 1.3566 | 96.5942 | 217.9888 | 4.8039 | 910.5935 | 53.8277 | 159.5657 | 651.3742 | 0.90308 | 1063.8284 | 159.7049 | 1209.7042 | 9.1312 | 289.2128 | 9.7473 | 223.8912 | 104.5382 | 318.6922 | 50.5723 | 30.1157 | 38.2846 | 116.9711 | 139.5615 | 174.2746 | 62.4514 | 112.622 | 38.7688 | 320.8757 | 248.3156
1f37113 | UGI_a | 5 | 01f_076010_393x248x546.dat | 0.0663;0.0663;0.1400 | 393;248;546 | (0.1319;69.1162;6.1814) | 80 | 8.502 | 60 | 81.5087 | 60 | EZpaque | [110,73] | [100,60] | 1 | 10 | 95 | abnormal | malrotation w volvus / ladd's bands | 5.6147 | 2.7899 | 15.6647 | 22.8823 | 11.3702 | 260.1769 | 9.1044e-16 | 630.5828 | 1.5109 | 99.8832 | 226.0217 | 5.1047 | 944.1663 | 55.6795 | 167.4569 | 670.9807 | 1.9123 | 1083.4061 | 165.4139 | 1336.0523 | 9.8763 | 304.456 | 10.6501 | 233.5895 | 111.4512 | 336.067 | 53.7617 | 31.6549 | 41.4216 | 122.5974 | 146.1857 | 180.1972 | 64.0959 | 113.5617 | 41.8346 | 339.5131 | 261.6144
1f37113 | UGI_a | 6 | 01f_076010_393x248x546.dat | 0.0663;0.0663;0.1400 | 393;248;546 | (0.1319;69.1162;6.1814) | 110 | 3.9 | 52 | 81.5087 | 60 | EZpaque | [73,75] | [100,10] | 1 | 15 | 95 | abnormal | malrotation w volvus / ladd's bands | 5.6147 | 2.7899 | 15.6647 | 22.8823 | 11.3702 | 260.1769 | 1.2485e-15 | 427.1909 | 0.86633 | 67.6534 | 148.3802 | 2.8801 | 664.2309 | 28.2263 | 105.1197 | 465.093 | 1.2008 | 814.2691 | 111.5034 | 57.6148 | 6.5135 | 180.0908 | 6.1805 | 138.8407 | 64.4407 | 200.4435 | 32.272 | 19.8505 | 19.0888 | 80.4341 | 94.6972 | 123.4216 | 46.9892 | 100.8246 | 20.8429 | 164.2415 | 133.4354
1f37113 | UGI_a | 6 | 01f_076010_393x248x546.dat | 0.0663;0.0663;0.1400 | 393;248;546 | (0.1319;69.1162;6.1814) | 110 | 7.85 | 62 | 81.5087 | 60 | EZpaque | [73,75] | [100,10] | 1 | 15 | 95 | abnormal | malrotation w volvus / ladd's bands | 5.6147 | 2.7899 | 15.6647 | 22.8823 | 11.3702 | 260.1769 | 9.9715e-16 | 585.9993 | 1.5199 | 92.7492 | 202.3264 | 4.5545 | 877.3292 | 44.3463 | 152.9658 | 624.0578 | 3.4106 | 1019.6045 | 152.5847 | 84.9059 | 9.5563 | 269.608 | 10.0717 | 201.2433 | 101.7298 | 302.1507 | 49.8189 | 30.5691 | 31.3964 | 112.717 | 132.6079 | 164.4998 | 59.8831 | 110.073 | 33.1053 | 224.6799 | 183.2144
1f37113 | UGI_a | 6 | 01f_076010_393x248x546.dat | 0.0663;0.0663;0.1400 | 393;248;546 | (0.1319;69.1162;6.1814) | 110 | 9.9905 | 69 | 81.5087 | 60 | EZpaque | [73,75] | [100,10] | 1 | 15 | 95 | abnormal | malrotation w volvus / ladd's bands | 5.6147 | 2.7899 | 15.6647 | 22.8823 | 11.3702 | 260.1769 | 9.6414e-16 | 630.511 | 1.8807 | 100.135 | 216.4834 | 5.5183 | 935.1559 | 49.7377 | 167.3722 | 662.8507 | 1.5626 | 1054.6201 | 162.5181 | 94.3962 | 10.4508 | 300.8696 | 11.8655 | 219.8128 | 116.3111 | 335.543 | 57.2272 | 36.1888 | 36.0156 | 123.2472 | 144.3349 | 174.2336 | 63.0216 | 111.0371 | 38.4654 | 241.9685 | 197.1064
1f37113 | UGI_a | 6 | 01f_076010_393x248x546.dat | 0.0663;0.0663;0.1400 | 393;248;546 | (0.1319;69.1162;6.1814) | 60 | 2.5 | 38 | 81.5087 | 60 | EZpaque | [73,75] | [100,10] | 1 | 15 | 95 | abnormal | malrotation w volvus / ladd's bands | 5.6147 | 2.7899 | 15.6647 | 22.8823 | 11.3702 | 260.1769 | 1.5598e-15 | 298.1031 | 0.27541 | 44.4866 | 105.5395 | 1.1179 | 484.2301 | 13.555 | 64.0738 | 339.5252 | 0.85748 | 659.3812 | 78.1897 | 34.434 | 3.3334 | 105.6356 | 2.9721 | 88.6206 | 33.7127 | 116.1306 | 17.0138 | 9.8346 | 8.973 | 53.6295 | 63.2312 | 91.2613 | 36.8282 | 94.1578 | 8.5511 | 114.2481 | 92.6626
1f37113 | UGI_a | 6 | 01f_076010_393x248x546.dat | 0.0663;0.0663;0.1400 | 393;248;546 | (0.1319;69.1162;6.1814) | 60 | 5.7448 | 47 | 81.5087 | 60 | EZpaque | [73,75] | [100,10] | 1 | 15 | 95 | abnormal | malrotation w volvus / ladd's bands | 5.6147 | 2.7899 | 15.6647 | 22.8823 | 11.3702 | 260.1769 | 1.0128e-15 | 536.0497 | 0.82968 | 81.6925 | 185.9335 | 3.4113 | 837.8559 | 32.6578 | 136.577 | 585.7813 | 1.1248 | 1007.1727 | 143.0045 | 72.8875 | 7.1506 | 224.775 | 7.288 | 175.7936 | 78.7295 | 253.6345 | 40.5347 | 24.4127 | 22.593 | 98.2643 | 117.1674 | 152.729 | 56.9064 | 110.4343 | 22.9968 | 206.2359 | 166.3043
1f37113 | UGI_a | 6 | 01f_076010_393x248x546.dat | 0.0663;0.0663;0.1400 | 393;248;546 | (0.1319;69.1162;6.1814) | 60 | 6.3535 | 49 | 81.5087 | 60 | EZpaque | [73,75] | [100,10] | 1 | 15 | 95 | abnormal | malrotation w volvus / ladd's bands | 5.6147 | 2.7899 | 15.6647 | 22.8823 | 11.3702 | 260.1769 | 9.6706e-16 | 569.1669 | 0.9713 | 87.4194 | 197.0193 | 3.3387 | 877.3372 | 34.3235 | 147.2293 | 616.6302 | 1.8364 | 1043.8828 | 151.7792 | 78.0766 | 8.6757 | 243.3865 | 8.3492 | 188.9226 | 87.256 | 275.0494 | 44.8523 | 27.6311 | 25.0294 | 105.1048 | 125.4868 | 160.1226 | 59.3966 | 112.0525 | 26.1834 | 218.2873 | 176.3584
1f37113 | UGI_a | 6 | 01f_076010_393x248x546.dat | 0.0663;0.0663;0.1400 | 393;248;546 | (0.1319;69.1162;6.1814) | 80 | 2.9 | 44 | 81.5087 | 60 | EZpaque | [73,75] | [100,10] | 1 | 15 | 95 | abnormal | malrotation w volvus / ladd's bands | 5.6147 | 2.7899 | 15.6647 | 22.8823 | 11.3702 | 260.1769 | 1.3966e-15 | 352.5957 | 0.509 | 54.4632 | 123.9641 | 1.5177 | 554.0257 | 19.7879 | 82.6929 | 392.6927 | 0.71429 | 725.1826 | 92.9248 | 43.9807 | 4.6828 | 137.0672 | 4.3769 | 110.5818 | 46.4552 | 152.1609 | 23.4546 | 15.1624 | 13.5585 | 65.1246 | 77.0104 | 105.0173 | 41.1702 | 97.1298 | 14.2008 | 134.9705 | 110.1216
1f37113 | UGI_a | 6 | 01f_076010_393x248x546.dat | 0.0663;0.0663;0.1400 | 393;248;546 | (0.1319;69.1162;6.1814) | 80 | 7.702 | 57 | 81.5087 | 60 | EZpaque | [73,75] | [100,10] | 1 | 15 | 95 | abnormal | malrotation w volvus / ladd's bands | 5.6147 | 2.7899 | 15.6647 | 22.8823 | 11.3702 | 260.1769 | 9.3353e-16 | 604.5093 | 1.4171 | 96.4743 | 209.7192 | 4.9797 | 915.8852 | 43.3792 | 161.0868 | 648.482 | 0.95058 | 1062.9715 | 160.6048 | 88.5195 | 9.294 | 274.7945 | 10.033 | 208.6266 | 101.0333 | 307.2197 | 52.0827 | 32.3684 | 31.5479 | 116.1723 | 138.132 | 170.0189 | 61.9786 | 112.2411 | 33.4953 | 233.0851 | 189.4979
1f37113 | UGI_a | 6 | 01f_076010_393x248x546.dat | 0.0663;0.0663;0.1400 | 393;248;546 | (0.1319;69.1162;6.1814) | 80 | 8.502 | 60 | 81.5087 | 60 | EZpaque | [73,75] | [100,10] | 1 | 15 | 95 | abnormal | malrotation w volvus / ladd's bands | 5.6147 | 2.7899 | 15.6647 | 22.8823 | 11.3702 | 260.1769 | 9.1044e-16 | 628.3202 | 1.5784 | 99.4724 | 217.3556 | 5.3148 | 946.2752 | 46.004 | 168.7859 | 667.8174 | 1.9618 | 1082.4945 | 166.3585 | 94.4002 | 10.1106 | 289.683 | 11.0507 | 218.9702 | 107.5168 | 324.1717 | 55.2632 | 33.6462 | 34.3283 | 121.7393 | 144.6606 | 175.957 | 63.5856 | 113.1166 | 35.0774 | 241.9927 | 196.71
1f37113 | UGI_a | 7 | 01f_076010_393x248x546.dat | 0.0663;0.0663;0.1400 | 393;248;546 | (0.1855;68.2875;4.7075) | 110 | 3.9 | 52 | 81.3761 | 60 | EZpaque | [73,75] | [90,20] | 1 | 20 | 95 | abnormal | malrotation w volvus / ladd's bands | 6.6306 | 3.791 | 25.1366 | 26.9788 | 15.4248 | 416.1412 | 8.4893e-16 | 967.5556 | 0.97948 | 62.0049 | 218.5331 | 2.7771 | 524.6703 | 76.6503 | 103.9917 | 1039.6226 | 0.46119 | 502.9018 | 160.5898 | 71.9209 | 4.9335 | 633.395 | 6.5052 | 337.3175 | 778.5655 | 382.1503 | 35.3667 | 22.0288 | 54.572 | 170.5289 | 207.6877 | 283.8153 | 46.6055 | 145.8226 | 60.0507 | 290.5755 | 189.9248
1f37113 | UGI_a | 7 | 01f_076010_393x248x546.dat | 0.0663;0.0663;0.1400 | 393;248;546 | (0.1855;68.2875;4.7075) | 110 | 7.85 | 62 | 81.3761 | 60 | EZpaque | [73,75] | [90,20] | 1 | 20 | 95 | abnormal | malrotation w volvus / ladd's bands | 6.6306 | 3.791 | 25.1366 | 26.9788 | 15.4248 | 416.1412 | 6.7802e-16 | 1202.8223 | 1.7163 | 96.0013 | 316.7891 | 5.0987 | 745.315 | 125.3189 | 153.6823 | 1294.2057 | 2.3184 | 676.4824 | 213.0167 | 103.8241 | 8.2667 | 850.6213 | 10.669 | 480.5006 | 972.4905 | 537.6964 | 53.7003 | 35.2761 | 86.4662 | 230.7594 | 282.2425 | 374.1936 | 62.3989 | 158.5154 | 96.5264 | 381.2118 | 263.6959
1f37113 | UGI_a | 7 | 01f_076010_393x248x546.dat | 0.0663;0.0663;0.1400 | 393;248;546 | (0.1855;68.2875;4.7075) | 110 | 9.9905 | 69 | 81.3761 | 60 | EZpaque | [73,75] | [90,20] | 1 | 20 | 95 | abnormal | malrotation w volvus / ladd's bands | 6.6306 | 3.791 | 25.1366 | 26.9788 | 15.4248 | 416.1412 | 6.556e-16 | 1236.9471 | 2.1428 | 108.687 | 350.1384 | 5.9131 | 792.986 | 135.6304 | 169.6161 | 1329.5496 | 3.9489 | 720.7466 | 224.1313 | 116.9772 | 9.4611 | 901.1773 | 12.9936 | 528.3268 | 1000.659 | 583.4216 | 61.6094 | 37.0684 | 98.0128 | 247.162 | 301.2502 | 397.2115 | 66.9853 | 160.0898 | 109.5336 | 400.2985 | 284.188
1f37113 | UGI_a | 7 | 01f_076010_393x248x546.dat | 0.0663;0.0663;0.1400 | 393;248;546 | (0.1855;68.2875;4.7075) | 60 | 2.5 | 38 | 81.3761 | 60 | EZpaque | [73,75] | [90,20] | 1 | 20 | 95 | abnormal | malrotation w volvus / ladd's bands | 6.6306 | 3.791 | 25.1366 | 26.9788 | 15.4248 | 416.1412 | 1.0606e-15 | 787.1462 | 0.30586 | 33.7507 | 136.5511 | 1.0157 | 363.8596 | 45.1817 | 62.8184 | 851.8437 | 0.73546 | 364.9344 | 119.118 | 43.7769 | 2.1478 | 461.0849 | 2.8748 | 218.229 | 633.9918 | 253.906 | 18.3665 | 11.1538 | 29.376 | 121.7621 | 147.2487 | 208.889 | 33.8703 | 136.2649 | 31.5888 | 220.571 | 130.7302
1f37113 | UGI_a | 7 | 01f_076010_393x248x546.dat | 0.0663;0.0663;0.1400 | 393;248;546 | (0.1855;68.2875;4.7075) | 60 | 5.7448 | 47 | 81.3761 | 60 | EZpaque | [73,75] | [90,20] | 1 | 20 | 95 | abnormal | malrotation w volvus / ladd's bands | 6.6306 | 3.791 | 25.1366 | 26.9788 | 15.4248 | 416.1412 | 6.8869e-16 | 1178.7232 | 0.92527 | 72.9839 | 267.19 | 2.6318 | 663.815 | 95.6953 | 132.8705 | 1295.3076 | 0.722 | 631.0715 | 202.8211 | 92.0129 | 5.3869 | 808.7142 | 7.9068 | 421.7453 | 970.5732 | 486.303 | 43.9155 | 24.962 | 68.8442 | 211.7349 | 261.8542 | 349.3244 | 56.6739 | 159.1711 | 74.934 | 362.0724 | 237.0025
1f37113 | UGI_a | 7 | 01f_076010_393x248x546.dat | 0.0663;0.0663;0.1400 | 393;248;546 | (0.1855;68.2875;4.7075) | 60 | 6.3535 | 49 | 81.3761 | 60 | EZpaque | [73,75] | [90,20] | 1 | 20 | 95 | abnormal | malrotation w volvus / ladd's bands | 6.6306 | 3.791 | 25.1366 | 26.9788 | 15.4248 | 416.1412 | 6.5757e-16 | 1224.6543 | 1.083 | 79.0051 | 287.059 | 3.6419 | 710.1197 | 107.3932 | 144.0618 | 1340.5515 | 1.9031 | 664.7554 | 213.7583 | 98.8434 | 5.8554 | 850.6077 | 8.6981 | 451.9552 | 1004.2199 | 517.059 | 48.0834 | 30.1643 | 76.2799 | 224.2224 | 277.9927 | 366.4554 | 59.904 | 161.9124 | 86.3124 | 380.2102 | 252.0477
1f37113 | UGI_a | 7 | 01f_076010_393x248x546.dat | 0.0663;0.0663;0.1400 | 393;248;546 | (0.1855;68.2875;4.7075) | 80 | 2.9 | 44 | 81.3761 | 60 | EZpaque | [73,75] | [90,20] | 1 | 20 | 95 | abnormal | malrotation w volvus / ladd's bands | 6.6306 | 3.791 | 25.1366 | 26.9788 | 15.4248 | 416.1412 | 9.4962e-16 | 860.5165 | 0.55752 | 45.9786 | 170.3847 | 1.6039 | 432.6066 | 55.3024 | 80.7295 | 933.3039 | 0.77432 | 423.1607 | 137.0133 | 56.7756 | 3.1279 | 535.3955 | 4.49 | 269.172 | 695.3234 | 308.6301 | 25.2892 | 15.9138 | 40.1878 | 142.8394 | 173.983 | 239.4856 | 39.2269 | 140.4901 | 43.2617 | 250.2251 | 155.6695
1f37113 | UGI_a | 7 | 01f_076010_393x248x546.dat | 0.0663;0.0663;0.1400 | 393;248;546 | (0.1855;68.2875;4.7075) | 80 | 7.702 | 57 | 81.3761 | 60 | EZpaque | [73,75] | [90,20] | 1 | 20 | 95 | abnormal | malrotation w volvus / ladd's bands | 6.6306 | 3.791 | 25.1366 | 26.9788 | 15.4248 | 416.1412 | 6.3475e-16 | 1250.7363 | 1.5937 | 93.1526 | 322.2035 | 4.4168 | 762.2007 | 125.7983 | 159.5736 | 1355.9424 | 1.2667 | 700.602 | 223.4881 | 107.4337 | 8.1468 | 886.5323 | 10.9625 | 495.8771 | 1013.7942 | 555.9633 | 55.8169 | 34.9773 | 88.8974 | 240.2582 | 297.0195 | 385.3079 | 64.1821 | 162.3372 | 98.498 | 395.6311 | 271.743
1f37113 | UGI_a | 7 | 01f_076010_393x248x546.dat | 0.0663;0.0663;0.1400 | 393;248;546 | (0.1855;68.2875;4.7075) | 80 | 8.502 | 60 | 81.3761 | 60 | EZpaque | [73,75] | [90,20] | 1 | 20 | 95 | abnormal | malrotation w volvus / ladd's bands | 6.6306 | 3.791 | 25.1366 | 26.9788 | 15.4248 | 416.1412 | 6.1905e-16 | 1271.7256 | 1.7908 | 101.7642 | 338.1156 | 4.9607 | 786.5779 | 134.4805 | 167.8705 | 1378.1146 | 1.213 | 723.1903 | 229.9819 | 116.2073 | 9.2686 | 913.0462 | 11.8598 | 519.1999 | 1031.486 | 580.2775 | 59.2619 | 36.8113 | 94.4191 | 249.3977 | 308.3099 | 397.838 | 66.5484 | 163.2896 | 105.7962 | 406.3213 | 283.1391
1f37113 | UGI_a | 8 | 01f_076010_393x248x546.dat | 0.0663;0.0663;0.1400 | 393;248;546 | (-0.1590;68.6569;4.7351) | 110 | 3.9 | 52 | 81.4785 | 60 | EZpaque | [73,75] | [90,20] | 1 | 15 | 95 | abnormal | malrotation w volvus / ladd's bands | 6.6625 | 3.7644 | 25.0802 | 27.1427 | 15.3357 | 416.2522 | 8.4578e-16 | 932.4728 | 0.95199 | 59.9078 | 217.1478 | 2.8845 | 440.3964 | 74.3181 | 105.1286 | 1001.7104 | 1.3097 | 415.0472 | 159.9819 | 71.296 | 3.9754 | 705.5944 | 6.3698 | 324.6458 | 935.2395 | 416.4778 | 34.2558 | 21.755 | 52.7156 | 164.8691 | 200.5332 | 273.5057 | 45.7955 | 144.8794 | 59.8924 | 283.061 | 188.0788
1f37113 | UGI_a | 8 | 01f_076010_393x248x546.dat | 0.0663;0.0663;0.1400 | 393;248;546 | (-0.1590;68.6569;4.7351) | 110 | 7.85 | 62 | 81.4785 | 60 | EZpaque | [73,75] | [90,20] | 1 | 15 | 95 | abnormal | malrotation w volvus / ladd's bands | 6.6625 | 3.7644 | 25.0802 | 27.1427 | 15.3357 | 416.2522 | 6.7551e-16 | 1159.0857 | 1.6967 | 93.1049 | 313.8978 | 5.5687 | 635.1678 | 119.4526 | 152.3893 | 1251.9049 | 2.2694 | 570.3127 | 211.0416 | 103.5741 | 8.5053 | 926.9488 | 10.3099 | 462.897 | 1146.162 | 573.5399 | 52.9751 | 33.8131 | 83.8186 | 223.4499 | 272.9792 | 362.1598 | 61.1561 | 157.1223 | 90.0065 | 370.3854 | 259.8884
1f37113 | UGI_a | 8 | 01f_076010_393x248x546.dat | 0.0663;0.0663;0.1400 | 393;248;546 | (-0.1590;68.6569;4.7351) | 110 | 9.9905 | 69 | 81.4785 | 60 | EZpaque | [73,75] | [90,20] | 1 | 15 | 95 | abnormal | malrotation w volvus / ladd's bands | 6.6625 | 3.7644 | 25.0802 | 27.1427 | 15.3357 | 416.2522 | 6.5316e-16 | 1198.8222 | 2.1038 | 110.6609 | 345.797 | 5.4498 | 693.0332 | 131.9406 | 168.6423 | 1289.2597 | 1.6567 | 613.2975 | 223.0089 | 110.4006 | 9.1113 | 972.7665 | 12.4145 | 507.3047 | 1169.4265 | 619.789 | 59.5461 | 35.9469 | 93.0602 | 239.5376 | 291.5983 | 384.4359 | 65.5384 | 158.7254 | 102.2969 | 389.5964 | 280.7186
1f37113 | UGI_a | 8 | 01f_076010_393x248x546.dat | 0.0663;0.0663;0.1400 | 393;248;546 | (-0.1590;68.6569;4.7351) | 60 | 2.5 | 38 | 81.4785 | 60 | EZpaque | [73,75] | [90,20] | 1 | 15 | 95 | abnormal | malrotation w volvus / ladd's bands | 6.6625 | 3.7644 | 25.0802 | 27.1427 | 15.3357 | 416.2522 | 1.0567e-15 | 750.3286 | 0.30476 | 32.6522 | 137.7896 | 0.95052 | 285.497 | 40.9867 | 65.2977 | 815.2108 | 0.61016 | 290.0868 | 119.4113 | 43.8485 | 2.2695 | 529.9031 | 2.7554 | 209.9304 | 783.347 | 284.9008 | 17.8294 | 10.4856 | 28.5232 | 117.3542 | 141.757 | 202.5484 | 33.4225 | 135.4745 | 30.3667 | 213.7249 | 129.6996
1f37113 | UGI_a | 8 | 01f_076010_393x248x546.dat | 0.0663;0.0663;0.1400 | 393;248;546 | (-0.1590;68.6569;4.7351) | 60 | 5.7448 | 47 | 81.4785 | 60 | EZpaque | [73,75] | [90,20] | 1 | 15 | 95 | abnormal | malrotation w volvus / ladd's bands | 6.6625 | 3.7644 | 25.0802 | 27.1427 | 15.3357 | 416.2522 | 6.8613e-16 | 1141.6393 | 0.90709 | 72.0056 | 266.3062 | 2.7636 | 559.8377 | 94.2842 | 132.8747 | 1251.1088 | 0.44256 | 522.2645 | 201.9742 | 90.2077 | 5.0597 | 893.799 | 7.7599 | 404.6333 | 1160.0616 | 529.4061 | 42.3245 | 25.9995 | 66.8826 | 204.8301 | 253.006 | 338.145 | 55.6691 | 158.1615 | 74.9001 | 353.161 | 235.2772
1f37113 | UGI_a | 8 | 01f_076010_393x248x546.dat | 0.0663;0.0663;0.1400 | 393;248;546 | (-0.1590;68.6569;4.7351) | 60 | 6.3535 | 49 | 81.4785 | 60 | EZpaque | [73,75] | [90,20] | 1 | 15 | 95 | abnormal | malrotation w volvus / ladd's bands | 6.6625 | 3.7644 | 25.0802 | 27.1427 | 15.3357 | 416.2522 | 6.5511e-16 | 1185.8695 | 1.0688 | 78.4504 | 284.8816 | 3.0898 | 605.8791 | 105.7999 | 143.5215 | 1296.6899 | 1.4975 | 552.8044 | 212.8636 | 97.3342 | 5.3713 | 934.2493 | 8.4721 | 433.8175 | 1195.9289 | 562.9553 | 47.0116 | 28.7965 | 74.5641 | 216.9875 | 268.7191 | 353.6093 | 58.736 | 160.7382 | 80.1494 | 370.3539 | 250.173
1f37113 | UGI_a | 8 | 01f_076010_393x248x546.dat | 0.0663;0.0663;0.1400 | 393;248;546 | (-0.1590;68.6569;4.7351) | 80 | 2.9 | 44 | 81.4785 | 60 | EZpaque | [73,75] | [90,20] | 1 | 15 | 95 | abnormal | malrotation w volvus / ladd's bands | 6.6625 | 3.7644 | 25.0802 | 27.1427 | 15.3357 | 416.2522 | 9.4609e-16 | 828.1561 | 0.54277 | 44.5032 | 171.6222 | 1.6071 | 352.2076 | 55.0328 | 81.7576 | 896.0778 | 1.6925 | 342.6948 | 136.9955 | 53.3776 | 3.1946 | 604.5938 | 4.3037 | 258.4321 | 848.1542 | 343.4875 | 24.8919 | 14.7512 | 38.9593 | 137.9084 | 167.7731 | 232.5144 | 38.6369 | 139.6501 | 42.9188 | 243.1955 | 154.8421
1f37113 | UGI_a | 8 | 01f_076010_393x248x546.dat | 0.0663;0.0663;0.1400 | 393;248;546 | (-0.1590;68.6569;4.7351) | 80 | 7.702 | 57 | 81.4785 | 60 | EZpaque | [73,75] | [90,20] | 1 | 15 | 95 | abnormal | malrotation w volvus / ladd's bands | 6.6625 | 3.7644 | 25.0802 | 27.1427 | 15.3357 | 416.2522 | 6.3239e-16 | 1208.4964 | 1.5452 | 92.5269 | 318.8701 | 4.1664 | 658.6451 | 121.7146 | 158.3835 | 1313.7322 | 1.3451 | 588.6091 | 221.9203 | 108.2277 | 7.278 | 968.6125 | 10.5952 | 476.5578 | 1197.8858 | 595.8357 | 54.2735 | 34.6448 | 84.9999 | 232.6607 | 287.2748 | 375.5176 | 62.8614 | 160.9565 | 94.1667 | 386.0406 | 268.7427
1f37113 | UGI_a | 8 | 01f_076010_393x248x546.dat | 0.0663;0.0663;0.1400 | 393;248;546 | (-0.1590;68.6569;4.7351) | 80 | 8.502 | 60 | 81.4785 | 60 | EZpaque | [73,75] | [90,20] | 1 | 15 | 95 | abnormal | malrotation w volvus / ladd's bands | 6.6625 | 3.7644 | 25.0802 | 27.1427 | 15.3357 | 416.2522 | 6.1674e-16 | 1227.4267 | 1.7383 | 94.8329 | 334.567 | 5.3227 | 698.2064 | 129.663 | 166.6187 | 1334.3604 | 2.1022 | 610.1948 | 227.8766 | 114.2415 | 8.8196 | 993.0158 | 11.532 | 500.3264 | 1213.6283 | 619.3722 | 57.749 | 38.3194 | 92.2354 | 241.5212 | 298.204 | 385.6857 | 65.1066 | 161.917 | 100.9976 | 397.1441 | 279.1443
1f37113 | UGI_a | 9 | 01f_076010_393x248x546.dat | 0.0663;0.0663;0.1400 | 393;248;546 | (0.2221;68.4041;4.6885) | 110 | 3.9 | 52 | 81.2771 | 60 | EZpaque | [73,75] | [90,20] | 1 | 15 | 95 | abnormal | malrotation w volvus / ladd's bands | 6.5386 | 3.7803 | 24.7177 | 26.5721 | 15.3624 | 408.212 | 8.677e-16 | 946.0619 | 0.98185 | 59.1413 | 216.6642 | 2.6462 | 565.724 | 75.5086 | 102.7334 | 1015.452 | 2.125 | 582.7345 | 153.9468 | 68.8335 | 5.0903 | 540.6002 | 6.4435 | 334.7001 | 605.5188 | 337.3277 | 35.0385 | 22.079 | 54.6017 | 167.5568 | 204.1089 | 281.8984 | 46.8312 | 145.9565 | 60.7397 | 282.6381 | 184.8185
1f37113 | UGI_a | 9 | 01f_076010_393x248x546.dat | 0.0663;0.0663;0.1400 | 393;248;546 | (0.2221;68.4041;4.6885) | 110 | 7.85 | 62 | 81.2771 | 60 | EZpaque | [73,75] | [90,20] | 1 | 15 | 95 | abnormal | malrotation w volvus / ladd's bands | 6.5386 | 3.7803 | 24.7177 | 26.5721 | 15.3624 | 408.212 | 6.9301e-16 | 1181.5894 | 1.7339 | 88.7119 | 312.7096 | 4.4942 | 790.8719 | 122.0954 | 152.2639 | 1264.7631 | 1.4704 | 769.0973 | 205.5534 | 105.8272 | 8.3243 | 742.8205 | 11.2866 | 477.8594 | 778.3468 | 482.1162 | 54.467 | 34.4628 | 85.0554 | 227.1675 | 277.8832 | 374.7014 | 62.796 | 158.7871 | 93.6152 | 372.3868 | 256.6797
1f37113 | UGI_a | 9 | 01f_076010_393x248x546.dat | 0.0663;0.0663;0.1400 | 393;248;546 | (0.2221;68.4041;4.6885) | 110 | 9.9905 | 69 | 81.2771 | 60 | EZpaque | [73,75] | [90,20] | 1 | 15 | 95 | abnormal | malrotation w volvus / ladd's bands | 6.5386 | 3.7803 | 24.7177 | 26.5721 | 15.3624 | 408.212 | 6.7008e-16 | 1222.037 | 2.1651 | 105.8653 | 347.1387 | 5.4238 | 840.4992 | 128.7179 | 169.1445 | 1303.0425 | 1.5386 | 813.0248 | 217.1837 | 115.9731 | 9.3868 | 798.2952 | 12.7178 | 523.9987 | 811.1594 | 527.0282 | 62.1271 | 38.2478 | 97.6245 | 243.5585 | 296.9324 | 399.3253 | 67.3723 | 160.1725 | 106.501 | 392.6578 | 277.624
1f37113 | UGI_a | 9 | 01f_076010_393x248x546.dat | 0.0663;0.0663;0.1400 | 393;248;546 | (0.2221;68.4041;4.6885) | 60 | 2.5 | 38 | 81.2771 | 60 | EZpaque | [73,75] | [90,20] | 1 | 15 | 95 | abnormal | malrotation w volvus / ladd's bands | 6.5386 | 3.7803 | 24.7177 | 26.5721 | 15.3624 | 408.212 | 1.0841e-15 | 760.6466 | 0.30368 | 28.6593 | 135.6588 | 1.1328 | 391.4153 | 45.7884 | 60.8633 | 826.7372 | 0.017538 | 436.1429 | 112.6262 | 43.5719 | 1.9976 | 378.234 | 2.8456 | 216.1943 | 475.991 | 215.152 | 18.8448 | 10.5671 | 28.9019 | 119.1932 | 144.1899 | 210.1626 | 34.0374 | 136.4174 | 31.6414 | 212.3398 | 126.1035
1f37113 | UGI_a | 9 | 01f_076010_393x248x546.dat | 0.0663;0.0663;0.1400 | 393;248;546 | (0.2221;68.4041;4.6885) | 60 | 5.7448 | 47 | 81.2771 | 60 | EZpaque | [73,75] | [90,20] | 1 | 15 | 95 | abnormal | malrotation w volvus / ladd's bands | 6.5386 | 3.7803 | 24.7177 | 26.5721 | 15.3624 | 408.212 | 7.0393e-16 | 1157.2615 | 0.93012 | 68.6248 | 265.7086 | 2.6292 | 731.1248 | 102.5146 | 130.587 | 1263.8063 | 1.5641 | 729.8037 | 195.4174 | 90.5091 | 4.8279 | 696.7748 | 7.7505 | 419.19 | 759.21 | 428.1255 | 44.1579 | 28.5071 | 68.166 | 207.9706 | 257.2505 | 349.4936 | 57.0104 | 159.519 | 78.6343 | 354.5728 | 231.5855
1f37113 | UGI_a | 9 | 01f_076010_393x248x546.dat | 0.0663;0.0663;0.1400 | 393;248;546 | (0.2221;68.4041;4.6885) | 60 | 6.3535 | 49 | 81.2771 | 60 | EZpaque | [73,75] | [90,20] | 1 | 15 | 95 | abnormal | malrotation w volvus / ladd's bands | 6.5386 | 3.7803 | 24.7177 | 26.5721 | 15.3624 | 408.212 | 6.7212e-16 | 1196.1994 | 1.0792 | 73.3589 | 284.5472 | 3.3537 | 765.0415 | 103.3327 | 142.3197 | 1309.5273 | 1.1848 | 765.22 | 206.0345 | 98.9674 | 6.4674 | 736.6686 | 8.8258 | 448.7589 | 791.3612 | 460.0813 | 49.1936 | 30.4261 | 76.4521 | 220.3659 | 273.2587 | 366.2428 | 60.2663 | 161.6052 | 84.0162 | 370.8937 | 245.3907
1f37113 | UGI_a | 9 | 01f_076010_393x248x546.dat | 0.0663;0.0663;0.1400 | 393;248;546 | (0.2221;68.4041;4.6885) | 80 | 2.9 | 44 | 81.2771 | 60 | EZpaque | [73,75] | [90,20] | 1 | 15 | 95 | abnormal | malrotation w volvus / ladd's bands | 6.5386 | 3.7803 | 24.7177 | 26.5721 | 15.3624 | 408.212 | 9.7062e-16 | 837.6495 | 0.55883 | 40.5606 | 169.6337 | 1.3723 | 470.8636 | 58.4451 | 78.9144 | 906.7702 | 0.56666 | 497.9597 | 130.638 | 54.8309 | 3.604 | 449.9388 | 4.5107 | 267.5607 | 529.9289 | 267.2001 | 25.6877 | 15.114 | 40.3742 | 140.1779 | 170.7876 | 240.9253 | 39.5023 | 140.6023 | 45.032 | 242.8049 | 151.0932
1f37113 | UGI_a | 9 | 01f_076010_393x248x546.dat | 0.0663;0.0663;0.1400 | 393;248;546 | (0.2221;68.4041;4.6885) | 80 | 7.702 | 57 | 81.2771 | 60 | EZpaque | [73,75] | [90,20] | 1 | 15 | 95 | abnormal | malrotation w volvus / ladd's bands | 6.5386 | 3.7803 | 24.7177 | 26.5721 | 15.3624 | 408.212 | 6.4879e-16 | 1229.8215 | 1.6034 | 87.2481 | 318.5298 | 4.2852 | 818.7969 | 128.9008 | 159.0799 | 1327.2948 | 1.8736 | 798.2511 | 215.554 | 110.8396 | 7.9511 | 776.1023 | 11.1858 | 493.1308 | 808.6705 | 497.3386 | 56.7731 | 34.8601 | 87.5441 | 236.4956 | 292.3946 | 386.011 | 64.64 | 162.3425 | 94.5987 | 387.7292 | 265.3946
1f37113 | UGI_a | 9 | 01f_076010_393x248x546.dat | 0.0663;0.0663;0.1400 | 393;248;546 | (0.2221;68.4041;4.6885) | 80 | 8.502 | 60 | 81.2771 | 60 | EZpaque | [73,75] | [90,20] | 1 | 15 | 95 | abnormal | malrotation w volvus / ladd's bands | 6.5386 | 3.7803 | 24.7177 | 26.5721 | 15.3624 | 408.212 | 6.3273e-16 | 1253.1665 | 1.8082 | 93.1593 | 335.5443 | 4.6279 | 845.3801 | 136.5963 | 167.3533 | 1349.147 | 3.0207 | 821.0729 | 222.4951 | 117.868 | 8.423 | 803.767 | 12.0548 | 515.6676 | 825.3717 | 520.7567 | 59.8704 | 40.2271 | 94.4269 | 245.5626 | 303.6358 | 398.43 | 66.996 | 163.1955 | 100.7739 | 398.4947 | 276.6
1f37113 | UGI_a | 1 | 01m_076010_393x248x546.dat | 0.0663;0.0663;0.1400 | 393;248;546 | (0.1319;69.1162;7.8738) | 110 | 3.9 | 52 | 81.5087 | 60 | EZpaque | [5] | [0] | 1 | 10 | 95 | abnormal | malrotation w volvus / ladd's bands | 5.6147 | 5.4587 | 30.649 | 22.8823 | 22.2466 | 509.0547 | 8.0851e-16 | 533.6458 | 3.3387 | 547.3499 | 328.6276 | 10.3914 | 764.4025 | 15.6188 | 576.2796 | 560.1883 | 6.2883 | 949.5323 | 651.2195 | 377.7919 | 21.6051 | 274.9365 | 28.3755 | 345.3868 | 174.0601 | 339.6231 | 357.1244 | 100.7602 | 54.4072 | 194.9712 | 229.7509 | 326.1654 | 91.7702 | 185.5159 | 24.1295 | 302.2171 | 348.7
1f37113 | UGI_a | 1 | 01m_076010_393x248x546.dat | 0.0663;0.0663;0.1400 | 393;248;546 | (0.1319;69.1162;7.8738) | 110 | 7.85 | 62 | 81.5087 | 60 | EZpaque | [5] | [0] | 1 | 10 | 95 | abnormal | malrotation w volvus / ladd's bands | 5.6147 | 5.4587 | 30.649 | 22.8823 | 22.2466 | 509.0547 | 6.457e-16 | 740.0835 | 5.7573 | 664.1501 | 436.8455 | 16.9274 | 1012.4557 | 24.2188 | 776.4783 | 759.8761 | 7.2893 | 1204.4651 | 816.1718 | 505.7168 | 33.3175 | 410.8116 | 42.873 | 475.6872 | 270.715 | 504.5243 | 482.0679 | 151.2938 | 83.2511 | 271.1506 | 318.9756 | 414.7805 | 118.5245 | 203.9809 | 40.584 | 409.8886 | 457.7701
1f37113 | UGI_a | 1 | 01m_076010_393x248x546.dat | 0.0663;0.0663;0.1400 | 393;248;546 | (0.1319;69.1162;7.8738) | 110 | 9.9905 | 69 | 81.5087 | 60 | EZpaque | [5] | [0] | 1 | 10 | 95 | abnormal | malrotation w volvus / ladd's bands | 5.6147 | 5.4587 | 30.649 | 22.8823 | 22.2466 | 509.0547 | 6.2428e-16 | 799.9247 | 6.9968 | 703.5422 | 462.9465 | 19.3694 | 1089.5205 | 24.814 | 828.2451 | 810.8652 | 10.0331 | 1251.2579 | 847.6754 | 537.7843 | 36.7557 | 455.4819 | 47.2333 | 509.7201 | 308.1291 | 556.2855 | 513.2922 | 161.5291 | 94.4618 | 295.2816 | 345.5412 | 434.9066 | 125.0864 | 206.5345 | 46.2482 | 439.7577 | 486.5082
1f37113 | UGI_a | 1 | 01m_076010_393x248x546.dat | 0.0663;0.0663;0.1400 | 393;248;546 | (0.1319;69.1162;7.8738) | 60 | 2.5 | 38 | 81.5087 | 60 | EZpaque | [5] | [0] | 1 | 10 | 95 | abnormal | malrotation w volvus / ladd's bands | 5.6147 | 5.4587 | 30.649 | 22.8823 | 22.2466 | 509.0547 | 1.0102e-15 | 363.0111 | 1.1689 | 453.4942 | 241.0011 | 4.3735 | 537.8005 | 7.9948 | 415.9191 | 399.7943 | 2.3306 | 755.1043 | 525.1105 | 274.4286 | 13.2027 | 161.0897 | 15.6863 | 240.2983 | 91.369 | 206.2867 | 257.6109 | 61.8712 | 27.2954 | 131.9465 | 156.0042 | 257.019 | 70.4817 | 171.3709 | 11.6348 | 213.1338 | 261.3466
1f37113 | UGI_a | 1 | 01m_076010_393x248x546.dat | 0.0663;0.0663;0.1400 | 393;248;546 | (0.1319;69.1162;7.8738) | 60 | 5.7448 | 47 | 81.5087 | 60 | EZpaque | [5] | [0] | 1 | 10 | 95 | abnormal | malrotation w volvus / ladd's bands | 5.6147 | 5.4587 | 30.649 | 22.8823 | 22.2466 | 509.0547 | 6.5597e-16 | 670.6514 | 3.4732 | 594.2917 | 408.9947 | 12.3842 | 951.4399 | 19.6242 | 729.3427 | 706.4607 | 4.5548 | 1181.2812 | 797.8972 | 467.991 | 28.1032 | 349.5869 | 35.3185 | 437.0904 | 217.3256 | 435.0933 | 448.0969 | 132.2278 | 65.809 | 238.8147 | 285.2706 | 392.8556 | 111.5572 | 203.3729 | 29.5408 | 377.7227 | 423.0744
1f37113 | UGI_a | 1 | 01m_076010_393x248x546.dat | 0.0663;0.0663;0.1400 | 393;248;546 | (0.1319;69.1162;7.8738) | 60 | 6.3535 | 49 | 81.5087 | 60 | EZpaque | [5] | [0] | 1 | 10 | 95 | abnormal | malrotation w volvus / ladd's bands | 5.6147 | 5.4587 | 30.649 | 22.8823 | 22.2466 | 509.0547 | 6.2633e-16 | 716.1284 | 4 | 617.4737 | 429.6323 | 12.971 | 1010.9907 | 20.1892 | 768.9124 | 745.985 | 5.1267 | 1228.6089 | 828.0189 | 487.3179 | 28.7262 | 378.3651 | 38.3378 | 463.3528 | 237.5599 | 470.4417 | 471.5114 | 147.8862 | 74.1467 | 254.9303 | 304.913 | 410.659 | 116.8475 | 206.5352 | 33.3724 | 399.5968 | 444.6826
1f37113 | UGI_a | 1 | 01m_076010_393x248x546.dat | 0.0663;0.0663;0.1400 | 393;248;546 | (0.1319;69.1162;7.8738) | 80 | 2.9 | 44 | 81.5087 | 60 | EZpaque | [5] | [0] | 1 | 10 | 95 | abnormal | malrotation w volvus / ladd's bands | 5.6147 | 5.4587 | 30.649 | 22.8823 | 22.2466 | 509.0547 | 9.0448e-16 | 436.3515 | 2.0546 | 491.9526 | 279.5095 | 7.6149 | 634.3001 | 11.0281 | 483.9591 | 467.7619 | 3.7024 | 838.3848 | 578.4999 | 315.5745 | 17.891 | 209.9555 | 21.0011 | 284.6948 | 126.0286 | 263.2128 | 300.1955 | 78.8798 | 39.5433 | 158.9107 | 188.268 | 285.4892 | 79.4718 | 177.3493 | 16.5908 | 250.9824 | 298.4324
1f37113 | UGI_a | 1 | 01m_076010_393x248x546.dat | 0.0663;0.0663;0.1400 | 393;248;546 | (0.1319;69.1162;7.8738) | 80 | 7.702 | 57 | 81.5087 | 60 | EZpaque | [5] | [0] | 1 | 10 | 95 | abnormal | malrotation w volvus / ladd's bands | 5.6147 | 5.4587 | 30.649 | 22.8823 | 22.2466 | 509.0547 | 6.0454e-16 | 764.6686 | 5.5138 | 664.5754 | 454.4474 | 17.3554 | 1057.5376 | 24.8786 | 807.8587 | 791.2675 | 6.2104 | 1258.5015 | 848.7992 | 520.0679 | 33.4355 | 422.6048 | 44.1561 | 494.8751 | 275.0207 | 521.1431 | 498.0841 | 159.3287 | 88.2114 | 279.9127 | 332.9716 | 426.7472 | 122.6504 | 208.3914 | 41.4896 | 424.7018 | 472.1745
1f37113 | UGI_a | 1 | 01m_076010_393x248x546.dat | 0.0663;0.0663;0.1400 | 393;248;546 | (0.1319;69.1162;7.8738) | 80 | 8.502 | 60 | 81.5087 | 60 | EZpaque | [5] | [0] | 1 | 10 | 95 | abnormal | malrotation w volvus / ladd's bands | 5.6147 | 5.4587 | 30.649 | 22.8823 | 22.2466 | 509.0547 | 5.8956e-16 | 792.9786 | 6.1189 | 681.4212 | 468.6022 | 18.6121 | 1102.0894 | 26.4875 | 835.2133 | 817.8954 | 7.7841 | 1285.1745 | 865.8802 | 535.9573 | 36.5695 | 446.3653 | 46.3615 | 512.9402 | 292.6749 | 547.2368 | 513.0928 | 167.2496 | 92.7587 | 292.7767 | 347.9469 | 437.6816 | 126.1721 | 209.8363 | 46.7992 | 440.6184 | 487.0515
1f37113 | UGI_a | 2 | 01m_076010_393x248x546.dat | 0.0663;0.0663;0.1400 | 393;248;546 | (0.1319;69.1162;6.1814) | 110 | 3.9 | 52 | 81.5087 | 60 | EZpaque | [5] | [0] | 0 | 10 | 95 | abnormal | malrotation w volvus / ladd's bands | 5.6147 | 2.7899 | 15.6647 | 22.8823 | 11.3702 | 260.1769 | 1.2485e-15 | 434.672 | 0.91287 | 68.5841 | 161.7405 | 2.9802 | 669.8136 | 7.3989 | 111.5275 | 475.9782 | 1.0603 | 820.4366 | 118.4239 | 60.9869 | 6.6506 | 223.4554 | 6.56 | 157.5033 | 127.4829 | 265.867 | 34.1303 | 20.782 | 24.6628 | 83.2684 | 98.2824 | 132.8706 | 48.0435 | 101.55 | 10.2364 | 170.3327 | 143.9257
1f37113 | UGI_a | 2 | 01m_076010_393x248x546.dat | 0.0663;0.0663;0.1400 | 393;248;546 | (0.1319;69.1162;6.1814) | 110 | 7.85 | 62 | 81.5087 | 60 | EZpaque | [5] | [0] | 0 | 10 | 95 | abnormal | malrotation w volvus / ladd's bands | 5.6147 | 2.7899 | 15.6647 | 22.8823 | 11.3702 | 260.1769 | 9.9715e-16 | 601.3832 | 1.6106 | 94.6797 | 221.3205 | 4.9728 | 881.8922 | 10.7256 | 163.3754 | 640.4143 | 2.3573 | 1028.4297 | 163.3854 | 90.1739 | 10.0446 | 330.8726 | 10.6874 | 222.8749 | 199.6688 | 391.7761 | 52.7683 | 32.5297 | 39.5527 | 117.3492 | 138.468 | 176.4713 | 61.6595 | 111.46 | 20.1925 | 233.7841 | 197.7831
1f37113 | UGI_a | 2 | 01m_076010_393x248x546.dat | 0.0663;0.0663;0.1400 | 393;248;546 | (0.1319;69.1162;6.1814) | 110 | 9.9905 | 69 | 81.5087 | 60 | EZpaque | [5] | [0] | 0 | 10 | 95 | abnormal | malrotation w volvus / ladd's bands | 5.6147 | 2.7899 | 15.6647 | 22.8823 | 11.3702 | 260.1769 | 9.6414e-16 | 645.9237 | 1.9977 | 102.2374 | 237.2791 | 5.8216 | 933.7453 | 13.1662 | 179.331 | 681.4372 | 2.2101 | 1064.7846 | 174.9541 | 100.4015 | 11.0472 | 367.2086 | 12.5563 | 240.5256 | 227.6955 | 432.1163 | 61.2744 | 37.7933 | 45.285 | 128.6613 | 151.159 | 188.6656 | 65.0931 | 112.7945 | 23.3037 | 251.4673 | 212.9748
1f37113 | UGI_a | 2 | 01m_076010_393x248x546.dat | 0.0663;0.0663;0.1400 | 393;248;546 | (0.1319;69.1162;6.1814) | 60 | 2.5 | 38 | 81.5087 | 60 | EZpaque | [5] | [0] | 0 | 10 | 95 | abnormal | malrotation w volvus / ladd's bands | 5.6147 | 2.7899 | 15.6647 | 22.8823 | 11.3702 | 260.1769 | 1.5598e-15 | 303.0589 | 0.28281 | 44.359 | 113.7521 | 1.1473 | 487.1151 | 3.493 | 67.1691 | 345.7504 | 0.87249 | 663.292 | 81.6261 | 36.0304 | 3.4366 | 132.9405 | 3.0599 | 104.2765 | 66.4702 | 159.4888 | 17.6151 | 10.143 | 11.4342 | 54.8688 | 64.8002 | 97.7851 | 37.2411 | 94.2186 | 4.5709 | 118.0775 | 99.3997
1f37113 | UGI_a | 2 | 01m_076010_393x248x546.dat | 0.0663;0.0663;0.1400 | 393;248;546 | (0.1319;69.1162;6.1814) | 60 | 5.7448 | 47 | 81.5087 | 60 | EZpaque | [5] | [0] | 0 | 10 | 95 | abnormal | malrotation w volvus / ladd's bands | 5.6147 | 2.7899 | 15.6647 | 22.8823 | 11.3702 | 260.1769 | 1.0128e-15 | 546.3574 | 0.86404 | 81.7912 | 203.9423 | 3.294 | 840.028 | 7.8027 | 144.0609 | 598.7647 | 1.7626 | 1012.9979 | 151.5153 | 76.5702 | 7.3965 | 282.3263 | 7.6181 | 201.6517 | 157.2714 | 337.3599 | 42.5844 | 25.4069 | 29.9792 | 101.5388 | 121.3664 | 164.8204 | 58.1915 | 111.3772 | 13.714 | 213.954 | 179.6468
1f37113 | UGI_a | 2 | 01m_076010_393x248x546.dat | 0.0663;0.0663;0.1400 | 393;248;546 | (0.1319;69.1162;6.1814) | 60 | 6.3535 | 49 | 81.5087 | 60 | EZpaque | [5] | [0] | 0 | 10 | 95 | abnormal | malrotation w volvus / ladd's bands | 5.6147 | 2.7899 | 15.6647 | 22.8823 | 11.3702 | 260.1769 | 9.6706e-16 | 580.6863 | 1.0103 | 88.5196 | 216.9973 | 3.5016 | 875.4449 | 9.5181 | 155.6983 | 630.9105 | 2.0188 | 1050.2939 | 161.2098 | 82.6803 | 8.9034 | 305.5438 | 8.7996 | 215.5703 | 173.784 | 363.327 | 46.9825 | 28.5369 | 33.7258 | 108.8091 | 130.2602 | 173.513 | 60.887 | 113.2326 | 14.8936 | 226.3959 | 190.935
1f37113 | UGI_a | 2 | 01m_076010_393x248x546.dat | 0.0663;0.0663;0.1400 | 393;248;546 | (0.1319;69.1162;6.1814) | 80 | 2.9 | 44 | 81.5087 | 60 | EZpaque | [5] | [0] | 0 | 10 | 95 | abnormal | malrotation w volvus / ladd's bands | 5.6147 | 2.7899 | 15.6647 | 22.8823 | 11.3702 | 260.1769 | 1.3966e-15 | 357.973 | 0.53408 | 54.3185 | 134.5325 | 1.6025 | 556.7609 | 4.7536 | 87.0821 | 400.755 | 0.88235 | 729.6935 | 97.8868 | 46.2755 | 4.8363 | 171.7153 | 4.5527 | 127.6086 | 92.1371 | 204.2082 | 24.5293 | 15.3829 | 17.3613 | 67.048 | 79.4533 | 113.7995 | 41.8652 | 97.5377 | 7.8941 | 139.7455 | 118.2783
1f37113 | UGI_a | 2 | 01m_076010_393x248x546.dat | 0.0663;0.0663;0.1400 | 393;248;546 | (0.1319;69.1162;6.1814) | 80 | 7.702 | 57 | 81.5087 | 60 | EZpaque | [5] | [0] | 0 | 10 | 95 | abnormal | malrotation w volvus / ladd's bands | 5.6147 | 2.7899 | 15.6647 | 22.8823 | 11.3702 | 260.1769 | 9.3353e-16 | 616.3568 | 1.4884 | 98.5749 | 230.3826 | 5.0458 | 917.7063 | 11.6686 | 171.8523 | 665.2355 | 1.0536 | 1071.4125 | 171.7881 | 94.349 | 9.6785 | 340.4054 | 10.5742 | 233.0392 | 201.6852 | 402.3635 | 54.9975 | 33.1954 | 40.6605 | 120.8794 | 144.1492 | 184.6932 | 63.7792 | 113.8137 | 18.6892 | 242.1411 | 205.154
1f37113 | UGI_a | 2 | 01m_076010_393x248x546.dat | 0.0663;0.0663;0.1400 | 393;248;546 | (0.1319;69.1162;6.1814) | 80 | 8.502 | 60 | 81.5087 | 60 | EZpaque | [5] | [0] | 0 | 10 | 95 | abnormal | malrotation w volvus / ladd's bands | 5.6147 | 2.7899 | 15.6647 | 22.8823 | 11.3702 | 260.1769 | 9.1044e-16 | 641.7862 | 1.666 | 100.3972 | 238.5431 | 5.596 | 947.714 | 13.3935 | 180.4725 | 685.8306 | 1.9285 | 1091.4572 | 178.5613 | 99.9074 | 10.0727 | 357.4192 | 11.7174 | 243.2221 | 214.9502 | 421.5858 | 58.6264 | 35.6211 | 43.1954 | 126.8772 | 151.2254 | 189.9846 | 65.6126 | 114.8722 | 20.5307 | 251.473 | 212.766
1f37113 | UGI_a | 5 | 01m_076010_393x248x546.dat | 0.0663;0.0663;0.1400 | 393;248;546 | (0.1319;69.1162;6.1814) | 110 | 3.9 | 52 | 81.5087 | 60 | EZpaque | [110,73] | [100,60] | 1 | 10 | 95 | abnormal | malrotation w volvus / ladd's bands | 5.6147 | 2.7899 | 15.6647 | 22.8823 | 11.3702 | 260.1769 | 1.2485e-15 | 428.12 | 0.83421 | 66.7555 | 154.0431 | 2.7957 | 665.0398 | 7.0087 | 104.0464 | 467.3677 | 1.0784 | 816.1914 | 110.8066 | 726.7228 | 6.3787 | 190.968 | 6.0487 | 152.7295 | 67.5645 | 209.0539 | 31.2932 | 19.2097 | 23.692 | 80.977 | 95.6012 | 129.5458 | 46.9989 | 100.6017 | 10.1932 | 216.3282 | 166.5799
1f37113 | UGI_a | 5 | 01m_076010_393x248x546.dat | 0.0663;0.0663;0.1400 | 393;248;546 | (0.1319;69.1162;6.1814) | 110 | 7.85 | 62 | 81.5087 | 60 | EZpaque | [110,73] | [100,60] | 1 | 10 | 95 | abnormal | malrotation w volvus / ladd's bands | 5.6147 | 2.7899 | 15.6647 | 22.8823 | 11.3702 | 260.1769 | 9.9715e-16 | 590.7328 | 1.4604 | 91.7614 | 209.7174 | 4.5717 | 876.1358 | 10.177 | 151.9729 | 627.1867 | 2.2649 | 1021.9111 | 151.8125 | 1208.9439 | 9.2683 | 283.3071 | 9.7372 | 215.3836 | 107.0449 | 314.1549 | 48.3798 | 29.6344 | 37.9331 | 113.5302 | 133.9886 | 171.1527 | 59.9877 | 109.9238 | 19.1836 | 311.9534 | 238.4537
1f37113 | UGI_a | 5 | 01m_076010_393x248x546.dat | 0.0663;0.0663;0.1400 | 393;248;546 | (0.1319;69.1162;6.1814) | 110 | 9.9905 | 69 | 81.5087 | 60 | EZpaque | [110,73] | [100,60] | 1 | 10 | 95 | abnormal | malrotation w volvus / ladd's bands | 5.6147 | 2.7899 | 15.6647 | 22.8823 | 11.3702 | 260.1769 | 9.6414e-16 | 633.4773 | 1.8075 | 99.0594 | 224.3038 | 5.2041 | 926.5887 | 12.3696 | 166.1483 | 666.1179 | 1.7388 | 1057.0056 | 162.0514 | 1437.2414 | 10.3294 | 314.685 | 11.5191 | 232.0621 | 123.281 | 349.8356 | 55.8167 | 34.4681 | 43.6825 | 124.1596 | 145.862 | 182.3486 | 63.1423 | 110.9652 | 22.0134 | 345.2552 | 263.1468
1f37113 | UGI_a | 5 | 01m_076010_393x248x546.dat | 0.0663;0.0663;0.1400 | 393;248;546 | (0.1319;69.1162;6.1814) | 60 | 2.5 | 38 | 81.5087 | 60 | EZpaque | [110,73] | [100,60] | 1 | 10 | 95 | abnormal | malrotation w volvus / ladd's bands | 5.6147 | 2.7899 | 15.6647 | 22.8823 | 11.3702 | 260.1769 | 1.5598e-15 | 299.6418 | 0.26525 | 43.6378 | 109.3861 | 1.1123 | 485.5508 | 3.2649 | 63.1474 | 341.1601 | 1.0671 | 661.1122 | 77.5486 | 297.321 | 3.3109 | 113.4059 | 2.8892 | 101.9364 | 34.4866 | 119.7785 | 16.422 | 9.2538 | 11.1521 | 53.9369 | 63.7232 | 95.983 | 36.7746 | 93.7886 | 4.416 | 135.3352 | 105.7762
1f37113 | UGI_a | 5 | 01m_076010_393x248x546.dat | 0.0663;0.0663;0.1400 | 393;248;546 | (0.1319;69.1162;6.1814) | 60 | 5.7448 | 47 | 81.5087 | 60 | EZpaque | [110,73] | [100,60] | 1 | 10 | 95 | abnormal | malrotation w volvus / ladd's bands | 5.6147 | 2.7899 | 15.6647 | 22.8823 | 11.3702 | 260.1769 | 1.0128e-15 | 538.9919 | 0.79993 | 80.09 | 193.921 | 3.1333 | 837.5301 | 7.5153 | 134.8196 | 588.3188 | 1.4658 | 1008.9499 | 141.9974 | 796.8917 | 7.1042 | 239.9206 | 6.99 | 196.0832 | 80.7555 | 262.9944 | 39.2443 | 22.4923 | 29.0136 | 98.9648 | 118.3466 | 160.8424 | 56.9787 | 110.2899 | 13.3437 | 263.0963 | 202.1871
1f37113 | UGI_a | 5 | 01m_076010_393x248x546.dat | 0.0663;0.0663;0.1400 | 393;248;546 | (0.1319;69.1162;6.1814) | 60 | 6.3535 | 49 | 81.5087 | 60 | EZpaque | [110,73] | [100,60] | 1 | 10 | 95 | abnormal | malrotation w volvus / ladd's bands | 5.6147 | 2.7899 | 15.6647 | 22.8823 | 11.3702 | 260.1769 | 9.6706e-16 | 572.1553 | 0.9313 | 86.5621 | 205.8915 | 3.2189 | 872.9631 | 9.1382 | 145.2543 | 619.2774 | 2.0188 | 1045.7441 | 150.5797 | 905.0707 | 8.6747 | 259.4041 | 8.1226 | 209.3556 | 89.473 | 284.5421 | 42.9827 | 25.9021 | 32.4715 | 105.8973 | 126.8317 | 169.027 | 59.516 | 111.974 | 14.7746 | 282.7337 | 217.522
1f37113 | UGI_a | 5 | 01m_076010_393x248x546.dat | 0.0663;0.0663;0.1400 | 393;248;546 | (0.1319;69.1162;6.1814) | 80 | 2.9 | 44 | 81.5087 | 60 | EZpaque | [110,73] | [100,60] | 1 | 10 | 95 | abnormal | malrotation w volvus / ladd's bands | 5.6147 | 2.7899 | 15.6647 | 22.8823 | 11.3702 | 260.1769 | 1.3966e-15 | 353.4907 | 0.49183 | 53.4264 | 128.7042 | 1.5384 | 554.3121 | 4.6187 | 81.5544 | 394.4755 | 0.57365 | 726.8294 | 92.309 | 478.6506 | 4.7434 | 146.2394 | 4.2484 | 124.1861 | 47.9345 | 157.9463 | 22.6233 | 14.1177 | 16.8837 | 65.5249 | 77.6759 | 111.4446 | 41.1467 | 96.8797 | 7.3943 | 169.1655 | 131.6709
1f37113 | UGI_a | 5 | 01m_076010_393x248x546.dat | 0.0663;0.0663;0.1400 | 393;248;546 | (0.1319;69.1162;6.1814) | 80 | 7.702 | 57 | 81.5087 | 60 | EZpaque | [110,73] | [100,60] | 1 | 10 | 95 | abnormal | malrotation w volvus / ladd's bands | 5.6147 | 2.7899 | 15.6647 | 22.8823 | 11.3702 | 260.1769 | 9.3353e-16 | 606.7053 | 1.3585 | 95.7255 | 217.9888 | 4.6152 | 912.993 | 11.2551 | 159.4157 | 651.6206 | 0.97028 | 1065.1781 | 159.5978 | 1211.6324 | 9.0413 | 289.3628 | 9.6866 | 225.1766 | 104.5832 | 319.1742 | 50.4995 | 30.0889 | 39.1694 | 117.0378 | 139.6194 | 179.1025 | 62.0553 | 112.2261 | 17.9158 | 319.9673 | 244.911
1f37113 | UGI_a | 5 | 01m_076010_393x248x546.dat | 0.0663;0.0663;0.1400 | 393;248;546 | (0.1319;69.1162;6.1814) | 80 | 8.502 | 60 | 81.5087 | 60 | EZpaque | [110,73] | [100,60] | 1 | 10 | 95 | abnormal | malrotation w volvus / ladd's bands | 5.6147 | 2.7899 | 15.6647 | 22.8823 | 11.3702 | 260.1769 | 9.1044e-16 | 630.506 | 1.5123 | 97.8765 | 225.7801 | 5.026 | 941.1128 | 12.908 | 167.2592 | 671.2663 | 1.811 | 1084.6802 | 165.37 | 1338.1392 | 9.4531 | 304.1375 | 10.7023 | 234.8087 | 111.6599 | 336.2098 | 53.6771 | 31.9559 | 41.4908 | 122.6464 | 146.2248 | 184.2212 | 63.7228 | 113.1079 | 19.6816 | 337.9407 | 257.8976
1f37113 | UGI_a | 6 | 01m_076010_393x248x546.dat | 0.0663;0.0663;0.1400 | 393;248;546 | (0.1319;69.1162;6.1814) | 110 | 3.9 | 52 | 81.5087 | 60 | EZpaque | [73,75] | [100,10] | 1 | 15 | 95 | abnormal | malrotation w volvus / ladd's bands | 5.6147 | 2.7899 | 15.6647 | 22.8823 | 11.3702 | 260.1769 | 1.2485e-15 | 427.7917 | 0.86625 | 66.6257 | 148.5004 | 2.8636 | 667.8913 | 5.5284 | 105.1357 | 465.3813 | 1.0383 | 815.5507 | 111.3993 | 57.6861 | 6.48 | 180.5073 | 6.208 | 140.4346 | 64.5528 | 200.836 | 32.2271 | 19.7984 | 19.3956 | 80.502 | 94.768 | 126.8365 | 46.7144 | 100.3828 | 8.9805 | 163.9507 | 131.5794
1f37113 | UGI_a | 6 | 01m_076010_393x248x546.dat | 0.0663;0.0663;0.1400 | 393;248;546 | (0.1319;69.1162;6.1814) | 110 | 7.85 | 62 | 81.5087 | 60 | EZpaque | [73,75] | [100,10] | 1 | 15 | 95 | abnormal | malrotation w volvus / ladd's bands | 5.6147 | 2.7899 | 15.6647 | 22.8823 | 11.3702 | 260.1769 | 9.9715e-16 | 589.028 | 1.5201 | 91.8366 | 202.3565 | 4.6587 | 878.9338 | 9.8554 | 152.8254 | 624.3987 | 2.6936 | 1020.9083 | 152.5446 | 85.2328 | 9.5106 | 269.7384 | 10.0827 | 202.5871 | 101.79 | 302.3112 | 49.848 | 30.8348 | 31.7494 | 112.7749 | 132.6658 | 168.5404 | 59.5347 | 109.5584 | 16.509 | 224.109 | 180.3876
1f37113 | UGI_a | 6 | 01m_076010_393x248x546.dat | 0.0663;0.0663;0.1400 | 393;248;546 | (0.1319;69.1162;6.1814) | 110 | 9.9905 | 69 | 81.5087 | 60 | EZpaque | [73,75] | [100,10] | 1 | 15 | 95 | abnormal | malrotation w volvus / ladd's bands | 5.6147 | 2.7899 | 15.6647 | 22.8823 | 11.3702 | 260.1769 | 9.6414e-16 | 631.7349 | 1.8773 | 98.8229 | 216.4938 | 5.4842 | 930.4367 | 11.2961 | 167.0195 | 662.9855 | 1.7971 | 1055.761 | 162.4559 | 94.3547 | 10.4435 | 300.9007 | 11.8147 | 221.5034 | 116.2903 | 335.5119 | 57.3444 | 35.7137 | 36.473 | 123.3078 | 144.3936 | 178.743 | 62.6282 | 110.5187 | 18.6903 | 240.4807 | 193.7306
1f37113 | UGI_a | 6 | 01m_076010_393x248x546.dat | 0.0663;0.0663;0.1400 | 393;248;546 | (0.1319;69.1162;6.1814) | 60 | 2.5 | 38 | 81.5087 | 60 | EZpaque | [73,75] | [100,10] | 1 | 15 | 95 | abnormal | malrotation w volvus / ladd's bands | 5.6147 | 2.7899 | 15.6647 | 22.8823 | 11.3702 | 260.1769 | 1.5598e-15 | 299.2379 | 0.27409 | 43.6064 | 105.533 | 1.1346 | 486.4739 | 2.6864 | 64.0674 | 339.7496 | 0.87249 | 660.7275 | 78.1705 | 34.4987 | 3.3363 | 105.828 | 2.9474 | 89.8707 | 33.7236 | 116.3806 | 17.0253 | 9.7853 | 8.7511 | 53.7093 | 63.3198 | 93.7063 | 36.6182 | 93.6771 | 3.6716 | 114.3448 | 91.777
1f37113 | UGI_a | 6 | 01m_076010_393x248x546.dat | 0.0663;0.0663;0.1400 | 393;248;546 | (0.1319;69.1162;6.1814) | 60 | 5.7448 | 47 | 81.5087 | 60 | EZpaque | [73,75] | [100,10] | 1 | 15 | 95 | abnormal | malrotation w volvus / ladd's bands | 5.6147 | 2.7899 | 15.6647 | 22.8823 | 11.3702 | 260.1769 | 1.0128e-15 | 538.0046 | 0.82983 | 80.016 | 185.8446 | 3.2121 | 839.5146 | 5.989 | 136.5474 | 585.9887 | 1.4658 | 1008.4562 | 142.9255 | 72.8746 | 7.1635 | 224.9231 | 7.2222 | 177.5511 | 78.8144 | 253.9801 | 40.6453 | 24.3682 | 22.7164 | 98.3472 | 117.2526 | 156.8736 | 56.5574 | 109.9792 | 9.9345 | 205.8039 | 163.9987
1f37113 | UGI_a | 6 | 01m_076010_393x248x546.dat | 0.0663;0.0663;0.1400 | 393;248;546 | (0.1319;69.1162;6.1814) | 60 | 6.3535 | 49 | 81.5087 | 60 | EZpaque | [73,75] | [100,10] | 1 | 15 | 95 | abnormal | malrotation w volvus / ladd's bands | 5.6147 | 2.7899 | 15.6647 | 22.8823 | 11.3702 | 260.1769 | 9.6706e-16 | 570.9765 | 0.96777 | 86.2137 | 196.9779 | 3.2206 | 878.0093 | 6.8832 | 147.1673 | 616.8267 | 2.0188 | 1045.3304 | 151.6138 | 78.0808 | 8.654 | 243.7898 | 8.3377 | 190.5875 | 87.3377 | 275.1735 | 44.6982 | 27.3664 | 25.4658 | 105.1974 | 125.593 | 165.4129 | 59.073 | 111.6144 | 11.7686 | 217.7614 | 174.018
1f37113 | UGI_a | 6 | 01m_076010_393x248x546.dat | 0.0663;0.0663;0.1400 | 393;248;546 | (0.1319;69.1162;6.1814) | 80 | 2.9 | 44 | 81.5087 | 60 | EZpaque | [73,75] | [100,10] | 1 | 15 | 95 | abnormal | malrotation w volvus / ladd's bands | 5.6147 | 2.7899 | 15.6647 | 22.8823 | 11.3702 | 260.1769 | 1.3966e-15 | 353.1041 | 0.50935 | 53.3927 | 124.0286 | 1.5566 | 553.0233 | 4.0722 | 82.6356 | 392.9146 | 0.57365 | 726.3998 | 92.9319 | 44.1897 | 4.7127 | 137.5971 | 4.3852 | 111.7345 | 46.5655 | 152.2325 | 23.3887 | 14.9433 | 13.5599 | 65.1988 | 77.0912 | 108.9824 | 40.9264 | 96.7077 | 6.0279 | 134.6627 | 108.7701
1f37113 | UGI_a | 6 | 01m_076010_393x248x546.dat | 0.0663;0.0663;0.1400 | 393;248;546 | (0.1319;69.1162;6.1814) | 80 | 7.702 | 57 | 81.5087 | 60 | EZpaque | [73,75] | [100,10] | 1 | 15 | 95 | abnormal | malrotation w volvus / ladd's bands | 5.6147 | 2.7899 | 15.6647 | 22.8823 | 11.3702 | 260.1769 | 9.3353e-16 | 605.0663 | 1.4175 | 95.568 | 209.8156 | 4.7649 | 918.3383 | 9.5166 | 160.9475 | 648.7712 | 1.0178 | 1064.3212 | 160.4441 | 89.1312 | 9.2289 | 274.923 | 9.9871 | 210.2334 | 101.0954 | 307.841 | 52.0388 | 31.7417 | 32.4123 | 116.258 | 138.2164 | 175.1981 | 61.5751 | 111.8535 | 15.9673 | 232.3627 | 186.7551
1f37113 | UGI_a | 6 | 01m_076010_393x248x546.dat | 0.0663;0.0663;0.1400 | 393;248;546 | (0.1319;69.1162;6.1814) | 80 | 8.502 | 60 | 81.5087 | 60 | EZpaque | [73,75] | [100,10] | 1 | 15 | 95 | abnormal | malrotation w volvus / ladd's bands | 5.6147 | 2.7899 | 15.6647 | 22.8823 | 11.3702 | 260.1769 | 9.1044e-16 | 628.3861 | 1.5786 | 97.6195 | 217.4435 | 5.2437 | 944.4519 | 11.2132 | 168.6651 | 668.0591 | 2.1122 | 1083.7906 | 166.2267 | 94.3914 | 9.6562 | 289.9356 | 11.0605 | 220.6288 | 107.7881 | 324.2047 | 55.1907 | 33.7034 | 34.8358 | 121.8007 | 144.7169 | 180.9793 | 63.2012 | 112.7259 | 16.7083 | 240.7779 | 193.6355
1f37113 | UGI_a | 7 | 01m_076010_393x248x546.dat | 0.0663;0.0663;0.1400 | 393;248;546 | (0.1855;68.2875;4.7075) | 110 | 3.9 | 52 | 81.3761 | 60 | EZpaque | [73,75] | [90,20] | 1 | 20 | 95 | abnormal | malrotation w volvus / ladd's bands | 6.6306 | 3.791 | 25.1366 | 26.9788 | 15.4248 | 416.1412 | 8.4893e-16 | 968.6629 | 0.97588 | 61.2286 | 218.2269 | 2.9203 | 529.8415 | 13.7467 | 103.9528 | 1040.0466 | 0.77394 | 503.7617 | 160.4956 | 72.7172 | 4.7383 | 633.3833 | 6.5732 | 337.9418 | 780.7447 | 382.0089 | 35.4822 | 22.4423 | 55.0715 | 170.6816 | 207.8404 | 287.4024 | 46.2978 | 145.1991 | 29.3227 | 289.0529 | 184.6687
1f37113 | UGI_a | 7 | 01m_076010_393x248x546.dat | 0.0663;0.0663;0.1400 | 393;248;546 | (0.1855;68.2875;4.7075) | 110 | 7.85 | 62 | 81.3761 | 60 | EZpaque | [73,75] | [90,20] | 1 | 20 | 95 | abnormal | malrotation w volvus / ladd's bands | 6.6306 | 3.791 | 25.1366 | 26.9788 | 15.4248 | 416.1412 | 6.7802e-16 | 1205.8163 | 1.7179 | 94.4011 | 316.6564 | 5.0728 | 741.0231 | 22.3326 | 153.4463 | 1294.3827 | 2.2185 | 677.3969 | 212.8839 | 103.9185 | 8.3388 | 850.6213 | 10.6063 | 481.6363 | 974.4669 | 539.2745 | 53.6177 | 35.5003 | 87.7479 | 230.9025 | 282.3711 | 379.1272 | 62.0022 | 158.011 | 49.0884 | 377.8099 | 255.1276
1f37113 | UGI_a | 7 | 01m_076010_393x248x546.dat | 0.0663;0.0663;0.1400 | 393;248;546 | (0.1855;68.2875;4.7075) | 110 | 9.9905 | 69 | 81.3761 | 60 | EZpaque | [73,75] | [90,20] | 1 | 20 | 95 | abnormal | malrotation w volvus / ladd's bands | 6.6306 | 3.791 | 25.1366 | 26.9788 | 15.4248 | 416.1412 | 6.556e-16 | 1239.8147 | 2.1464 | 107.2761 | 349.9248 | 5.6789 | 788.3032 | 26.3454 | 169.4789 | 1329.7936 | 3.0947 | 721.6923 | 224.0245 | 116.4662 | 9.3007 | 901.5891 | 13.0797 | 529.12 | 1002.2301 | 583.8944 | 61.6704 | 37.1493 | 101.007 | 247.2751 | 301.3504 | 404.3148 | 66.5541 | 159.4877 | 47.6817 | 395.8712 | 274.9128
1f37113 | UGI_a | 7 | 01m_076010_393x248x546.dat | 0.0663;0.0663;0.1400 | 393;248;546 | (0.1855;68.2875;4.7075) | 60 | 2.5 | 38 | 81.3761 | 60 | EZpaque | [73,75] | [90,20] | 1 | 20 | 95 | abnormal | malrotation w volvus / ladd's bands | 6.6306 | 3.791 | 25.1366 | 26.9788 | 15.4248 | 416.1412 | 1.0606e-15 | 789.7484 | 0.30468 | 32.9295 | 136.3342 | 1.0619 | 363.6993 | 5.5774 | 62.94 | 852.2774 | 0.75291 | 365.7641 | 119.0143 | 44.1399 | 1.9583 | 461.2735 | 2.8624 | 219.0681 | 636.3489 | 254.4622 | 18.3023 | 11.0661 | 30.0209 | 121.9494 | 147.4409 | 214.5341 | 33.6395 | 135.6725 | 12.0853 | 219.7478 | 127.4811
1f37113 | UGI_a | 7 | 01m_076010_393x248x546.dat | 0.0663;0.0663;0.1400 | 393;248;546 | (0.1855;68.2875;4.7075) | 60 | 5.7448 | 47 | 81.3761 | 60 | EZpaque | [73,75] | [90,20] | 1 | 20 | 95 | abnormal | malrotation w volvus / ladd's bands | 6.6306 | 3.791 | 25.1366 | 26.9788 | 15.4248 | 416.1412 | 6.8869e-16 | 1180.8432 | 0.92109 | 72.663 | 267.2481 | 2.6231 | 663.7134 | 16.6883 | 132.8821 | 1295.3657 | 0.80058 | 632.0734 | 202.792 | 91.708 | 5.2181 | 808.9465 | 7.8733 | 423.2699 | 972.5915 | 487.3485 | 43.8647 | 24.6702 | 70.2033 | 211.9002 | 262.0273 | 353.134 | 56.2871 | 158.582 | 31.2247 | 359.1103 | 230.5028
1f37113 | UGI_a | 7 | 01m_076010_393x248x546.dat | 0.0663;0.0663;0.1400 | 393;248;546 | (0.1855;68.2875;4.7075) | 60 | 6.3535 | 49 | 81.3761 | 60 | EZpaque | [73,75] | [90,20] | 1 | 20 | 95 | abnormal | malrotation w volvus / ladd's bands | 6.6306 | 3.791 | 25.1366 | 26.9788 | 15.4248 | 416.1412 | 6.5757e-16 | 1223.4225 | 1.0768 | 78.8241 | 286.8309 | 3.5844 | 712.6442 | 18.3982 | 143.8914 | 1340.9774 | 2.0489 | 665.8656 | 213.6822 | 98.9392 | 5.7088 | 850.5013 | 8.7826 | 453.3847 | 1006.6531 | 518.7775 | 48.1352 | 29.8891 | 78.3132 | 224.3982 | 278.1699 | 372.9104 | 59.5003 | 161.1638 | 39.006 | 377.1389 | 244.8423
1f37113 | UGI_a | 7 | 01m_076010_393x248x546.dat | 0.0663;0.0663;0.1400 | 393;248;546 | (0.1855;68.2875;4.7075) | 80 | 2.9 | 44 | 81.3761 | 60 | EZpaque | [73,75] | [90,20] | 1 | 20 | 95 | abnormal | malrotation w volvus / ladd's bands | 6.6306 | 3.791 | 25.1366 | 26.9788 | 15.4248 | 416.1412 | 9.4962e-16 | 863.086 | 0.55656 | 45.1677 | 170.4268 | 1.5249 | 431.4482 | 9.5144 | 80.6779 | 933.7777 | 0.11436 | 423.9399 | 136.908 | 56.7272 | 3.2395 | 535.3113 | 4.5547 | 270.0777 | 697.4084 | 309.104 | 25.2113 | 15.5273 | 41.5768 | 143.0039 | 174.1513 | 245.1493 | 38.9609 | 139.884 | 19.7848 | 248.9557 | 151.8914
1f37113 | UGI_a | 7 | 01m_076010_393x248x546.dat | 0.0663;0.0663;0.1400 | 393;248;546 | (0.1855;68.2875;4.7075) | 80 | 7.702 | 57 | 81.3761 | 60 | EZpaque | [73,75] | [90,20] | 1 | 20 | 95 | abnormal | malrotation w volvus / ladd's bands | 6.6306 | 3.791 | 25.1366 | 26.9788 | 15.4248 | 416.1412 | 6.3475e-16 | 1253.5878 | 1.5852 | 92.3996 | 321.9199 | 4.3694 | 754.875 | 20.6048 | 159.6051 | 1356.4938 | 1.2715 | 701.6103 | 223.4251 | 108.9698 | 8.0921 | 886.8789 | 10.8581 | 496.9641 | 1015.9525 | 556.562 | 55.7728 | 35.6248 | 92.2499 | 240.4355 | 297.1974 | 391.4487 | 63.7625 | 161.7769 | 46.7331 | 391.9199 | 263.1002
1f37113 | UGI_a | 7 | 01m_076010_393x248x546.dat | 0.0663;0.0663;0.1400 | 393;248;546 | (0.1855;68.2875;4.7075) | 80 | 8.502 | 60 | 81.3761 | 60 | EZpaque | [73,75] | [90,20] | 1 | 20 | 95 | abnormal | malrotation w volvus / ladd's bands | 6.6306 | 3.791 | 25.1366 | 26.9788 | 15.4248 | 416.1412 | 6.1905e-16 | 1272.2264 | 1.7852 | 101.1213 | 338.3579 | 5.1051 | 785.7379 | 23.5894 | 167.8543 | 1378.5346 | 1.8677 | 724.1919 | 229.9012 | 116.217 | 9.2792 | 913.547 | 11.8648 | 519.9753 | 1033.5375 | 580.439 | 59.3168 | 37.9889 | 97.0796 | 249.5487 | 308.4682 | 403.5595 | 66.1223 | 162.6979 | 52.5742 | 402.7061 | 274.0033
1f37113 | UGI_a | 8 | 01m_076010_393x248x546.dat | 0.0663;0.0663;0.1400 | 393;248;546 | (-0.1590;68.6569;4.7351) | 110 | 3.9 | 52 | 81.4785 | 60 | EZpaque | [73,75] | [90,20] | 1 | 15 | 95 | abnormal | malrotation w volvus / ladd's bands | 6.6625 | 3.7644 | 25.0802 | 27.1427 | 15.3357 | 416.2522 | 8.4578e-16 | 934.4 | 0.95208 | 59.5909 | 217.136 | 2.9979 | 440.1836 | 12.7468 | 105.1475 | 1002.2306 | 1.0723 | 415.8275 | 160.0173 | 71.082 | 3.9981 | 705.3461 | 6.3407 | 325.5207 | 937.4622 | 417.2227 | 34.0465 | 21.4582 | 54.5211 | 165.0452 | 200.713 | 279.6653 | 45.4979 | 144.2812 | 26.2455 | 281.0645 | 183.0674
1f37113 | UGI_a | 8 | 01m_076010_393x248x546.dat | 0.0663;0.0663;0.1400 | 393;248;546 | (-0.1590;68.6569;4.7351) | 110 | 7.85 | 62 | 81.4785 | 60 | EZpaque | [73,75] | [90,20] | 1 | 15 | 95 | abnormal | malrotation w volvus / ladd's bands | 6.6625 | 3.7644 | 25.0802 | 27.1427 | 15.3357 | 416.2522 | 6.7551e-16 | 1160.4772 | 1.6879 | 93.9887 | 313.6165 | 5.231 | 633.8798 | 23.2107 | 152.4189 | 1252.3046 | 2.6764 | 571.1269 | 210.938 | 104.0656 | 8.2944 | 927.1708 | 10.2437 | 463.7853 | 1147.9829 | 574.9463 | 53.0254 | 33.5911 | 85.1539 | 223.5941 | 273.1291 | 368.2353 | 60.7682 | 156.5524 | 43.2594 | 367.2586 | 252.1515
1f37113 | UGI_a | 8 | 01m_076010_393x248x546.dat | 0.0663;0.0663;0.1400 | 393;248;546 | (-0.1590;68.6569;4.7351) | 110 | 9.9905 | 69 | 81.4785 | 60 | EZpaque | [73,75] | [90,20] | 1 | 15 | 95 | abnormal | malrotation w volvus / ladd's bands | 6.6625 | 3.7644 | 25.0802 | 27.1427 | 15.3357 | 416.2522 | 6.5316e-16 | 1199.9704 | 2.1073 | 111.0406 | 345.7052 | 5.2549 | 695.345 | 25.4732 | 168.4585 | 1289.5813 | 1.4049 | 613.9864 | 222.8405 | 110.448 | 8.8273 | 973.0115 | 12.4872 | 508.5142 | 1171.968 | 619.8809 | 59.491 | 36.0143 | 95.617 | 239.6807 | 291.7365 | 391.953 | 65.1069 | 157.9285 | 50.6524 | 386.4119 | 271.9902
1f37113 | UGI_a | 8 | 01m_076010_393x248x546.dat | 0.0663;0.0663;0.1400 | 393;248;546 | (-0.1590;68.6569;4.7351) | 60 | 2.5 | 38 | 81.4785 | 60 | EZpaque | [73,75] | [90,20] | 1 | 15 | 95 | abnormal | malrotation w volvus / ladd's bands | 6.6625 | 3.7644 | 25.0802 | 27.1427 | 15.3357 | 416.2522 | 1.0567e-15 | 754.6156 | 0.30474 | 32.1742 | 137.4962 | 0.91331 | 288.2225 | 5.8491 | 65.2333 | 815.5326 | 0.6303 | 290.7966 | 119.4019 | 44.2867 | 2.2483 | 530.0546 | 2.7618 | 210.7442 | 785.7224 | 285.1941 | 17.8388 | 10.1156 | 28.6017 | 117.5317 | 141.9352 | 207.7801 | 33.2055 | 134.8861 | 11.5153 | 213.2584 | 126.8256
1f37113 | UGI_a | 8 | 01m_076010_393x248x546.dat | 0.0663;0.0663;0.1400 | 393;248;546 | (-0.1590;68.6569;4.7351) | 60 | 5.7448 | 47 | 81.4785 | 60 | EZpaque | [73,75] | [90,20] | 1 | 15 | 95 | abnormal | malrotation w volvus / ladd's bands | 6.6625 | 3.7644 | 25.0802 | 27.1427 | 15.3357 | 416.2522 | 6.8613e-16 | 1145.5016 | 0.90693 | 71.1296 | 265.7816 | 2.7288 | 558.7884 | 15.5394 | 132.9709 | 1251.7355 | 0.46314 | 523.139 | 201.9596 | 89.9614 | 4.6987 | 893.2598 | 7.7674 | 405.9013 | 1162.4372 | 530.6012 | 42.1423 | 26.3887 | 68.7219 | 205.0078 | 253.1922 | 344.2358 | 55.2721 | 157.6046 | 33.0624 | 350.5451 | 228.7693
1f37113 | UGI_a | 8 | 01m_076010_393x248x546.dat | 0.0663;0.0663;0.1400 | 393;248;546 | (-0.1590;68.6569;4.7351) | 60 | 6.3535 | 49 | 81.4785 | 60 | EZpaque | [73,75] | [90,20] | 1 | 15 | 95 | abnormal | malrotation w volvus / ladd's bands | 6.6625 | 3.7644 | 25.0802 | 27.1427 | 15.3357 | 416.2522 | 6.5511e-16 | 1189.1667 | 1.0683 | 77.6491 | 284.3016 | 3.2958 | 608.2756 | 15.6583 | 143.4132 | 1297.2852 | 2.4915 | 553.6744 | 212.6805 | 97.9631 | 5.5926 | 934.0051 | 8.5098 | 434.5196 | 1198.4933 | 562.8789 | 46.7979 | 29.4483 | 76.7088 | 217.1683 | 268.9033 | 360.3317 | 58.3374 | 160.0605 | 35.8899 | 367.9731 | 242.668
1f37113 | UGI_a | 8 | 01m_076010_393x248x546.dat | 0.0663;0.0663;0.1400 | 393;248;546 | (-0.1590;68.6569;4.7351) | 80 | 2.9 | 44 | 81.4785 | 60 | EZpaque | [73,75] | [90,20] | 1 | 15 | 95 | abnormal | malrotation w volvus / ladd's bands | 6.6625 | 3.7644 | 25.0802 | 27.1427 | 15.3357 | 416.2522 | 9.4609e-16 | 829.4139 | 0.54436 | 44.388 | 171.4636 | 1.5634 | 352.3133 | 9.317 | 81.8802 | 896.49 | 1.3933 | 343.3712 | 136.932 | 53.4315 | 3.0635 | 604.6466 | 4.3344 | 259.2883 | 850.6698 | 343.72 | 24.8528 | 14.4785 | 39.9116 | 138.0837 | 167.9522 | 239.0213 | 38.3854 | 139.005 | 19.5066 | 242.0101 | 151.1031
1f37113 | UGI_a | 8 | 01m_076010_393x248x546.dat | 0.0663;0.0663;0.1400 | 393;248;546 | (-0.1590;68.6569;4.7351) | 80 | 7.702 | 57 | 81.4785 | 60 | EZpaque | [73,75] | [90,20] | 1 | 15 | 95 | abnormal | malrotation w volvus / ladd's bands | 6.6625 | 3.7644 | 25.0802 | 27.1427 | 15.3357 | 416.2522 | 6.3239e-16 | 1210.6944 | 1.5417 | 92.013 | 318.4274 | 4.134 | 657.3168 | 22.1446 | 158.6207 | 1313.7955 | 1.0355 | 589.4788 | 221.7464 | 109.0136 | 7.3426 | 968.3911 | 10.5913 | 477.8545 | 1200.0839 | 596.2626 | 54.1502 | 34.2068 | 87.6312 | 232.826 | 287.4324 | 382.1408 | 62.4579 | 160.1953 | 44.3287 | 382.8092 | 260.4725
1f37113 | UGI_a | 8 | 01m_076010_393x248x546.dat | 0.0663;0.0663;0.1400 | 393;248;546 | (-0.1590;68.6569;4.7351) | 80 | 8.502 | 60 | 81.4785 | 60 | EZpaque | [73,75] | [90,20] | 1 | 15 | 95 | abnormal | malrotation w volvus / ladd's bands | 6.6625 | 3.7644 | 25.0802 | 27.1427 | 15.3357 | 416.2522 | 6.1674e-16 | 1229.9237 | 1.7317 | 96.1641 | 333.9509 | 5.0757 | 692.207 | 23.1622 | 167.0079 | 1334.6685 | 2.8254 | 611.0056 | 227.7306 | 114.5852 | 8.8232 | 993.5184 | 11.4864 | 500.7317 | 1215.6064 | 619.3397 | 57.535 | 37.794 | 93.2828 | 241.6738 | 298.3577 | 392.9479 | 64.6733 | 161.1998 | 48.0334 | 393.3904 | 270.3174
1f37113 | UGI_a | 9 | 01m_076010_393x248x546.dat | 0.0663;0.0663;0.1400 | 393;248;546 | (0.2221;68.4041;4.6885) | 110 | 3.9 | 52 | 81.2771 | 60 | EZpaque | [73,75] | [90,20] | 1 | 15 | 95 | abnormal | malrotation w volvus / ladd's bands | 6.5386 | 3.7803 | 24.7177 | 26.5721 | 15.3624 | 408.212 | 8.677e-16 | 948.5858 | 0.97918 | 59.0571 | 216.5028 | 2.5796 | 566.6345 | 13.8734 | 102.7472 | 1015.6364 | 1.9678 | 583.6103 | 153.8892 | 68.845 | 4.8875 | 541.0381 | 6.4315 | 335.7834 | 607.6048 | 337.5928 | 35.0109 | 22.1827 | 55.6677 | 167.7229 | 204.2774 | 287.7404 | 46.5252 | 145.3314 | 28.1398 | 280.8423 | 179.7652
1f37113 | UGI_a | 9 | 01m_076010_393x248x546.dat | 0.0663;0.0663;0.1400 | 393;248;546 | (0.2221;68.4041;4.6885) | 110 | 7.85 | 62 | 81.2771 | 60 | EZpaque | [73,75] | [90,20] | 1 | 15 | 95 | abnormal | malrotation w volvus / ladd's bands | 6.5386 | 3.7803 | 24.7177 | 26.5721 | 15.3624 | 408.212 | 6.9301e-16 | 1180.738 | 1.7348 | 88.6701 | 312.6086 | 4.6057 | 787.0625 | 23.5005 | 152.1918 | 1265.3836 | 1.4033 | 770.0497 | 205.539 | 105.5689 | 8.006 | 742.9792 | 11.2272 | 479.2158 | 780.1073 | 481.7554 | 54.2592 | 34.3647 | 87.1463 | 227.3084 | 278.0225 | 380.9075 | 62.3669 | 158.0472 | 43.3733 | 368.6191 | 248.3956
1f37113 | UGI_a | 9 | 01m_076010_393x248x546.dat | 0.0663;0.0663;0.1400 | 393;248;546 | (0.2221;68.4041;4.6885) | 110 | 9.9905 | 69 | 81.2771 | 60 | EZpaque | [73,75] | [90,20] | 1 | 15 | 95 | abnormal | malrotation w volvus / ladd's bands | 6.5386 | 3.7803 | 24.7177 | 26.5721 | 15.3624 | 408.212 | 6.7008e-16 | 1221.8877 | 2.1629 | 104.1924 | 346.7955 | 5.3995 | 845.5882 | 26.2626 | 169.0997 | 1303.132 | 1.3579 | 813.9202 | 217.1389 | 116.4954 | 9.6422 | 797.8326 | 12.6899 | 524.3121 | 812.9651 | 527.8192 | 62.0495 | 38.3717 | 99.3228 | 243.7057 | 297.0789 | 403.0449 | 66.9529 | 159.7113 | 52.5536 | 389.1598 | 268.9992
1f37113 | UGI_a | 9 | 01m_076010_393x248x546.dat | 0.0663;0.0663;0.1400 | 393;248;546 | (0.2221;68.4041;4.6885) | 60 | 2.5 | 38 | 81.2771 | 60 | EZpaque | [73,75] | [90,20] | 1 | 15 | 95 | abnormal | malrotation w volvus / ladd's bands | 6.5386 | 3.7803 | 24.7177 | 26.5721 | 15.3624 | 408.212 | 1.0841e-15 | 761.6889 | 0.30618 | 28.6012 | 135.3175 | 1.2144 | 391.6551 | 5.9028 | 60.9085 | 827.1707 | 0.017538 | 437.0561 | 112.5616 | 43.3108 | 2.0389 | 378.234 | 2.8363 | 217.1536 | 478.0664 | 215.5118 | 18.7387 | 10.6446 | 29.5872 | 119.3726 | 144.3699 | 215.6855 | 33.81 | 135.8797 | 11.3438 | 211.3087 | 122.8509
1f37113 | UGI_a | 9 | 01m_076010_393x248x546.dat | 0.0663;0.0663;0.1400 | 393;248;546 | (0.2221;68.4041;4.6885) | 60 | 5.7448 | 47 | 81.2771 | 60 | EZpaque | [73,75] | [90,20] | 1 | 15 | 95 | abnormal | malrotation w volvus / ladd's bands | 6.5386 | 3.7803 | 24.7177 | 26.5721 | 15.3624 | 408.212 | 7.0393e-16 | 1157.8013 | 0.92525 | 67.4287 | 265.8364 | 2.5791 | 726.1243 | 15.3112 | 130.6552 | 1264.1473 | 2.0444 | 730.7697 | 195.2327 | 91.441 | 5.0576 | 696.8032 | 7.6089 | 420.0992 | 761.0284 | 428.3954 | 43.8283 | 28.2955 | 70.1306 | 208.1653 | 257.4569 | 355.3638 | 56.6051 | 158.9003 | 33.1724 | 351.2429 | 224.2555
1f37113 | UGI_a | 9 | 01m_076010_393x248x546.dat | 0.0663;0.0663;0.1400 | 393;248;546 | (0.2221;68.4041;4.6885) | 60 | 6.3535 | 49 | 81.2771 | 60 | EZpaque | [73,75] | [90,20] | 1 | 15 | 95 | abnormal | malrotation w volvus / ladd's bands | 6.5386 | 3.7803 | 24.7177 | 26.5721 | 15.3624 | 408.212 | 6.7212e-16 | 1199.2345 | 1.0768 | 72.5331 | 284.6514 | 3.2628 | 765.2796 | 18.1649 | 142.2141 | 1309.7505 | 1.2543 | 766.202 | 205.8709 | 99.2233 | 6.6135 | 737.5167 | 8.7763 | 450.455 | 793.1615 | 460.9591 | 49.1326 | 30.8189 | 78.9873 | 220.5417 | 273.4384 | 372.0562 | 59.8226 | 161.0245 | 36.1319 | 367.9616 | 238.4077
1f37113 | UGI_a | 9 | 01m_076010_393x248x546.dat | 0.0663;0.0663;0.1400 | 393;248;546 | (0.2221;68.4041;4.6885) | 80 | 2.9 | 44 | 81.2771 | 60 | EZpaque | [73,75] | [90,20] | 1 | 15 | 95 | abnormal | malrotation w volvus / ladd's bands | 6.5386 | 3.7803 | 24.7177 | 26.5721 | 15.3624 | 408.212 | 9.7062e-16 | 838.4531 | 0.5597 | 40.4051 | 169.5616 | 1.4097 | 466.0213 | 9.0118 | 78.8732 | 907.4296 | 0.36461 | 498.8663 | 130.5453 | 55.176 | 3.5838 | 450.0316 | 4.4427 | 268.1995 | 531.6906 | 267.4783 | 25.7763 | 15.487 | 41.1994 | 140.3519 | 170.9673 | 245.2018 | 39.2252 | 140.0472 | 20.3643 | 240.9966 | 147.0309
1f37113 | UGI_a | 9 | 01m_076010_393x248x546.dat | 0.0663;0.0663;0.1400 | 393;248;546 | (0.2221;68.4041;4.6885) | 80 | 7.702 | 57 | 81.2771 | 60 | EZpaque | [73,75] | [90,20] | 1 | 15 | 95 | abnormal | malrotation w volvus / ladd's bands | 6.5386 | 3.7803 | 24.7177 | 26.5721 | 15.3624 | 408.212 | 6.4879e-16 | 1232.2414 | 1.6045 | 86.2154 | 318.6685 | 4.3166 | 820.7082 | 20.8603 | 158.9104 | 1327.5722 | 2.8097 | 799.2992 | 215.6619 | 110.6809 | 7.7687 | 775.4241 | 11.2205 | 493.9477 | 810.5509 | 498.0785 | 56.8733 | 35.8096 | 89.2411 | 236.6778 | 292.5815 | 392.5966 | 64.1936 | 161.6837 | 44.0048 | 384.5852 | 256.5274
1f37113 | UGI_a | 9 | 01m_076010_393x248x546.dat | 0.0663;0.0663;0.1400 | 393;248;546 | (0.2221;68.4041;4.6885) | 80 | 8.502 | 60 | 81.2771 | 60 | EZpaque | [73,75] | [90,20] | 1 | 15 | 95 | abnormal | malrotation w volvus / ladd's bands | 6.5386 | 3.7803 | 24.7177 | 26.5721 | 15.3624 | 408.212 | 6.3273e-16 | 1253.5775 | 1.805 | 93.0945 | 334.9753 | 4.4107 | 843.3571 | 23.6577 | 167.3849 | 1349.7475 | 2.8778 | 822.1001 | 222.4635 | 118.6235 | 8.2664 | 804.1147 | 12.0054 | 517.6432 | 827.284 | 521.4205 | 59.9811 | 39.6629 | 96.1353 | 245.7285 | 303.815 | 406.4711 | 66.5505 | 162.647 | 49.784 | 395.1292 | 267.2936

## r.err
Git Commit | Procedure | Field # | Phantom | Voxel Size | Voxel Array | Source Coordinate | Peak Potential | HVL | Average Energy | FDD | SSD | Contrast Material | Contrast Location | Contrast Percentage | # of Radigraphs | Field Time | Total Procedure Time | Disease State | Disease | Field Width @ 20cm | Field Height @ 20cm | Field Area @ 20cm | Field Width @ Image | Field Height @ Image | Field Area @ Image | KAP | Adrenals | Brain | Breast | Colon | ET | GB-wall | Gonads | Ht-wall | Kidneys | Eye-lens | Liver | Lungs | Oesophagus | O-mucosa | Pancreas | S-glands | SI-wall | Spleen | St-wall | Thymus | Thyroid | UB-wall | R-marrow | Endost-BS | Lymph | Muscle | Skin | Prostate / Uterus | Remainder | Effective Dose
- | - | - | - | - | - | - | kVp | mm Al | keV | cm | cm | - | - | - | - | s | s | - | - | cm | cm | cm2 | cm | cm | cm2 | Gy-cm2 | mGy/Gy-cm2 | mGy/Gy-cm2 | mGy/Gy-cm2 | mGy/Gy-cm2 | mGy/Gy-cm2 | mGy/Gy-cm2 | mGy/Gy-cm2 | mGy/Gy-cm2 | mGy/Gy-cm2 | mGy/Gy-cm2 | mGy/Gy-cm2 | mGy/Gy-cm2 | mGy/Gy-cm2 | mGy/Gy-cm2 | mGy/Gy-cm2 | mGy/Gy-cm2 | mGy/Gy-cm2 | mGy/Gy-cm2 | mGy/Gy-cm2 | mGy/Gy-cm2 | mGy/Gy-cm2 | mGy/Gy-cm2 | mGy/Gy-cm2 | mGy/Gy-cm2 | mGy/Gy-cm2 | mGy/Gy-cm2 | mGy/Gy-cm2 | mGy/Gy-cm2 | mGy/Gy-cm2 | mSv/Gy-cm2
1f37113 | UGI | 1 | 00f_051004_345x211x716.dat | 0.0663;0.0663;0.0663 | 345;211;716 | (-1.1751;68.2544;9.8487) | 110 | 3.9 | 52 | 77.9285 | 60 | EZpaque | [5] | [0] | 0 | 5 | 75 | normal | none | 4.0197 | 3.6218 | 14.5585 | 15.6624 | 14.1121 | 221.0293 | 0 | 0.009 | 0.0017 | 0.0111 | 0.0095 | 0.0073 | 0.035 | 0.1098 | 0.0015 | 0.0067 | 0.0581 | 0.0011 | 0.0009 | 0.0052 | 0.0039 | 0.0108 | 0.0025 | 0.0077 | 0.005 | 0.007 | 0.0022 | 0.0053 | 0.0434 | 0 | 0 | 0.0034 | 0.0004 | 0.0012 | 0.0415 | 0 | 0
1f37113 | UGI | 1 | 00f_051004_345x211x716.dat | 0.0663;0.0663;0.0663 | 345;211;716 | (-1.1751;68.2544;9.8487) | 110 | 7.85 | 62 | 77.9285 | 60 | EZpaque | [5] | [0] | 0 | 5 | 75 | normal | none | 4.0197 | 3.6218 | 14.5585 | 15.6624 | 14.1121 | 221.0293 | 0 | 0.0085 | 0.0016 | 0.0118 | 0.0088 | 0.0073 | 0.0322 | 0.1004 | 0.0016 | 0.0062 | 0.0569 | 0.0011 | 0.0009 | 0.0051 | 0.0042 | 0.0103 | 0.0026 | 0.007 | 0.005 | 0.0068 | 0.0021 | 0.0055 | 0.0383 | 0 | 0 | 0.0034 | 0.0005 | 0.0013 | 0.0362 | 0 | 0
1f37113 | UGI | 1 | 00f_051004_345x211x716.dat | 0.0663;0.0663;0.0663 | 345;211;716 | (-1.1751;68.2544;9.8487) | 110 | 9.9905 | 69 | 77.9285 | 60 | EZpaque | [5] | [0] | 0 | 5 | 75 | normal | none | 4.0197 | 3.6218 | 14.5585 | 15.6624 | 14.1121 | 221.0293 | 0 | 0.0083 | 0.0015 | 0.0116 | 0.0085 | 0.0072 | 0.0313 | 0.1024 | 0.0016 | 0.006 | 0.0541 | 0.0011 | 0.0009 | 0.005 | 0.0042 | 0.01 | 0.0026 | 0.0068 | 0.0051 | 0.0067 | 0.0021 | 0.0055 | 0.0369 | 0 | 0 | 0.0034 | 0.0005 | 0.0013 | 0.0345 | 0 | 0
1f37113 | UGI | 1 | 00f_051004_345x211x716.dat | 0.0663;0.0663;0.0663 | 345;211;716 | (-1.1751;68.2544;9.8487) | 60 | 2.5 | 38 | 77.9285 | 60 | EZpaque | [5] | [0] | 0 | 5 | 75 | normal | none | 4.0197 | 3.6218 | 14.5585 | 15.6624 | 14.1121 | 221.0293 | 0 | 0.0098 | 0.0018 | 0.0106 | 0.0109 | 0.0072 | 0.0393 | 0.1871 | 0.0015 | 0.0077 | 0.0622 | 0.0012 | 0.0009 | 0.0053 | 0.0037 | 0.0118 | 0.0023 | 0.009 | 0.0049 | 0.0072 | 0.0022 | 0.0052 | 0.0598 | 0 | 0 | 0.0034 | 0.0004 | 0.0011 | 0.0545 | 0 | 0
1f37113 | UGI | 1 | 00f_051004_345x211x716.dat | 0.0663;0.0663;0.0663 | 345;211;716 | (-1.1751;68.2544;9.8487) | 60 | 5.7448 | 47 | 77.9285 | 60 | EZpaque | [5] | [0] | 0 | 5 | 75 | normal | none | 4.0197 | 3.6218 | 14.5585 | 15.6624 | 14.1121 | 221.0293 | 0 | 0.0088 | 0.0016 | 0.0124 | 0.0093 | 0.0077 | 0.0339 | 0.1248 | 0.0016 | 0.0065 | 0.0586 | 0.0011 | 0.0009 | 0.0053 | 0.0042 | 0.0105 | 0.0026 | 0.0075 | 0.0049 | 0.0068 | 0.0022 | 0.0055 | 0.0461 | 0 | 0 | 0.0036 | 0.0005 | 0.0013 | 0.0428 | 0 | 0
1f37113 | UGI | 1 | 00f_051004_345x211x716.dat | 0.0663;0.0663;0.0663 | 345;211;716 | (-1.1751;68.2544;9.8487) | 60 | 6.3535 | 49 | 77.9285 | 60 | EZpaque | [5] | [0] | 0 | 5 | 75 | normal | none | 4.0197 | 3.6218 | 14.5585 | 15.6624 | 14.1121 | 221.0293 | 0 | 0.0088 | 0.0016 | 0.0125 | 0.0092 | 0.0078 | 0.0332 | 0.1227 | 0.0016 | 0.0064 | 0.0576 | 0.0011 | 0.0009 | 0.0054 | 0.0043 | 0.0104 | 0.0027 | 0.0074 | 0.0049 | 0.0068 | 0.0022 | 0.0055 | 0.043 | 0 | 0 | 0.0036 | 0.0005 | 0.0014 | 0.0411 | 0 | 0
1f37113 | UGI | 1 | 00f_051004_345x211x716.dat | 0.0663;0.0663;0.0663 | 345;211;716 | (-1.1751;68.2544;9.8487) | 80 | 2.9 | 44 | 77.9285 | 60 | EZpaque | [5] | [0] | 0 | 5 | 75 | normal | none | 4.0197 | 3.6218 | 14.5585 | 15.6624 | 14.1121 | 221.0293 | 0 | 0.0094 | 0.0018 | 0.011 | 0.0102 | 0.0073 | 0.0376 | 0.1406 | 0.0016 | 0.0072 | 0.0595 | 0.0012 | 0.0009 | 0.0053 | 0.0038 | 0.0112 | 0.0024 | 0.0083 | 0.005 | 0.0071 | 0.0022 | 0.0053 | 0.0509 | 0 | 0 | 0.0035 | 0.0004 | 0.0011 | 0.0483 | 0 | 0
1f37113 | UGI | 1 | 00f_051004_345x211x716.dat | 0.0663;0.0663;0.0663 | 345;211;716 | (-1.1751;68.2544;9.8487) | 80 | 7.702 | 57 | 77.9285 | 60 | EZpaque | [5] | [0] | 0 | 5 | 75 | normal | none | 4.0197 | 3.6218 | 14.5585 | 15.6624 | 14.1121 | 221.0293 | 0 | 0.0086 | 0.0016 | 0.0123 | 0.0089 | 0.0076 | 0.0327 | 0.1082 | 0.0016 | 0.0063 | 0.0563 | 0.0011 | 0.0009 | 0.0053 | 0.0043 | 0.0102 | 0.0026 | 0.0071 | 0.0051 | 0.0068 | 0.0022 | 0.0056 | 0.0405 | 0 | 0 | 0.0036 | 0.0005 | 0.0014 | 0.0383 | 0 | 0
1f37113 | UGI | 1 | 00f_051004_345x211x716.dat | 0.0663;0.0663;0.0663 | 345;211;716 | (-1.1751;68.2544;9.8487) | 80 | 8.502 | 60 | 77.9285 | 60 | EZpaque | [5] | [0] | 0 | 5 | 75 | normal | none | 4.0197 | 3.6218 | 14.5585 | 15.6624 | 14.1121 | 221.0293 | 0 | 0.0085 | 0.0016 | 0.0123 | 0.0088 | 0.0076 | 0.0323 | 0.1066 | 0.0016 | 0.0062 | 0.0562 | 0.0011 | 0.0009 | 0.0053 | 0.0044 | 0.0102 | 0.0027 | 0.007 | 0.0051 | 0.0068 | 0.0022 | 0.0056 | 0.0394 | 0 | 0 | 0.0035 | 0.0005 | 0.0014 | 0.0378 | 0 | 0
1f37113 | UGI | 2 | 00f_051004_345x211x716.dat | 0.0663;0.0663;0.0663 | 345;211;716 | (-1.1751;68.2544;13.0321) | 110 | 3.9 | 52 | 77.9285 | 60 | EZpaque | [5] | [0] | 0 | 5 | 75 | normal | none | 4.0197 | 1.6993 | 6.8305 | 15.6624 | 6.621 | 103.701 | 0 | 0.0263 | 0.0015 | 0.062 | 0.0255 | 0.006 | 0.0918 | 0.2789 | 0.0055 | 0.018 | 0.0526 | 0.0044 | 0.003 | 0.0082 | 0.0033 | 0.0302 | 0.002 | 0.0202 | 0.0168 | 0.022 | 0.0031 | 0.0044 | 0.107 | 0 | 0 | 0.004 | 0.0005 | 0.0014 | 0.0978 | 0 | 0
1f37113 | UGI | 2 | 00f_051004_345x211x716.dat | 0.0663;0.0663;0.0663 | 345;211;716 | (-1.1751;68.2544;13.0321) | 110 | 7.85 | 62 | 77.9285 | 60 | EZpaque | [5] | [0] | 0 | 5 | 75 | normal | none | 4.0197 | 1.6993 | 6.8305 | 15.6624 | 6.621 | 103.701 | 0 | 0.0235 | 0.0014 | 0.063 | 0.0227 | 0.0061 | 0.0917 | 0.2102 | 0.0053 | 0.016 | 0.0496 | 0.0041 | 0.0029 | 0.008 | 0.0035 | 0.0271 | 0.0021 | 0.0178 | 0.0156 | 0.0198 | 0.0031 | 0.0046 | 0.0992 | 0 | 0 | 0.004 | 0.0005 | 0.0016 | 0.0766 | 0 | 0
1f37113 | UGI | 2 | 00f_051004_345x211x716.dat | 0.0663;0.0663;0.0663 | 345;211;716 | (-1.1751;68.2544;13.0321) | 110 | 9.9905 | 69 | 77.9285 | 60 | EZpaque | [5] | [0] | 0 | 5 | 75 | normal | none | 4.0197 | 1.6993 | 6.8305 | 15.6624 | 6.621 | 103.701 | 0 | 0.0225 | 0.0014 | 0.061 | 0.0212 | 0.0061 | 0.0865 | 0.2348 | 0.0052 | 0.0151 | 0.0479 | 0.004 | 0.0028 | 0.0079 | 0.0035 | 0.0262 | 0.0021 | 0.0167 | 0.0151 | 0.0188 | 0.003 | 0.0046 | 0.0805 | 0 | 0 | 0.004 | 0.0005 | 0.0016 | 0.076 | 0 | 0
1f37113 | UGI | 2 | 00f_051004_345x211x716.dat | 0.0663;0.0663;0.0663 | 345;211;716 | (-1.1751;68.2544;13.0321) | 60 | 2.5 | 38 | 77.9285 | 60 | EZpaque | [5] | [0] | 0 | 5 | 75 | normal | none | 4.0197 | 1.6993 | 6.8305 | 15.6624 | 6.621 | 103.701 | 0 | 0.0322 | 0.0016 | 0.07 | 0.0326 | 0.006 | 0.1254 | 0.57 | 0.0058 | 0.0227 | 0.0535 | 0.0052 | 0.0031 | 0.0084 | 0.0031 | 0.0379 | 0.0019 | 0.0269 | 0.0192 | 0.0262 | 0.0031 | 0.0042 | 0.144 | 0 | 0 | 0.004 | 0.0004 | 0.0013 | 0.1468 | 0 | 0
1f37113 | UGI | 2 | 00f_051004_345x211x716.dat | 0.0663;0.0663;0.0663 | 345;211;716 | (-1.1751;68.2544;13.0321) | 60 | 5.7448 | 47 | 77.9285 | 60 | EZpaque | [5] | [0] | 0 | 5 | 75 | normal | none | 4.0197 | 1.6993 | 6.8305 | 15.6624 | 6.621 | 103.701 | 0 | 0.0262 | 0.0014 | 0.0618 | 0.0256 | 0.0064 | 0.0974 | 0.3039 | 0.0053 | 0.018 | 0.0517 | 0.0043 | 0.0029 | 0.0083 | 0.0035 | 0.0302 | 0.0022 | 0.0204 | 0.0163 | 0.0218 | 0.0031 | 0.0045 | 0.111 | 0 | 0 | 0.0042 | 0.0005 | 0.0016 | 0.1051 | 0 | 0
1f37113 | UGI | 2 | 00f_051004_345x211x716.dat | 0.0663;0.0663;0.0663 | 345;211;716 | (-1.1751;68.2544;13.0321) | 60 | 6.3535 | 49 | 77.9285 | 60 | EZpaque | [5] | [0] | 0 | 5 | 75 | normal | none | 4.0197 | 1.6993 | 6.8305 | 15.6624 | 6.621 | 103.701 | 0 | 0.0254 | 0.0014 | 0.064 | 0.0257 | 0.0065 | 0.0897 | 0.2392 | 0.0053 | 0.0173 | 0.0504 | 0.0042 | 0.0029 | 0.0083 | 0.0036 | 0.0293 | 0.0022 | 0.0198 | 0.016 | 0.0212 | 0.0032 | 0.0046 | 0.1026 | 0 | 0 | 0.0042 | 0.0005 | 0.0016 | 0.0976 | 0 | 0
1f37113 | UGI | 2 | 00f_051004_345x211x716.dat | 0.0663;0.0663;0.0663 | 345;211;716 | (-1.1751;68.2544;13.0321) | 80 | 2.9 | 44 | 77.9285 | 60 | EZpaque | [5] | [0] | 0 | 5 | 75 | normal | none | 4.0197 | 1.6993 | 6.8305 | 15.6624 | 6.621 | 103.701 | 0 | 0.0294 | 0.0015 | 0.0671 | 0.0285 | 0.0061 | 0.1068 | 0.4611 | 0.0057 | 0.0201 | 0.0545 | 0.0048 | 0.003 | 0.0084 | 0.0032 | 0.0333 | 0.002 | 0.0233 | 0.018 | 0.0239 | 0.0031 | 0.0043 | 0.1141 | 0 | 0 | 0.0041 | 0.0005 | 0.0014 | 0.1168 | 0 | 0
1f37113 | UGI | 2 | 00f_051004_345x211x716.dat | 0.0663;0.0663;0.0663 | 345;211;716 | (-1.1751;68.2544;13.0321) | 80 | 7.702 | 57 | 77.9285 | 60 | EZpaque | [5] | [0] | 0 | 5 | 75 | normal | none | 4.0197 | 1.6993 | 6.8305 | 15.6624 | 6.621 | 103.701 | 0 | 0.0242 | 0.0014 | 0.0651 | 0.0235 | 0.0064 | 0.0864 | 0.274 | 0.0053 | 0.0164 | 0.0515 | 0.0041 | 0.0029 | 0.0083 | 0.0036 | 0.0274 | 0.0022 | 0.0185 | 0.0159 | 0.0202 | 0.0031 | 0.0047 | 0.0964 | 0 | 0 | 0.0042 | 0.0005 | 0.0016 | 0.0862 | 0 | 0
1f37113 | UGI | 2 | 00f_051004_345x211x716.dat | 0.0663;0.0663;0.0663 | 345;211;716 | (-1.1751;68.2544;13.0321) | 80 | 8.502 | 60 | 77.9285 | 60 | EZpaque | [5] | [0] | 0 | 5 | 75 | normal | none | 4.0197 | 1.6993 | 6.8305 | 15.6624 | 6.621 | 103.701 | 0 | 0.0237 | 0.0014 | 0.0635 | 0.0228 | 0.0064 | 0.0845 | 0.2306 | 0.0053 | 0.0158 | 0.0506 | 0.0041 | 0.0029 | 0.0083 | 0.0036 | 0.0271 | 0.0022 | 0.0178 | 0.0154 | 0.0198 | 0.0031 | 0.0047 | 0.0958 | 0 | 0 | 0.0042 | 0.0005 | 0.0017 | 0.0824 | 0 | 0
1f37113 | UGI | 3 | 00f_051004_345x211x716.dat | 0.0663;0.0663;0.0663 | 345;211;716 | (-1.1751;68.2544;13.0321) | 110 | 3.9 | 52 | 77.9285 | 60 | EZpaque | [5,133,110] | [30,30,100] | 0 | 10 | 75 | normal | none | 4.0197 | 1.6993 | 6.8305 | 15.6624 | 6.621 | 103.701 | 0 | 0.0278 | 0.0015 | 0.0639 | 0.0262 | 0.006 | 0.0949 | 0.2973 | 0.0056 | 0.0189 | 0.0534 | 0.0046 | 0.003 | 0.0021 | 0.0019 | 0.0308 | 0.0021 | 0.0209 | 0.0173 | 0.0227 | 0.0031 | 0.0044 | 0.1123 | 0 | 0 | 0.0041 | 0.0005 | 0.0014 | 0.104 | 0 | 0
1f37113 | UGI | 3 | 00f_051004_345x211x716.dat | 0.0663;0.0663;0.0663 | 345;211;716 | (-1.1751;68.2544;13.0321) | 110 | 7.85 | 62 | 77.9285 | 60 | EZpaque | [5,133,110] | [30,30,100] | 0 | 10 | 75 | normal | none | 4.0197 | 1.6993 | 6.8305 | 15.6624 | 6.621 | 103.701 | 0 | 0.0247 | 0.0014 | 0.0627 | 0.0234 | 0.0061 | 0.0948 | 0.227 | 0.0053 | 0.0166 | 0.0503 | 0.0042 | 0.0029 | 0.002 | 0.0019 | 0.0278 | 0.0022 | 0.0184 | 0.016 | 0.0203 | 0.0031 | 0.0045 | 0.1019 | 0 | 0 | 0.0041 | 0.0005 | 0.0016 | 0.0819 | 0 | 0
1f37113 | UGI | 3 | 00f_051004_345x211x716.dat | 0.0663;0.0663;0.0663 | 345;211;716 | (-1.1751;68.2544;13.0321) | 110 | 9.9905 | 69 | 77.9285 | 60 | EZpaque | [5,133,110] | [30,30,100] | 0 | 10 | 75 | normal | none | 4.0197 | 1.6993 | 6.8305 | 15.6624 | 6.621 | 103.701 | 0 | 0.0235 | 0.0014 | 0.0619 | 0.0218 | 0.0061 | 0.0907 | 0.2384 | 0.0053 | 0.0157 | 0.0487 | 0.0041 | 0.0029 | 0.002 | 0.002 | 0.0269 | 0.0022 | 0.0173 | 0.0154 | 0.0193 | 0.003 | 0.0046 | 0.0851 | 0 | 0 | 0.004 | 0.0005 | 0.0016 | 0.0793 | 0 | 0
1f37113 | UGI | 3 | 00f_051004_345x211x716.dat | 0.0663;0.0663;0.0663 | 345;211;716 | (-1.1751;68.2544;13.0321) | 60 | 2.5 | 38 | 77.9285 | 60 | EZpaque | [5,133,110] | [30,30,100] | 0 | 10 | 75 | normal | none | 4.0197 | 1.6993 | 6.8305 | 15.6624 | 6.621 | 103.701 | 0 | 0.0343 | 0.0016 | 0.0698 | 0.0337 | 0.006 | 0.1297 | 0.7006 | 0.0059 | 0.0238 | 0.0537 | 0.0054 | 0.0032 | 0.0023 | 0.0019 | 0.039 | 0.002 | 0.0277 | 0.0196 | 0.0267 | 0.0031 | 0.0042 | 0.1456 | 0 | 0 | 0.0041 | 0.0004 | 0.0013 | 0.1579 | 0 | 0
1f37113 | UGI | 3 | 00f_051004_345x211x716.dat | 0.0663;0.0663;0.0663 | 345;211;716 | (-1.1751;68.2544;13.0321) | 60 | 5.7448 | 47 | 77.9285 | 60 | EZpaque | [5,133,110] | [30,30,100] | 0 | 10 | 75 | normal | none | 4.0197 | 1.6993 | 6.8305 | 15.6624 | 6.621 | 103.701 | 0 | 0.0281 | 0.0014 | 0.0642 | 0.0263 | 0.0064 | 0.1015 | 0.3228 | 0.0054 | 0.0188 | 0.0522 | 0.0045 | 0.003 | 0.0019 | 0.0018 | 0.0313 | 0.0022 | 0.0212 | 0.0166 | 0.0223 | 0.0031 | 0.0045 | 0.1106 | 0 | 0 | 0.0042 | 0.0005 | 0.0016 | 0.1067 | 0 | 0
1f37113 | UGI | 3 | 00f_051004_345x211x716.dat | 0.0663;0.0663;0.0663 | 345;211;716 | (-1.1751;68.2544;13.0321) | 60 | 6.3535 | 49 | 77.9285 | 60 | EZpaque | [5,133,110] | [30,30,100] | 0 | 10 | 75 | normal | none | 4.0197 | 1.6993 | 6.8305 | 15.6624 | 6.621 | 103.701 | 0 | 0.0269 | 0.0014 | 0.0666 | 0.0265 | 0.0065 | 0.0938 | 0.2715 | 0.0054 | 0.0181 | 0.0509 | 0.0044 | 0.003 | 0.0019 | 0.0018 | 0.0304 | 0.0023 | 0.0205 | 0.0163 | 0.0216 | 0.0032 | 0.0046 | 0.1037 | 0 | 0 | 0.0043 | 0.0005 | 0.0016 | 0.1017 | 0 | 0
1f37113 | UGI | 3 | 00f_051004_345x211x716.dat | 0.0663;0.0663;0.0663 | 345;211;716 | (-1.1751;68.2544;13.0321) | 80 | 2.9 | 44 | 77.9285 | 60 | EZpaque | [5,133,110] | [30,30,100] | 0 | 10 | 75 | normal | none | 4.0197 | 1.6993 | 6.8305 | 15.6624 | 6.621 | 103.701 | 0 | 0.0311 | 0.0016 | 0.069 | 0.0295 | 0.0061 | 0.1085 | 0.5238 | 0.0058 | 0.021 | 0.0548 | 0.005 | 0.0031 | 0.0022 | 0.0019 | 0.034 | 0.002 | 0.0241 | 0.0184 | 0.0245 | 0.0031 | 0.0044 | 0.1202 | 0 | 0 | 0.0041 | 0.0005 | 0.0014 | 0.1195 | 0 | 0
1f37113 | UGI | 3 | 00f_051004_345x211x716.dat | 0.0663;0.0663;0.0663 | 345;211;716 | (-1.1751;68.2544;13.0321) | 80 | 7.702 | 57 | 77.9285 | 60 | EZpaque | [5,133,110] | [30,30,100] | 0 | 10 | 75 | normal | none | 4.0197 | 1.6993 | 6.8305 | 15.6624 | 6.621 | 103.701 | 0 | 0.0257 | 0.0014 | 0.0651 | 0.0244 | 0.0063 | 0.0889 | 0.2854 | 0.0054 | 0.017 | 0.0517 | 0.0043 | 0.0029 | 0.0019 | 0.0018 | 0.028 | 0.0023 | 0.0192 | 0.0162 | 0.0207 | 0.0031 | 0.0046 | 0.0989 | 0 | 0 | 0.0042 | 0.0005 | 0.0016 | 0.0925 | 0 | 0
1f37113 | UGI | 3 | 00f_051004_345x211x716.dat | 0.0663;0.0663;0.0663 | 345;211;716 | (-1.1751;68.2544;13.0321) | 80 | 8.502 | 60 | 77.9285 | 60 | EZpaque | [5,133,110] | [30,30,100] | 0 | 10 | 75 | normal | none | 4.0197 | 1.6993 | 6.8305 | 15.6624 | 6.621 | 103.701 | 0 | 0.0251 | 0.0014 | 0.064 | 0.0236 | 0.0064 | 0.0864 | 0.2376 | 0.0053 | 0.0166 | 0.0503 | 0.0042 | 0.0029 | 0.0019 | 0.0019 | 0.0281 | 0.0023 | 0.0184 | 0.0158 | 0.0204 | 0.0031 | 0.0047 | 0.1 | 0 | 0 | 0.0042 | 0.0005 | 0.0017 | 0.0883 | 0 | 0
1f37113 | UGI | 4 | 00f_051004_345x211x716.dat | 0.0663;0.0663;0.0663 | 345;211;716 | (-1.1751;68.2544;9.1960) | 110 | 3.9 | 52 | 77.9285 | 60 | EZpaque | [5,133,110,73] | [10,10,100,10] | 1 | 10 | 75 | normal | none | 4.0197 | 4.016 | 16.143 | 15.6624 | 15.648 | 245.0852 | 0 | 0.0066 | 0.0018 | 0.0117 | 0.0081 | 0.0076 | 0.0301 | 0.1068 | 0.0016 | 0.0058 | 0.0571 | 0.001 | 0.0009 | 0.0013 | 0.0031 | 0.0093 | 0.0026 | 0.0071 | 0.0027 | 0.0045 | 0.0022 | 0.0056 | 0.0412 | 0 | 0 | 0.0034 | 0.0004 | 0.0012 | 0.0389 | 0 | 0
1f37113 | UGI | 4 | 00f_051004_345x211x716.dat | 0.0663;0.0663;0.0663 | 345;211;716 | (-1.1751;68.2544;9.1960) | 110 | 7.85 | 62 | 77.9285 | 60 | EZpaque | [5,133,110,73] | [10,10,100,10] | 1 | 10 | 75 | normal | none | 4.0197 | 4.016 | 16.143 | 15.6624 | 15.648 | 245.0852 | 0 | 0.0063 | 0.0016 | 0.0123 | 0.0075 | 0.0077 | 0.0271 | 0.1012 | 0.0016 | 0.0054 | 0.056 | 0.001 | 0.0009 | 0.0012 | 0.0031 | 0.0089 | 0.0027 | 0.0064 | 0.0028 | 0.0044 | 0.0022 | 0.0057 | 0.0362 | 0 | 0 | 0.0034 | 0.0005 | 0.0013 | 0.0338 | 0 | 0
1f37113 | UGI | 4 | 00f_051004_345x211x716.dat | 0.0663;0.0663;0.0663 | 345;211;716 | (-1.1751;68.2544;9.1960) | 110 | 9.9905 | 69 | 77.9285 | 60 | EZpaque | [5,133,110,73] | [10,10,100,10] | 1 | 10 | 75 | normal | none | 4.0197 | 4.016 | 16.143 | 15.6624 | 15.648 | 245.0852 | 0 | 0.0062 | 0.0016 | 0.012 | 0.0073 | 0.0075 | 0.0262 | 0.0928 | 0.0016 | 0.0053 | 0.0525 | 0.001 | 0.0009 | 0.0012 | 0.0032 | 0.0086 | 0.0027 | 0.0061 | 0.0028 | 0.0044 | 0.0022 | 0.0057 | 0.0348 | 0 | 0 | 0.0034 | 0.0005 | 0.0013 | 0.0321 | 0 | 0
1f37113 | UGI | 4 | 00f_051004_345x211x716.dat | 0.0663;0.0663;0.0663 | 345;211;716 | (-1.1751;68.2544;9.1960) | 60 | 2.5 | 38 | 77.9285 | 60 | EZpaque | [5,133,110,73] | [10,10,100,10] | 1 | 10 | 75 | normal | none | 4.0197 | 4.016 | 16.143 | 15.6624 | 15.648 | 245.0852 | 0 | 0.007 | 0.0019 | 0.011 | 0.009 | 0.0075 | 0.0343 | 0.1572 | 0.0016 | 0.0066 | 0.0644 | 0.001 | 0.0009 | 0.0014 | 0.003 | 0.0101 | 0.0025 | 0.0083 | 0.0025 | 0.0046 | 0.0023 | 0.0055 | 0.0542 | 0 | 0 | 0.0035 | 0.0004 | 0.0011 | 0.0514 | 0 | 0
1f37113 | UGI | 4 | 00f_051004_345x211x716.dat | 0.0663;0.0663;0.0663 | 345;211;716 | (-1.1751;68.2544;9.1960) | 60 | 5.7448 | 47 | 77.9285 | 60 | EZpaque | [5,133,110,73] | [10,10,100,10] | 1 | 10 | 75 | normal | none | 4.0197 | 4.016 | 16.143 | 15.6624 | 15.648 | 245.0852 | 0 | 0.0066 | 0.0017 | 0.0127 | 0.008 | 0.0081 | 0.029 | 0.1321 | 0.0016 | 0.0057 | 0.0598 | 0.001 | 0.001 | 0.0012 | 0.003 | 0.0092 | 0.0028 | 0.007 | 0.0028 | 0.0045 | 0.0023 | 0.0057 | 0.0432 | 0 | 0 | 0.0036 | 0.0005 | 0.0013 | 0.0395 | 0 | 0
1f37113 | UGI | 4 | 00f_051004_345x211x716.dat | 0.0663;0.0663;0.0663 | 345;211;716 | (-1.1751;68.2544;9.1960) | 60 | 6.3535 | 49 | 77.9285 | 60 | EZpaque | [5,133,110,73] | [10,10,100,10] | 1 | 10 | 75 | normal | none | 4.0197 | 4.016 | 16.143 | 15.6624 | 15.648 | 245.0852 | 0 | 0.0066 | 0.0017 | 0.013 | 0.0079 | 0.0081 | 0.0294 | 0.1189 | 0.0016 | 0.0056 | 0.0585 | 0.001 | 0.001 | 0.0012 | 0.003 | 0.0091 | 0.0028 | 0.0069 | 0.0028 | 0.0045 | 0.0023 | 0.0057 | 0.0413 | 0 | 0 | 0.0036 | 0.0005 | 0.0013 | 0.0389 | 0 | 0
1f37113 | UGI | 4 | 00f_051004_345x211x716.dat | 0.0663;0.0663;0.0663 | 345;211;716 | (-1.1751;68.2544;9.1960) | 80 | 2.9 | 44 | 77.9285 | 60 | EZpaque | [5,133,110,73] | [10,10,100,10] | 1 | 10 | 75 | normal | none | 4.0197 | 4.016 | 16.143 | 15.6624 | 15.648 | 245.0852 | 0 | 0.0068 | 0.0018 | 0.0114 | 0.0086 | 0.0077 | 0.0326 | 0.136 | 0.0016 | 0.0061 | 0.0617 | 0.001 | 0.0009 | 0.0013 | 0.003 | 0.0098 | 0.0025 | 0.0076 | 0.0026 | 0.0045 | 0.0023 | 0.0056 | 0.0466 | 0 | 0 | 0.0035 | 0.0004 | 0.0011 | 0.0449 | 0 | 0
1f37113 | UGI | 4 | 00f_051004_345x211x716.dat | 0.0663;0.0663;0.0663 | 345;211;716 | (-1.1751;68.2544;9.1960) | 80 | 7.702 | 57 | 77.9285 | 60 | EZpaque | [5,133,110,73] | [10,10,100,10] | 1 | 10 | 75 | normal | none | 4.0197 | 4.016 | 16.143 | 15.6624 | 15.648 | 245.0852 | 0 | 0.0065 | 0.0017 | 0.0128 | 0.0077 | 0.008 | 0.0284 | 0.1054 | 0.0016 | 0.0055 | 0.0564 | 0.001 | 0.001 | 0.0012 | 0.0031 | 0.0089 | 0.0028 | 0.0066 | 0.0029 | 0.0045 | 0.0023 | 0.0058 | 0.0374 | 0 | 0 | 0.0036 | 0.0005 | 0.0013 | 0.0353 | 0 | 0
1f37113 | UGI | 4 | 00f_051004_345x211x716.dat | 0.0663;0.0663;0.0663 | 345;211;716 | (-1.1751;68.2544;9.1960) | 80 | 8.502 | 60 | 77.9285 | 60 | EZpaque | [5,133,110,73] | [10,10,100,10] | 1 | 10 | 75 | normal | none | 4.0197 | 4.016 | 16.143 | 15.6624 | 15.648 | 245.0852 | 0 | 0.0064 | 0.0016 | 0.0128 | 0.0076 | 0.008 | 0.0278 | 0.1039 | 0.0016 | 0.0054 | 0.0566 | 0.001 | 0.001 | 0.0012 | 0.0031 | 0.0089 | 0.0028 | 0.0065 | 0.0029 | 0.0045 | 0.0023 | 0.0058 | 0.037 | 0 | 0 | 0.0035 | 0.0005 | 0.0014 | 0.0348 | 0 | 0
1f37113 | UGI | 5 | 00f_051004_345x211x716.dat | 0.0663;0.0663;0.0663 | 345;211;716 | (0.1393;67.0610;8.9073) | 110 | 3.9 | 52 | 76.6025 | 60 | EZpaque | [110,73] | [100,60] | 1 | 10 | 75 | normal | none | 2.664 | 4.0021 | 10.6615 | 10.2034 | 15.3284 | 156.4027 | 0 | 0.005 | 0.0016 | 0.0161 | 0.0083 | 0.0093 | 0.0234 | 0.1033 | 0.0015 | 0.0049 | 0.0713 | 0.0007 | 0.0007 | 0.0009 | 0.006 | 0.0092 | 0.0026 | 0.0066 | 0.0023 | 0.0044 | 0.002 | 0.0052 | 0.0379 | 0 | 0 | 0.003 | 0.0004 | 0.0012 | 0.0351 | 0 | 0
1f37113 | UGI | 5 | 00f_051004_345x211x716.dat | 0.0663;0.0663;0.0663 | 345;211;716 | (0.1393;67.0610;8.9073) | 110 | 7.85 | 62 | 76.6025 | 60 | EZpaque | [110,73] | [100,60] | 1 | 10 | 75 | normal | none | 2.664 | 4.0021 | 10.6615 | 10.2034 | 15.3284 | 156.4027 | 0 | 0.005 | 0.0015 | 0.015 | 0.0075 | 0.0087 | 0.0222 | 0.0907 | 0.0015 | 0.0046 | 0.0627 | 0.0007 | 0.0007 | 0.0009 | 0.0056 | 0.0086 | 0.0026 | 0.006 | 0.0024 | 0.0042 | 0.0019 | 0.005 | 0.0338 | 0 | 0 | 0.003 | 0.0004 | 0.0013 | 0.0305 | 0 | 0
1f37113 | UGI | 5 | 00f_051004_345x211x716.dat | 0.0663;0.0663;0.0663 | 345;211;716 | (0.1393;67.0610;8.9073) | 110 | 9.9905 | 69 | 76.6025 | 60 | EZpaque | [110,73] | [100,60] | 1 | 10 | 75 | normal | none | 2.664 | 4.0021 | 10.6615 | 10.2034 | 15.3284 | 156.4027 | 0 | 0.0049 | 0.0015 | 0.0144 | 0.0072 | 0.0084 | 0.0215 | 0.0831 | 0.0014 | 0.0045 | 0.0583 | 0.0007 | 0.0007 | 0.0009 | 0.0054 | 0.0085 | 0.0025 | 0.0058 | 0.0024 | 0.0041 | 0.0018 | 0.005 | 0.031 | 0 | 0 | 0.0029 | 0.0004 | 0.0013 | 0.0283 | 0 | 0
1f37113 | UGI | 5 | 00f_051004_345x211x716.dat | 0.0663;0.0663;0.0663 | 345;211;716 | (0.1393;67.0610;8.9073) | 60 | 2.5 | 38 | 76.6025 | 60 | EZpaque | [110,73] | [100,60] | 1 | 10 | 75 | normal | none | 2.664 | 4.0021 | 10.6615 | 10.2034 | 15.3284 | 156.4027 | 0 | 0.0051 | 0.0017 | 0.0182 | 0.0098 | 0.0101 | 0.027 | 0.1334 | 0.0015 | 0.0054 | 0.0808 | 0.0007 | 0.0007 | 0.001 | 0.0066 | 0.0102 | 0.0026 | 0.0077 | 0.0022 | 0.0047 | 0.0021 | 0.0053 | 0.0496 | 0 | 0 | 0.0031 | 0.0003 | 0.0011 | 0.045 | 0 | 0
1f37113 | UGI | 5 | 00f_051004_345x211x716.dat | 0.0663;0.0663;0.0663 | 345;211;716 | (0.1393;67.0610;8.9073) | 60 | 5.7448 | 47 | 76.6025 | 60 | EZpaque | [110,73] | [100,60] | 1 | 10 | 75 | normal | none | 2.664 | 4.0021 | 10.6615 | 10.2034 | 15.3284 | 156.4027 | 0 | 0.005 | 0.0016 | 0.0169 | 0.0082 | 0.0095 | 0.0234 | 0.1015 | 0.0015 | 0.0047 | 0.0678 | 0.0007 | 0.0007 | 0.0008 | 0.0061 | 0.009 | 0.0027 | 0.0065 | 0.0024 | 0.0045 | 0.002 | 0.0052 | 0.0387 | 0 | 0 | 0.0031 | 0.0004 | 0.0013 | 0.0356 | 0 | 0
1f37113 | UGI | 5 | 00f_051004_345x211x716.dat | 0.0663;0.0663;0.0663 | 345;211;716 | (0.1393;67.0610;8.9073) | 60 | 6.3535 | 49 | 76.6025 | 60 | EZpaque | [110,73] | [100,60] | 1 | 10 | 75 | normal | none | 2.664 | 4.0021 | 10.6615 | 10.2034 | 15.3284 | 156.4027 | 0 | 0.005 | 0.0016 | 0.0168 | 0.0081 | 0.0095 | 0.0232 | 0.096 | 0.0015 | 0.0047 | 0.0687 | 0.0007 | 0.0007 | 0.0008 | 0.0061 | 0.0089 | 0.0027 | 0.0063 | 0.0024 | 0.0045 | 0.002 | 0.0052 | 0.0374 | 0 | 0 | 0.0031 | 0.0004 | 0.0013 | 0.0347 | 0 | 0
1f37113 | UGI | 5 | 00f_051004_345x211x716.dat | 0.0663;0.0663;0.0663 | 345;211;716 | (0.1393;67.0610;8.9073) | 80 | 2.9 | 44 | 76.6025 | 60 | EZpaque | [110,73] | [100,60] | 1 | 10 | 75 | normal | none | 2.664 | 4.0021 | 10.6615 | 10.2034 | 15.3284 | 156.4027 | 0 | 0.0051 | 0.0017 | 0.0177 | 0.0091 | 0.0098 | 0.0248 | 0.1103 | 0.0015 | 0.0052 | 0.0774 | 0.0007 | 0.0007 | 0.0009 | 0.0064 | 0.0097 | 0.0026 | 0.0072 | 0.0023 | 0.0046 | 0.0021 | 0.0053 | 0.0428 | 0 | 0 | 0.0031 | 0.0004 | 0.0011 | 0.0395 | 0 | 0
1f37113 | UGI | 5 | 00f_051004_345x211x716.dat | 0.0663;0.0663;0.0663 | 345;211;716 | (0.1393;67.0610;8.9073) | 80 | 7.702 | 57 | 76.6025 | 60 | EZpaque | [110,73] | [100,60] | 1 | 10 | 75 | normal | none | 2.664 | 4.0021 | 10.6615 | 10.2034 | 15.3284 | 156.4027 | 0 | 0.005 | 0.0015 | 0.0157 | 0.0077 | 0.0091 | 0.0224 | 0.0923 | 0.0015 | 0.0046 | 0.0623 | 0.0007 | 0.0007 | 0.0008 | 0.0058 | 0.0088 | 0.0027 | 0.0061 | 0.0025 | 0.0044 | 0.002 | 0.0051 | 0.0346 | 0 | 0 | 0.003 | 0.0004 | 0.0013 | 0.0311 | 0 | 0
1f37113 | UGI | 5 | 00f_051004_345x211x716.dat | 0.0663;0.0663;0.0663 | 345;211;716 | (0.1393;67.0610;8.9073) | 80 | 8.502 | 60 | 76.6025 | 60 | EZpaque | [110,73] | [100,60] | 1 | 10 | 75 | normal | none | 2.664 | 4.0021 | 10.6615 | 10.2034 | 15.3284 | 156.4027 | 0 | 0.005 | 0.0015 | 0.0156 | 0.0076 | 0.009 | 0.0223 | 0.0904 | 0.0015 | 0.0046 | 0.0638 | 0.0007 | 0.0007 | 0.0008 | 0.0058 | 0.0087 | 0.0027 | 0.006 | 0.0025 | 0.0043 | 0.0019 | 0.0051 | 0.0336 | 0 | 0 | 0.003 | 0.0004 | 0.0013 | 0.0303 | 0 | 0
1f37113 | UGI | 6 | 00f_051004_345x211x716.dat | 0.0663;0.0663;0.0663 | 345;211;716 | (1.3504;68.1881;0.3461) | 110 | 3.9 | 52 | 78.0611 | 60 | EZpaque | [73,75] | [100,10] | 1 | 10 | 75 | normal | none | 4.0907 | 2.6174 | 10.7073 | 15.9664 | 10.216 | 163.1125 | 0 | 0.0028 | 0.0083 | 0.0357 | 0.0018 | 0.0673 | 0.008 | 0.0297 | 0.0041 | 0.0013 | 0.2398 | 0.0005 | 0.0024 | 0.0097 | 0.035 | 0.0043 | 0.0235 | 0.0016 | 0.0039 | 0.0035 | 0.0083 | 0.0376 | 0.0123 | 0 | 0 | 0.0023 | 0.0006 | 0.0012 | 0.0109 | 0 | 0
1f37113 | UGI | 6 | 00f_051004_345x211x716.dat | 0.0663;0.0663;0.0663 | 345;211;716 | (1.3504;68.1881;0.3461) | 110 | 7.85 | 62 | 78.0611 | 60 | EZpaque | [73,75] | [100,10] | 1 | 10 | 75 | normal | none | 4.0907 | 2.6174 | 10.7073 | 15.9664 | 10.216 | 163.1125 | 0 | 0.0027 | 0.0072 | 0.0346 | 0.0018 | 0.0586 | 0.0079 | 0.0278 | 0.0039 | 0.0013 | 0.2383 | 0.0005 | 0.0023 | 0.0092 | 0.0326 | 0.004 | 0.0209 | 0.0015 | 0.0036 | 0.0033 | 0.0077 | 0.0335 | 0.0114 | 0 | 0 | 0.0023 | 0.0006 | 0.0013 | 0.0101 | 0 | 0
1f37113 | UGI | 6 | 00f_051004_345x211x716.dat | 0.0663;0.0663;0.0663 | 345;211;716 | (1.3504;68.1881;0.3461) | 110 | 9.9905 | 69 | 78.0611 | 60 | EZpaque | [73,75] | [100,10] | 1 | 10 | 75 | normal | none | 4.0907 | 2.6174 | 10.7073 | 15.9664 | 10.216 | 163.1125 | 0 | 0.0027 | 0.0067 | 0.0343 | 0.0018 | 0.0574 | 0.0078 | 0.0272 | 0.0038 | 0.0013 | 0.1963 | 0.0005 | 0.0023 | 0.009 | 0.0311 | 0.0038 | 0.0199 | 0.0015 | 0.0035 | 0.0032 | 0.0074 | 0.032 | 0.0111 | 0 | 0 | 0.0023 | 0.0006 | 0.0013 | 0.0099 | 0 | 0
1f37113 | UGI | 6 | 00f_051004_345x211x716.dat | 0.0663;0.0663;0.0663 | 345;211;716 | (1.3504;68.1881;0.3461) | 60 | 2.5 | 38 | 78.0611 | 60 | EZpaque | [73,75] | [100,10] | 1 | 10 | 75 | normal | none | 4.0907 | 2.6174 | 10.7073 | 15.9664 | 10.216 | 163.1125 | 0 | 0.0028 | 0.0115 | 0.0394 | 0.0018 | 0.0871 | 0.008 | 0.0334 | 0.0044 | 0.0013 | 0.3247 | 0.0005 | 0.0025 | 0.0105 | 0.0416 | 0.0048 | 0.0291 | 0.0016 | 0.0044 | 0.0039 | 0.0095 | 0.0459 | 0.0137 | 0 | 0 | 0.0023 | 0.0006 | 0.001 | 0.0125 | 0 | 0
1f37113 | UGI | 6 | 00f_051004_345x211x716.dat | 0.0663;0.0663;0.0663 | 345;211;716 | (1.3504;68.1881;0.3461) | 60 | 5.7448 | 47 | 78.0611 | 60 | EZpaque | [73,75] | [100,10] | 1 | 10 | 75 | normal | none | 4.0907 | 2.6174 | 10.7073 | 15.9664 | 10.216 | 163.1125 | 0 | 0.0029 | 0.0087 | 0.036 | 0.0019 | 0.0725 | 0.0081 | 0.0295 | 0.0039 | 0.0013 | 0.2189 | 0.0005 | 0.0023 | 0.0098 | 0.0353 | 0.0044 | 0.0237 | 0.0016 | 0.0039 | 0.0035 | 0.0082 | 0.0373 | 0.012 | 0 | 0 | 0.0024 | 0.0006 | 0.0013 | 0.0107 | 0 | 0
1f37113 | UGI | 6 | 00f_051004_345x211x716.dat | 0.0663;0.0663;0.0663 | 345;211;716 | (1.3504;68.1881;0.3461) | 60 | 6.3535 | 49 | 78.0611 | 60 | EZpaque | [73,75] | [100,10] | 1 | 10 | 75 | normal | none | 4.0907 | 2.6174 | 10.7073 | 15.9664 | 10.216 | 163.1125 | 0 | 0.0029 | 0.0083 | 0.0359 | 0.0019 | 0.0695 | 0.0082 | 0.0289 | 0.0039 | 0.0013 | 0.2324 | 0.0005 | 0.0023 | 0.0098 | 0.0342 | 0.0044 | 0.0229 | 0.0016 | 0.0039 | 0.0035 | 0.0081 | 0.0368 | 0.0119 | 0 | 0 | 0.0024 | 0.0006 | 0.0013 | 0.0106 | 0 | 0
1f37113 | UGI | 6 | 00f_051004_345x211x716.dat | 0.0663;0.0663;0.0663 | 345;211;716 | (1.3504;68.1881;0.3461) | 80 | 2.9 | 44 | 78.0611 | 60 | EZpaque | [73,75] | [100,10] | 1 | 10 | 75 | normal | none | 4.0907 | 2.6174 | 10.7073 | 15.9664 | 10.216 | 163.1125 | 0 | 0.0028 | 0.0096 | 0.0391 | 0.0018 | 0.0745 | 0.0081 | 0.0311 | 0.0042 | 0.0013 | 0.292 | 0.0005 | 0.0025 | 0.0102 | 0.0374 | 0.0046 | 0.0257 | 0.0016 | 0.0042 | 0.0037 | 0.009 | 0.0411 | 0.0131 | 0 | 0 | 0.0023 | 0.0006 | 0.0011 | 0.0116 | 0 | 0
1f37113 | UGI | 6 | 00f_051004_345x211x716.dat | 0.0663;0.0663;0.0663 | 345;211;716 | (1.3504;68.1881;0.3461) | 80 | 7.702 | 57 | 78.0611 | 60 | EZpaque | [73,75] | [100,10] | 1 | 10 | 75 | normal | none | 4.0907 | 2.6174 | 10.7073 | 15.9664 | 10.216 | 163.1125 | 0 | 0.0028 | 0.0075 | 0.0351 | 0.0019 | 0.0652 | 0.0081 | 0.0279 | 0.0039 | 0.0013 | 0.2089 | 0.0005 | 0.0023 | 0.0094 | 0.0323 | 0.0041 | 0.0212 | 0.0015 | 0.0037 | 0.0034 | 0.0078 | 0.0339 | 0.0115 | 0 | 0 | 0.0024 | 0.0006 | 0.0013 | 0.0103 | 0 | 0
1f37113 | UGI | 6 | 00f_051004_345x211x716.dat | 0.0663;0.0663;0.0663 | 345;211;716 | (1.3504;68.1881;0.3461) | 80 | 8.502 | 60 | 78.0611 | 60 | EZpaque | [73,75] | [100,10] | 1 | 10 | 75 | normal | none | 4.0907 | 2.6174 | 10.7073 | 15.9664 | 10.216 | 163.1125 | 0 | 0.0028 | 0.0072 | 0.0347 | 0.0019 | 0.0603 | 0.0081 | 0.0283 | 0.0039 | 0.0014 | 0.2008 | 0.0005 | 0.0023 | 0.0094 | 0.0322 | 0.0041 | 0.021 | 0.0015 | 0.0037 | 0.0033 | 0.0077 | 0.0334 | 0.0114 | 0 | 0 | 0.0024 | 0.0006 | 0.0013 | 0.0102 | 0 | 0
1f37113 | UGI | 7 | 00f_051004_345x211x716.dat | 0.0663;0.0663;0.0663 | 345;211;716 | (1.3504;68.1881;0.3461) | 110 | 3.9 | 52 | 78.0611 | 60 | EZpaque | [73,75] | [90,20] | 1 | 10 | 75 | normal | none | 4.0907 | 2.6174 | 10.7073 | 15.9664 | 10.216 | 163.1125 | 0 | 0.0028 | 0.0083 | 0.0359 | 0.0018 | 0.0673 | 0.008 | 0.0309 | 0.0041 | 0.0013 | 0.2415 | 0.0005 | 0.0024 | 0.0097 | 0.0349 | 0.0044 | 0.0236 | 0.0016 | 0.0039 | 0.0035 | 0.0083 | 0.0379 | 0.013 | 0 | 0 | 0.0023 | 0.0006 | 0.0012 | 0.0114 | 0 | 0
1f37113 | UGI | 7 | 00f_051004_345x211x716.dat | 0.0663;0.0663;0.0663 | 345;211;716 | (1.3504;68.1881;0.3461) | 110 | 7.85 | 62 | 78.0611 | 60 | EZpaque | [73,75] | [90,20] | 1 | 10 | 75 | normal | none | 4.0907 | 2.6174 | 10.7073 | 15.9664 | 10.216 | 163.1125 | 0 | 0.0027 | 0.0072 | 0.0348 | 0.0019 | 0.0591 | 0.0079 | 0.0296 | 0.0039 | 0.0013 | 0.2368 | 0.0005 | 0.0023 | 0.0092 | 0.0324 | 0.0041 | 0.021 | 0.0016 | 0.0036 | 0.0033 | 0.0077 | 0.0335 | 0.012 | 0 | 0 | 0.0023 | 0.0006 | 0.0013 | 0.0105 | 0 | 0
1f37113 | UGI | 7 | 00f_051004_345x211x716.dat | 0.0663;0.0663;0.0663 | 345;211;716 | (1.3504;68.1881;0.3461) | 110 | 9.9905 | 69 | 78.0611 | 60 | EZpaque | [73,75] | [90,20] | 1 | 10 | 75 | normal | none | 4.0907 | 2.6174 | 10.7073 | 15.9664 | 10.216 | 163.1125 | 0 | 0.0027 | 0.0068 | 0.0343 | 0.0018 | 0.0576 | 0.0078 | 0.028 | 0.0038 | 0.0013 | 0.1943 | 0.0005 | 0.0023 | 0.009 | 0.0311 | 0.0039 | 0.0199 | 0.0015 | 0.0035 | 0.0032 | 0.0075 | 0.0317 | 0.0118 | 0 | 0 | 0.0023 | 0.0006 | 0.0013 | 0.0102 | 0 | 0
1f37113 | UGI | 7 | 00f_051004_345x211x716.dat | 0.0663;0.0663;0.0663 | 345;211;716 | (1.3504;68.1881;0.3461) | 60 | 2.5 | 38 | 78.0611 | 60 | EZpaque | [73,75] | [90,20] | 1 | 10 | 75 | normal | none | 4.0907 | 2.6174 | 10.7073 | 15.9664 | 10.216 | 163.1125 | 0 | 0.0028 | 0.0115 | 0.0394 | 0.0018 | 0.0881 | 0.0081 | 0.0356 | 0.0044 | 0.0013 | 0.3247 | 0.0005 | 0.0025 | 0.0105 | 0.0416 | 0.0051 | 0.0291 | 0.0017 | 0.0044 | 0.0039 | 0.0095 | 0.0458 | 0.0147 | 0 | 0 | 0.0023 | 0.0006 | 0.0011 | 0.0131 | 0 | 0
1f37113 | UGI | 7 | 00f_051004_345x211x716.dat | 0.0663;0.0663;0.0663 | 345;211;716 | (1.3504;68.1881;0.3461) | 60 | 5.7448 | 47 | 78.0611 | 60 | EZpaque | [73,75] | [90,20] | 1 | 10 | 75 | normal | none | 4.0907 | 2.6174 | 10.7073 | 15.9664 | 10.216 | 163.1125 | 0 | 0.0029 | 0.0087 | 0.0362 | 0.0019 | 0.0722 | 0.0081 | 0.0304 | 0.0039 | 0.0013 | 0.219 | 0.0005 | 0.0023 | 0.0098 | 0.0352 | 0.0046 | 0.0238 | 0.0017 | 0.0039 | 0.0035 | 0.0082 | 0.0375 | 0.0129 | 0 | 0 | 0.0024 | 0.0006 | 0.0013 | 0.0113 | 0 | 0
1f37113 | UGI | 7 | 00f_051004_345x211x716.dat | 0.0663;0.0663;0.0663 | 345;211;716 | (1.3504;68.1881;0.3461) | 60 | 6.3535 | 49 | 78.0611 | 60 | EZpaque | [73,75] | [90,20] | 1 | 10 | 75 | normal | none | 4.0907 | 2.6174 | 10.7073 | 15.9664 | 10.216 | 163.1125 | 0 | 0.0029 | 0.0084 | 0.0363 | 0.0019 | 0.0701 | 0.0082 | 0.0299 | 0.0039 | 0.0014 | 0.2324 | 0.0005 | 0.0023 | 0.0098 | 0.0345 | 0.0046 | 0.023 | 0.0016 | 0.0039 | 0.0035 | 0.0081 | 0.0368 | 0.0128 | 0 | 0 | 0.0025 | 0.0006 | 0.0013 | 0.0112 | 0 | 0
1f37113 | UGI | 7 | 00f_051004_345x211x716.dat | 0.0663;0.0663;0.0663 | 345;211;716 | (1.3504;68.1881;0.3461) | 80 | 2.9 | 44 | 78.0611 | 60 | EZpaque | [73,75] | [90,20] | 1 | 10 | 75 | normal | none | 4.0907 | 2.6174 | 10.7073 | 15.9664 | 10.216 | 163.1125 | 0 | 0.0028 | 0.0096 | 0.0394 | 0.0018 | 0.0752 | 0.0082 | 0.0332 | 0.0042 | 0.0013 | 0.2957 | 0.0005 | 0.0025 | 0.0102 | 0.0373 | 0.0048 | 0.0258 | 0.0017 | 0.0042 | 0.0038 | 0.009 | 0.0411 | 0.0139 | 0 | 0 | 0.0024 | 0.0006 | 0.0011 | 0.0122 | 0 | 0
1f37113 | UGI | 7 | 00f_051004_345x211x716.dat | 0.0663;0.0663;0.0663 | 345;211;716 | (1.3504;68.1881;0.3461) | 80 | 7.702 | 57 | 78.0611 | 60 | EZpaque | [73,75] | [90,20] | 1 | 10 | 75 | normal | none | 4.0907 | 2.6174 | 10.7073 | 15.9664 | 10.216 | 163.1125 | 0 | 0.0028 | 0.0075 | 0.035 | 0.0019 | 0.0648 | 0.0081 | 0.0294 | 0.0039 | 0.0014 | 0.2086 | 0.0005 | 0.0023 | 0.0094 | 0.0322 | 0.0043 | 0.0213 | 0.0016 | 0.0037 | 0.0034 | 0.0078 | 0.0341 | 0.0122 | 0 | 0 | 0.0024 | 0.0006 | 0.0013 | 0.0107 | 0 | 0
1f37113 | UGI | 7 | 00f_051004_345x211x716.dat | 0.0663;0.0663;0.0663 | 345;211;716 | (1.3504;68.1881;0.3461) | 80 | 8.502 | 60 | 78.0611 | 60 | EZpaque | [73,75] | [90,20] | 1 | 10 | 75 | normal | none | 4.0907 | 2.6174 | 10.7073 | 15.9664 | 10.216 | 163.1125 | 0 | 0.0028 | 0.0073 | 0.0348 | 0.0019 | 0.0606 | 0.0081 | 0.0296 | 0.0039 | 0.0014 | 0.2008 | 0.0005 | 0.0023 | 0.0094 | 0.0321 | 0.0042 | 0.0211 | 0.0016 | 0.0037 | 0.0034 | 0.0077 | 0.0338 | 0.0121 | 0 | 0 | 0.0024 | 0.0006 | 0.0013 | 0.0106 | 0 | 0
1f37113 | UGI | 8 | 00f_051004_345x211x716.dat | 0.0663;0.0663;0.0663 | 345;211;716 | (0.0901;67.0610;0.0030) | 110 | 3.9 | 52 | 76.6025 | 60 | EZpaque | [73,75] | [90,20] | 1 | 10 | 75 | normal | none | 4.788 | 2.6005 | 12.451 | 18.3385 | 9.9602 | 182.6546 | 0 | 0.0021 | 0.0096 | 0.0508 | 0.0025 | 0.091 | 0.0106 | 0.0281 | 0.0049 | 0.001 | 0.3942 | 0.0007 | 0.0027 | 0.0095 | 0.0425 | 0.0024 | 0.0274 | 0.0016 | 0.0018 | 0.003 | 0.0098 | 0.0436 | 0.0127 | 0 | 0 | 0.0019 | 0.0007 | 0.0012 | 0.0103 | 0 | 0
1f37113 | UGI | 8 | 00f_051004_345x211x716.dat | 0.0663;0.0663;0.0663 | 345;211;716 | (0.0901;67.0610;0.0030) | 110 | 7.85 | 62 | 76.6025 | 60 | EZpaque | [73,75] | [90,20] | 1 | 10 | 75 | normal | none | 4.788 | 2.6005 | 12.451 | 18.3385 | 9.9602 | 182.6546 | 0 | 0.0022 | 0.0083 | 0.0467 | 0.0024 | 0.072 | 0.0102 | 0.0267 | 0.0046 | 0.0011 | 0.2514 | 0.0007 | 0.0026 | 0.0093 | 0.0401 | 0.0025 | 0.0242 | 0.0015 | 0.0019 | 0.0029 | 0.009 | 0.0385 | 0.0117 | 0 | 0 | 0.002 | 0.0007 | 0.0014 | 0.0097 | 0 | 0
1f37113 | UGI | 8 | 00f_051004_345x211x716.dat | 0.0663;0.0663;0.0663 | 345;211;716 | (0.0901;67.0610;0.0030) | 110 | 9.9905 | 69 | 76.6025 | 60 | EZpaque | [73,75] | [90,20] | 1 | 10 | 75 | normal | none | 4.788 | 2.6005 | 12.451 | 18.3385 | 9.9602 | 182.6546 | 0 | 0.0022 | 0.0077 | 0.0447 | 0.0023 | 0.0691 | 0.0098 | 0.0259 | 0.0045 | 0.0011 | 0.297 | 0.0007 | 0.0026 | 0.0091 | 0.038 | 0.0025 | 0.0232 | 0.0015 | 0.0019 | 0.0028 | 0.0087 | 0.0366 | 0.0114 | 0 | 0 | 0.002 | 0.0007 | 0.0014 | 0.0095 | 0 | 0
1f37113 | UGI | 8 | 00f_051004_345x211x716.dat | 0.0663;0.0663;0.0663 | 345;211;716 | (0.0901;67.0610;0.0030) | 60 | 2.5 | 38 | 76.6025 | 60 | EZpaque | [73,75] | [90,20] | 1 | 10 | 75 | normal | none | 4.788 | 2.6005 | 12.451 | 18.3385 | 9.9602 | 182.6546 | 0 | 0.002 | 0.0132 | 0.0613 | 0.0026 | 0.1124 | 0.0113 | 0.0309 | 0.0054 | 0.001 | 0.4452 | 0.0006 | 0.0028 | 0.0099 | 0.0584 | 0.0024 | 0.0337 | 0.0017 | 0.0017 | 0.0031 | 0.0114 | 0.052 | 0.0141 | 0 | 0 | 0.0018 | 0.0006 | 0.0011 | 0.0114 | 0 | 0
1f37113 | UGI | 8 | 00f_051004_345x211x716.dat | 0.0663;0.0663;0.0663 | 345;211;716 | (0.0901;67.0610;0.0030) | 60 | 5.7448 | 47 | 76.6025 | 60 | EZpaque | [73,75] | [90,20] | 1 | 10 | 75 | normal | none | 4.788 | 2.6005 | 12.451 | 18.3385 | 9.9602 | 182.6546 | 0 | 0.0022 | 0.0101 | 0.0518 | 0.0025 | 0.0834 | 0.0108 | 0.0272 | 0.0047 | 0.0011 | 0.3037 | 0.0007 | 0.0026 | 0.0096 | 0.0446 | 0.0025 | 0.0269 | 0.0016 | 0.0019 | 0.003 | 0.0096 | 0.0436 | 0.0122 | 0 | 0 | 0.002 | 0.0007 | 0.0014 | 0.0101 | 0 | 0
1f37113 | UGI | 8 | 00f_051004_345x211x716.dat | 0.0663;0.0663;0.0663 | 345;211;716 | (0.0901;67.0610;0.0030) | 60 | 6.3535 | 49 | 76.6025 | 60 | EZpaque | [73,75] | [90,20] | 1 | 10 | 75 | normal | none | 4.788 | 2.6005 | 12.451 | 18.3385 | 9.9602 | 182.6546 | 0 | 0.0023 | 0.0097 | 0.0499 | 0.0025 | 0.0832 | 0.0108 | 0.027 | 0.0047 | 0.0011 | 0.3149 | 0.0007 | 0.0026 | 0.0095 | 0.044 | 0.0025 | 0.0262 | 0.0016 | 0.0019 | 0.003 | 0.0094 | 0.0412 | 0.0122 | 0 | 0 | 0.002 | 0.0007 | 0.0014 | 0.01 | 0 | 0
1f37113 | UGI | 8 | 00f_051004_345x211x716.dat | 0.0663;0.0663;0.0663 | 345;211;716 | (0.0901;67.0610;0.0030) | 80 | 2.9 | 44 | 76.6025 | 60 | EZpaque | [73,75] | [90,20] | 1 | 10 | 75 | normal | none | 4.788 | 2.6005 | 12.451 | 18.3385 | 9.9602 | 182.6546 | 0 | 0.0021 | 0.0112 | 0.0564 | 0.0025 | 0.097 | 0.011 | 0.0292 | 0.0051 | 0.001 | 0.3193 | 0.0007 | 0.0028 | 0.0097 | 0.0491 | 0.0024 | 0.0301 | 0.0016 | 0.0018 | 0.0031 | 0.0106 | 0.0472 | 0.0133 | 0 | 0 | 0.0019 | 0.0006 | 0.0012 | 0.011 | 0 | 0
1f37113 | UGI | 8 | 00f_051004_345x211x716.dat | 0.0663;0.0663;0.0663 | 345;211;716 | (0.0901;67.0610;0.0030) | 80 | 7.702 | 57 | 76.6025 | 60 | EZpaque | [73,75] | [90,20] | 1 | 10 | 75 | normal | none | 4.788 | 2.6005 | 12.451 | 18.3385 | 9.9602 | 182.6546 | 0 | 0.0023 | 0.0087 | 0.0491 | 0.0025 | 0.0751 | 0.0105 | 0.027 | 0.0046 | 0.0011 | 0.2902 | 0.0007 | 0.0026 | 0.0094 | 0.0409 | 0.0025 | 0.0245 | 0.0015 | 0.002 | 0.0029 | 0.0091 | 0.0396 | 0.0119 | 0 | 0 | 0.0021 | 0.0007 | 0.0014 | 0.0098 | 0 | 0
1f37113 | UGI | 8 | 00f_051004_345x211x716.dat | 0.0663;0.0663;0.0663 | 345;211;716 | (0.0901;67.0610;0.0030) | 80 | 8.502 | 60 | 76.6025 | 60 | EZpaque | [73,75] | [90,20] | 1 | 10 | 75 | normal | none | 4.788 | 2.6005 | 12.451 | 18.3385 | 9.9602 | 182.6546 | 0 | 0.0023 | 0.0084 | 0.0473 | 0.0024 | 0.0735 | 0.0104 | 0.0266 | 0.0046 | 0.0011 | 0.3053 | 0.0007 | 0.0026 | 0.0094 | 0.0393 | 0.0025 | 0.0238 | 0.0015 | 0.002 | 0.0029 | 0.009 | 0.0387 | 0.0118 | 0 | 0 | 0.0021 | 0.0007 | 0.0014 | 0.0098 | 0 | 0
1f37113 | UGI | 9 | 00f_051004_345x211x716.dat | 0.0663;0.0663;0.0663 | 345;211;716 | (-0.1989;67.2110;0.0312) | 110 | 3.9 | 52 | 76.5893 | 60 | EZpaque | [73,75] | [90,20] | 1 | 5 | 75 | normal | none | 4.7008 | 2.6075 | 12.2572 | 18.0017 | 9.9851 | 179.7492 | 0 | 0.0021 | 0.0095 | 0.049 | 0.0024 | 0.0827 | 0.0115 | 0.0278 | 0.0048 | 0.001 | 0.2591 | 0.0007 | 0.0026 | 0.009 | 0.043 | 0.0023 | 0.0271 | 0.0016 | 0.0017 | 0.0028 | 0.0097 | 0.0417 | 0.0123 | 0 | 0 | 0.0019 | 0.0006 | 0.0012 | 0.0104 | 0 | 0
1f37113 | UGI | 9 | 00f_051004_345x211x716.dat | 0.0663;0.0663;0.0663 | 345;211;716 | (-0.1989;67.2110;0.0312) | 110 | 7.85 | 62 | 76.5893 | 60 | EZpaque | [73,75] | [90,20] | 1 | 5 | 75 | normal | none | 4.7008 | 2.6075 | 12.2572 | 18.0017 | 9.9851 | 179.7492 | 0 | 0.0022 | 0.0083 | 0.0453 | 0.0023 | 0.0704 | 0.0107 | 0.0262 | 0.0045 | 0.0011 | 0.3016 | 0.0007 | 0.0026 | 0.0089 | 0.0391 | 0.0024 | 0.0242 | 0.0015 | 0.0018 | 0.0028 | 0.0089 | 0.0376 | 0.0116 | 0 | 0 | 0.002 | 0.0007 | 0.0014 | 0.0097 | 0 | 0
1f37113 | UGI | 9 | 00f_051004_345x211x716.dat | 0.0663;0.0663;0.0663 | 345;211;716 | (-0.1989;67.2110;0.0312) | 110 | 9.9905 | 69 | 76.5893 | 60 | EZpaque | [73,75] | [90,20] | 1 | 5 | 75 | normal | none | 4.7008 | 2.6075 | 12.2572 | 18.0017 | 9.9851 | 179.7492 | 0 | 0.0022 | 0.0076 | 0.0437 | 0.0023 | 0.0685 | 0.0104 | 0.0259 | 0.0044 | 0.0011 | 0.2341 | 0.0007 | 0.0025 | 0.0088 | 0.0378 | 0.0024 | 0.023 | 0.0015 | 0.0018 | 0.0027 | 0.0086 | 0.0368 | 0.0113 | 0 | 0 | 0.002 | 0.0007 | 0.0014 | 0.0094 | 0 | 0
1f37113 | UGI | 9 | 00f_051004_345x211x716.dat | 0.0663;0.0663;0.0663 | 345;211;716 | (-0.1989;67.2110;0.0312) | 60 | 2.5 | 38 | 76.5893 | 60 | EZpaque | [73,75] | [90,20] | 1 | 5 | 75 | normal | none | 4.7008 | 2.6075 | 12.2572 | 18.0017 | 9.9851 | 179.7492 | 0 | 0.002 | 0.0131 | 0.0631 | 0.0025 | 0.1146 | 0.0127 | 0.0301 | 0.0053 | 0.001 | 0.4074 | 0.0007 | 0.0027 | 0.0091 | 0.0536 | 0.0022 | 0.0334 | 0.0017 | 0.0016 | 0.003 | 0.0112 | 0.0514 | 0.0142 | 0 | 0 | 0.0018 | 0.0006 | 0.0011 | 0.0114 | 0 | 0
1f37113 | UGI | 9 | 00f_051004_345x211x716.dat | 0.0663;0.0663;0.0663 | 345;211;716 | (-0.1989;67.2110;0.0312) | 60 | 5.7448 | 47 | 76.5893 | 60 | EZpaque | [73,75] | [90,20] | 1 | 5 | 75 | normal | none | 4.7008 | 2.6075 | 12.2572 | 18.0017 | 9.9851 | 179.7492 | 0 | 0.0022 | 0.01 | 0.0524 | 0.0025 | 0.0857 | 0.0117 | 0.0276 | 0.0047 | 0.0011 | 0.3243 | 0.0007 | 0.0026 | 0.0092 | 0.043 | 0.0024 | 0.0266 | 0.0016 | 0.0018 | 0.0028 | 0.0095 | 0.0429 | 0.0123 | 0 | 0 | 0.002 | 0.0007 | 0.0014 | 0.0101 | 0 | 0
1f37113 | UGI | 9 | 00f_051004_345x211x716.dat | 0.0663;0.0663;0.0663 | 345;211;716 | (-0.1989;67.2110;0.0312) | 60 | 6.3535 | 49 | 76.5893 | 60 | EZpaque | [73,75] | [90,20] | 1 | 5 | 75 | normal | none | 4.7008 | 2.6075 | 12.2572 | 18.0017 | 9.9851 | 179.7492 | 0 | 0.0023 | 0.0096 | 0.0496 | 0.0025 | 0.0868 | 0.0116 | 0.0272 | 0.0046 | 0.0011 | 0.3034 | 0.0007 | 0.0026 | 0.0092 | 0.043 | 0.0024 | 0.0256 | 0.0016 | 0.0018 | 0.0028 | 0.0093 | 0.0417 | 0.0121 | 0 | 0 | 0.002 | 0.0007 | 0.0014 | 0.01 | 0 | 0
1f37113 | UGI | 9 | 00f_051004_345x211x716.dat | 0.0663;0.0663;0.0663 | 345;211;716 | (-0.1989;67.2110;0.0312) | 80 | 2.9 | 44 | 76.5893 | 60 | EZpaque | [73,75] | [90,20] | 1 | 5 | 75 | normal | none | 4.7008 | 2.6075 | 12.2572 | 18.0017 | 9.9851 | 179.7492 | 0 | 0.0021 | 0.0111 | 0.0557 | 0.0025 | 0.0975 | 0.0121 | 0.0293 | 0.0051 | 0.001 | 0.3454 | 0.0007 | 0.0027 | 0.0092 | 0.0477 | 0.0023 | 0.0292 | 0.0016 | 0.0017 | 0.0029 | 0.0104 | 0.0485 | 0.0135 | 0 | 0 | 0.0019 | 0.0006 | 0.0012 | 0.0109 | 0 | 0
1f37113 | UGI | 9 | 00f_051004_345x211x716.dat | 0.0663;0.0663;0.0663 | 345;211;716 | (-0.1989;67.2110;0.0312) | 80 | 7.702 | 57 | 76.5893 | 60 | EZpaque | [73,75] | [90,20] | 1 | 5 | 75 | normal | none | 4.7008 | 2.6075 | 12.2572 | 18.0017 | 9.9851 | 179.7492 | 0 | 0.0023 | 0.0086 | 0.0478 | 0.0024 | 0.078 | 0.0112 | 0.0266 | 0.0046 | 0.0011 | 0.2557 | 0.0007 | 0.0026 | 0.0091 | 0.0397 | 0.0024 | 0.025 | 0.0015 | 0.0019 | 0.0028 | 0.009 | 0.0381 | 0.0119 | 0 | 0 | 0.002 | 0.0007 | 0.0014 | 0.0098 | 0 | 0
1f37113 | UGI | 9 | 00f_051004_345x211x716.dat | 0.0663;0.0663;0.0663 | 345;211;716 | (-0.1989;67.2110;0.0312) | 80 | 8.502 | 60 | 76.5893 | 60 | EZpaque | [73,75] | [90,20] | 1 | 5 | 75 | normal | none | 4.7008 | 2.6075 | 12.2572 | 18.0017 | 9.9851 | 179.7492 | 0 | 0.0023 | 0.0083 | 0.0481 | 0.0024 | 0.0735 | 0.011 | 0.0265 | 0.0046 | 0.0011 | 0.2631 | 0.0007 | 0.0026 | 0.0091 | 0.0398 | 0.0024 | 0.0243 | 0.0015 | 0.0019 | 0.0028 | 0.0089 | 0.0365 | 0.0116 | 0 | 0 | 0.002 | 0.0007 | 0.0014 | 0.0097 | 0 | 0
1f37113 | UGI | 1 | 00m_051004_345x211x716.dat | 0.0663;0.0663;0.0663 | 345;211;716 | (-1.1751;68.2544;9.8098) | 110 | 3.9 | 52 | 77.9285 | 60 | EZpaque | [5] | [0] | 0 | 5 | 75 | normal | none | 4.0197 | 3.5981 | 14.4631 | 15.6624 | 14.0196 | 219.5805 | 0 | 0.009 | 0.0017 | 0.0111 | 0.0095 | 0.0073 | 0.0353 | 0.1776 | 0.0015 | 0.0067 | 0.0599 | 0.0011 | 0.0009 | 0.0052 | 0.0039 | 0.0108 | 0.0024 | 0.0077 | 0.005 | 0.007 | 0.0021 | 0.0053 | 0.0398 | 0 | 0 | 0.0035 | 0.0004 | 0.0012 | 0.1226 | 0 | 0
1f37113 | UGI | 1 | 00m_051004_345x211x716.dat | 0.0663;0.0663;0.0663 | 345;211;716 | (-1.1751;68.2544;9.8098) | 110 | 7.85 | 62 | 77.9285 | 60 | EZpaque | [5] | [0] | 0 | 5 | 75 | normal | none | 4.0197 | 3.5981 | 14.4631 | 15.6624 | 14.0196 | 219.5805 | 0 | 0.0085 | 0.0016 | 0.0117 | 0.0088 | 0.0074 | 0.032 | 0.1452 | 0.0016 | 0.0062 | 0.0585 | 0.0011 | 0.0009 | 0.0051 | 0.0042 | 0.0102 | 0.0026 | 0.007 | 0.005 | 0.0068 | 0.0021 | 0.0055 | 0.0353 | 0 | 0 | 0.0035 | 0.0005 | 0.0013 | 0.1132 | 0 | 0
1f37113 | UGI | 1 | 00m_051004_345x211x716.dat | 0.0663;0.0663;0.0663 | 345;211;716 | (-1.1751;68.2544;9.8098) | 110 | 9.9905 | 69 | 77.9285 | 60 | EZpaque | [5] | [0] | 0 | 5 | 75 | normal | none | 4.0197 | 3.5981 | 14.4631 | 15.6624 | 14.0196 | 219.5805 | 0 | 0.0083 | 0.0016 | 0.0116 | 0.0085 | 0.0073 | 0.0312 | 0.1288 | 0.0016 | 0.006 | 0.055 | 0.0011 | 0.0009 | 0.005 | 0.0042 | 0.01 | 0.0026 | 0.0068 | 0.0051 | 0.0067 | 0.0021 | 0.0055 | 0.0337 | 0 | 0 | 0.0035 | 0.0005 | 0.0013 | 0.1038 | 0 | 0
1f37113 | UGI | 1 | 00m_051004_345x211x716.dat | 0.0663;0.0663;0.0663 | 345;211;716 | (-1.1751;68.2544;9.8098) | 60 | 2.5 | 38 | 77.9285 | 60 | EZpaque | [5] | [0] | 0 | 5 | 75 | normal | none | 4.0197 | 3.5981 | 14.4631 | 15.6624 | 14.0196 | 219.5805 | 0 | 0.0098 | 0.0019 | 0.0106 | 0.0109 | 0.0073 | 0.0398 | 0.2263 | 0.0015 | 0.0077 | 0.0648 | 0.0011 | 0.0009 | 0.0053 | 0.0037 | 0.0118 | 0.0023 | 0.009 | 0.0049 | 0.0072 | 0.0022 | 0.0051 | 0.0539 | 0 | 0 | 0.0035 | 0.0004 | 0.0011 | 0.1501 | 0 | 0
1f37113 | UGI | 1 | 00m_051004_345x211x716.dat | 0.0663;0.0663;0.0663 | 345;211;716 | (-1.1751;68.2544;9.8098) | 60 | 5.7448 | 47 | 77.9285 | 60 | EZpaque | [5] | [0] | 0 | 5 | 75 | normal | none | 4.0197 | 3.5981 | 14.4631 | 15.6624 | 14.0196 | 219.5805 | 0 | 0.0088 | 0.0017 | 0.0123 | 0.0093 | 0.0078 | 0.0343 | 0.1658 | 0.0016 | 0.0065 | 0.0628 | 0.0011 | 0.0009 | 0.0053 | 0.0042 | 0.0105 | 0.0026 | 0.0075 | 0.0049 | 0.0068 | 0.0022 | 0.0054 | 0.0411 | 0 | 0 | 0.0037 | 0.0005 | 0.0013 | 0.129 | 0 | 0
1f37113 | UGI | 1 | 00m_051004_345x211x716.dat | 0.0663;0.0663;0.0663 | 345;211;716 | (-1.1751;68.2544;9.8098) | 60 | 6.3535 | 49 | 77.9285 | 60 | EZpaque | [5] | [0] | 0 | 5 | 75 | normal | none | 4.0197 | 3.5981 | 14.4631 | 15.6624 | 14.0196 | 219.5805 | 0 | 0.0088 | 0.0016 | 0.0125 | 0.0092 | 0.0079 | 0.0332 | 0.1758 | 0.0016 | 0.0064 | 0.0614 | 0.0011 | 0.0009 | 0.0054 | 0.0043 | 0.0104 | 0.0027 | 0.0074 | 0.0049 | 0.0068 | 0.0022 | 0.0055 | 0.0391 | 0 | 0 | 0.0037 | 0.0005 | 0.0014 | 0.1208 | 0 | 0
1f37113 | UGI | 1 | 00m_051004_345x211x716.dat | 0.0663;0.0663;0.0663 | 345;211;716 | (-1.1751;68.2544;9.8098) | 80 | 2.9 | 44 | 77.9285 | 60 | EZpaque | [5] | [0] | 0 | 5 | 75 | normal | none | 4.0197 | 3.5981 | 14.4631 | 15.6624 | 14.0196 | 219.5805 | 0 | 0.0094 | 0.0018 | 0.0109 | 0.0101 | 0.0074 | 0.0381 | 0.244 | 0.0015 | 0.0072 | 0.0627 | 0.0011 | 0.0009 | 0.0052 | 0.0038 | 0.0112 | 0.0024 | 0.0083 | 0.005 | 0.0071 | 0.0022 | 0.0053 | 0.0457 | 0 | 0 | 0.0035 | 0.0004 | 0.0011 | 0.147 | 0 | 0
1f37113 | UGI | 1 | 00m_051004_345x211x716.dat | 0.0663;0.0663;0.0663 | 345;211;716 | (-1.1751;68.2544;9.8098) | 80 | 7.702 | 57 | 77.9285 | 60 | EZpaque | [5] | [0] | 0 | 5 | 75 | normal | none | 4.0197 | 3.5981 | 14.4631 | 15.6624 | 14.0196 | 219.5805 | 0 | 0.0086 | 0.0016 | 0.0123 | 0.0089 | 0.0077 | 0.0336 | 0.1592 | 0.0016 | 0.0063 | 0.0599 | 0.0011 | 0.0009 | 0.0053 | 0.0043 | 0.0102 | 0.0026 | 0.0071 | 0.005 | 0.0068 | 0.0022 | 0.0056 | 0.0365 | 0 | 0 | 0.0036 | 0.0005 | 0.0014 | 0.1132 | 0 | 0
1f37113 | UGI | 1 | 00m_051004_345x211x716.dat | 0.0663;0.0663;0.0663 | 345;211;716 | (-1.1751;68.2544;9.8098) | 80 | 8.502 | 60 | 77.9285 | 60 | EZpaque | [5] | [0] | 0 | 5 | 75 | normal | none | 4.0197 | 3.5981 | 14.4631 | 15.6624 | 14.0196 | 219.5805 | 0 | 0.0085 | 0.0016 | 0.0123 | 0.0088 | 0.0077 | 0.032 | 0.1457 | 0.0016 | 0.0062 | 0.059 | 0.0011 | 0.0009 | 0.0053 | 0.0043 | 0.0102 | 0.0027 | 0.007 | 0.0051 | 0.0068 | 0.0022 | 0.0056 | 0.0359 | 0 | 0 | 0.0036 | 0.0005 | 0.0014 | 0.1091 | 0 | 0
1f37113 | UGI | 2 | 00m_051004_345x211x716.dat | 0.0663;0.0663;0.0663 | 345;211;716 | (-1.1751;68.2544;12.9953) | 110 | 3.9 | 52 | 77.9285 | 60 | EZpaque | [5] | [0] | 0 | 5 | 75 | normal | none | 4.0197 | 1.6781 | 6.7454 | 15.6624 | 6.5385 | 102.409 | 0 | 0.0261 | 0.0015 | 0.064 | 0.0255 | 0.0061 | 0.0982 | 0.4065 | 0.0055 | 0.0182 | 0.0533 | 0.0044 | 0.003 | 0.0082 | 0.0033 | 0.0305 | 0.002 | 0.0201 | 0.0168 | 0.022 | 0.0031 | 0.0044 | 0.0925 | 0 | 0 | 0.0041 | 0.0005 | 0.0014 | 0.2721 | 0 | 0
1f37113 | UGI | 2 | 00m_051004_345x211x716.dat | 0.0663;0.0663;0.0663 | 345;211;716 | (-1.1751;68.2544;12.9953) | 110 | 7.85 | 62 | 77.9285 | 60 | EZpaque | [5] | [0] | 0 | 5 | 75 | normal | none | 4.0197 | 1.6781 | 6.7454 | 15.6624 | 6.5385 | 102.409 | 0 | 0.0233 | 0.0014 | 0.0621 | 0.0224 | 0.0062 | 0.0883 | 0.3688 | 0.0053 | 0.0158 | 0.0496 | 0.0041 | 0.0029 | 0.008 | 0.0035 | 0.0271 | 0.0021 | 0.0178 | 0.0156 | 0.02 | 0.0031 | 0.0046 | 0.0807 | 0 | 0 | 0.0041 | 0.0005 | 0.0016 | 0.1989 | 0 | 0
1f37113 | UGI | 2 | 00m_051004_345x211x716.dat | 0.0663;0.0663;0.0663 | 345;211;716 | (-1.1751;68.2544;12.9953) | 110 | 9.9905 | 69 | 77.9285 | 60 | EZpaque | [5] | [0] | 0 | 5 | 75 | normal | none | 4.0197 | 1.6781 | 6.7454 | 15.6624 | 6.5385 | 102.409 | 0 | 0.0223 | 0.0014 | 0.0609 | 0.0215 | 0.0061 | 0.0796 | 0.2733 | 0.0052 | 0.0151 | 0.0503 | 0.004 | 0.0029 | 0.0079 | 0.0035 | 0.0262 | 0.0021 | 0.0167 | 0.0151 | 0.0192 | 0.003 | 0.0046 | 0.0745 | 0 | 0 | 0.0041 | 0.0005 | 0.0016 | 0.1948 | 0 | 0
1f37113 | UGI | 2 | 00m_051004_345x211x716.dat | 0.0663;0.0663;0.0663 | 345;211;716 | (-1.1751;68.2544;12.9953) | 60 | 2.5 | 38 | 77.9285 | 60 | EZpaque | [5] | [0] | 0 | 5 | 75 | normal | none | 4.0197 | 1.6781 | 6.7454 | 15.6624 | 6.5385 | 102.409 | 0 | 0.0327 | 0.0016 | 0.0709 | 0.0336 | 0.006 | 0.1161 | 0.5294 | 0.0058 | 0.0227 | 0.0568 | 0.0052 | 0.0031 | 0.0084 | 0.0031 | 0.0383 | 0.0019 | 0.027 | 0.0192 | 0.0257 | 0.0031 | 0.0042 | 0.1335 | 0 | 0 | 0.0041 | 0.0004 | 0.0013 | 0.3861 | 0 | 0
1f37113 | UGI | 2 | 00m_051004_345x211x716.dat | 0.0663;0.0663;0.0663 | 345;211;716 | (-1.1751;68.2544;12.9953) | 60 | 5.7448 | 47 | 77.9285 | 60 | EZpaque | [5] | [0] | 0 | 5 | 75 | normal | none | 4.0197 | 1.6781 | 6.7454 | 15.6624 | 6.5385 | 102.409 | 0 | 0.0261 | 0.0014 | 0.0644 | 0.0257 | 0.0065 | 0.0952 | 0.3156 | 0.0053 | 0.0181 | 0.0537 | 0.0043 | 0.0029 | 0.0083 | 0.0035 | 0.03 | 0.0022 | 0.0207 | 0.0163 | 0.0218 | 0.0031 | 0.0045 | 0.0956 | 0 | 0 | 0.0043 | 0.0005 | 0.0016 | 0.2801 | 0 | 0
1f37113 | UGI | 2 | 00m_051004_345x211x716.dat | 0.0663;0.0663;0.0663 | 345;211;716 | (-1.1751;68.2544;12.9953) | 60 | 6.3535 | 49 | 77.9285 | 60 | EZpaque | [5] | [0] | 0 | 5 | 75 | normal | none | 4.0197 | 1.6781 | 6.7454 | 15.6624 | 6.5385 | 102.409 | 0 | 0.0253 | 0.0014 | 0.0656 | 0.0253 | 0.0065 | 0.0907 | 0.5501 | 0.0053 | 0.0176 | 0.0516 | 0.0042 | 0.0029 | 0.0083 | 0.0036 | 0.0293 | 0.0022 | 0.0198 | 0.016 | 0.0215 | 0.0032 | 0.0046 | 0.0933 | 0 | 0 | 0.0044 | 0.0005 | 0.0016 | 0.2472 | 0 | 0
1f37113 | UGI | 2 | 00m_051004_345x211x716.dat | 0.0663;0.0663;0.0663 | 345;211;716 | (-1.1751;68.2544;12.9953) | 80 | 2.9 | 44 | 77.9285 | 60 | EZpaque | [5] | [0] | 0 | 5 | 75 | normal | none | 4.0197 | 1.6781 | 6.7454 | 15.6624 | 6.5385 | 102.409 | 0 | 0.0291 | 0.0016 | 0.0678 | 0.0287 | 0.0061 | 0.1041 | 0.4024 | 0.0057 | 0.0201 | 0.0546 | 0.0048 | 0.003 | 0.0084 | 0.0032 | 0.0335 | 0.002 | 0.0231 | 0.018 | 0.0239 | 0.0031 | 0.0043 | 0.116 | 0 | 0 | 0.0041 | 0.0005 | 0.0014 | 0.2655 | 0 | 0
1f37113 | UGI | 2 | 00m_051004_345x211x716.dat | 0.0663;0.0663;0.0663 | 345;211;716 | (-1.1751;68.2544;12.9953) | 80 | 7.702 | 57 | 77.9285 | 60 | EZpaque | [5] | [0] | 0 | 5 | 75 | normal | none | 4.0197 | 1.6781 | 6.7454 | 15.6624 | 6.5385 | 102.409 | 0 | 0.0242 | 0.0014 | 0.0637 | 0.0231 | 0.0065 | 0.0847 | 0.2806 | 0.0053 | 0.0162 | 0.0524 | 0.0041 | 0.0029 | 0.0083 | 0.0036 | 0.0274 | 0.0022 | 0.0183 | 0.0157 | 0.0202 | 0.0031 | 0.0046 | 0.0878 | 0 | 0 | 0.0043 | 0.0005 | 0.0016 | 0.2424 | 0 | 0
1f37113 | UGI | 2 | 00m_051004_345x211x716.dat | 0.0663;0.0663;0.0663 | 345;211;716 | (-1.1751;68.2544;12.9953) | 80 | 8.502 | 60 | 77.9285 | 60 | EZpaque | [5] | [0] | 0 | 5 | 75 | normal | none | 4.0197 | 1.6781 | 6.7454 | 15.6624 | 6.5385 | 102.409 | 0 | 0.0236 | 0.0014 | 0.0635 | 0.0229 | 0.0065 | 0.0779 | 0.3498 | 0.0053 | 0.0159 | 0.0511 | 0.0041 | 0.0029 | 0.0082 | 0.0036 | 0.0272 | 0.0022 | 0.0178 | 0.0155 | 0.02 | 0.0031 | 0.0047 | 0.0804 | 0 | 0 | 0.0043 | 0.0005 | 0.0017 | 0.2612 | 0 | 0
1f37113 | UGI | 3 | 00m_051004_345x211x716.dat | 0.0663;0.0663;0.0663 | 345;211;716 | (-1.1751;68.2544;12.9953) | 110 | 3.9 | 52 | 77.9285 | 60 | EZpaque | [5,133,110] | [30,30,100] | 0 | 10 | 75 | normal | none | 4.0197 | 1.6781 | 6.7454 | 15.6624 | 6.5385 | 102.409 | 0 | 0.0275 | 0.0015 | 0.0655 | 0.0262 | 0.0061 | 0.1004 | 0.3953 | 0.0056 | 0.0191 | 0.0541 | 0.0046 | 0.003 | 0.0021 | 0.0019 | 0.0312 | 0.0021 | 0.0207 | 0.0172 | 0.0226 | 0.0031 | 0.0044 | 0.094 | 0 | 0 | 0.0042 | 0.0005 | 0.0015 | 0.275 | 0 | 0
1f37113 | UGI | 3 | 00m_051004_345x211x716.dat | 0.0663;0.0663;0.0663 | 345;211;716 | (-1.1751;68.2544;12.9953) | 110 | 7.85 | 62 | 77.9285 | 60 | EZpaque | [5,133,110] | [30,30,100] | 0 | 10 | 75 | normal | none | 4.0197 | 1.6781 | 6.7454 | 15.6624 | 6.5385 | 102.409 | 0 | 0.0247 | 0.0014 | 0.0626 | 0.0231 | 0.0062 | 0.0919 | 0.3653 | 0.0053 | 0.0166 | 0.0502 | 0.0042 | 0.0029 | 0.002 | 0.0019 | 0.0279 | 0.0022 | 0.0184 | 0.016 | 0.0205 | 0.0031 | 0.0045 | 0.0849 | 0 | 0 | 0.0042 | 0.0005 | 0.0016 | 0.2109 | 0 | 0
1f37113 | UGI | 3 | 00m_051004_345x211x716.dat | 0.0663;0.0663;0.0663 | 345;211;716 | (-1.1751;68.2544;12.9953) | 110 | 9.9905 | 69 | 77.9285 | 60 | EZpaque | [5,133,110] | [30,30,100] | 0 | 10 | 75 | normal | none | 4.0197 | 1.6781 | 6.7454 | 15.6624 | 6.5385 | 102.409 | 0 | 0.0234 | 0.0014 | 0.0619 | 0.022 | 0.0061 | 0.0824 | 0.2856 | 0.0053 | 0.0158 | 0.0508 | 0.0041 | 0.0029 | 0.002 | 0.002 | 0.0269 | 0.0022 | 0.0172 | 0.0154 | 0.0196 | 0.003 | 0.0046 | 0.079 | 0 | 0 | 0.0041 | 0.0005 | 0.0016 | 0.221 | 0 | 0
1f37113 | UGI | 3 | 00m_051004_345x211x716.dat | 0.0663;0.0663;0.0663 | 345;211;716 | (-1.1751;68.2544;12.9953) | 60 | 2.5 | 38 | 77.9285 | 60 | EZpaque | [5,133,110] | [30,30,100] | 0 | 10 | 75 | normal | none | 4.0197 | 1.6781 | 6.7454 | 15.6624 | 6.5385 | 102.409 | 0 | 0.0348 | 0.0016 | 0.0696 | 0.0344 | 0.006 | 0.1224 | 0.5294 | 0.0059 | 0.0238 | 0.0574 | 0.0054 | 0.0032 | 0.0023 | 0.0019 | 0.0393 | 0.002 | 0.0278 | 0.0196 | 0.0263 | 0.0031 | 0.0042 | 0.1395 | 0 | 0 | 0.0042 | 0.0004 | 0.0013 | 0.4135 | 0 | 0
1f37113 | UGI | 3 | 00m_051004_345x211x716.dat | 0.0663;0.0663;0.0663 | 345;211;716 | (-1.1751;68.2544;12.9953) | 60 | 5.7448 | 47 | 77.9285 | 60 | EZpaque | [5,133,110] | [30,30,100] | 0 | 10 | 75 | normal | none | 4.0197 | 1.6781 | 6.7454 | 15.6624 | 6.5385 | 102.409 | 0 | 0.0277 | 0.0015 | 0.066 | 0.0264 | 0.0065 | 0.1009 | 0.3268 | 0.0054 | 0.0191 | 0.0547 | 0.0045 | 0.003 | 0.0019 | 0.0018 | 0.031 | 0.0022 | 0.0214 | 0.0167 | 0.0223 | 0.0031 | 0.0045 | 0.1014 | 0 | 0 | 0.0044 | 0.0005 | 0.0016 | 0.3029 | 0 | 0
1f37113 | UGI | 3 | 00m_051004_345x211x716.dat | 0.0663;0.0663;0.0663 | 345;211;716 | (-1.1751;68.2544;12.9953) | 60 | 6.3535 | 49 | 77.9285 | 60 | EZpaque | [5,133,110] | [30,30,100] | 0 | 10 | 75 | normal | none | 4.0197 | 1.6781 | 6.7454 | 15.6624 | 6.5385 | 102.409 | 0 | 0.0269 | 0.0014 | 0.0684 | 0.026 | 0.0065 | 0.0936 | 0.5615 | 0.0054 | 0.0185 | 0.0521 | 0.0044 | 0.003 | 0.0019 | 0.0018 | 0.0303 | 0.0023 | 0.0205 | 0.0164 | 0.022 | 0.0032 | 0.0046 | 0.1002 | 0 | 0 | 0.0044 | 0.0005 | 0.0016 | 0.2547 | 0 | 0
1f37113 | UGI | 3 | 00m_051004_345x211x716.dat | 0.0663;0.0663;0.0663 | 345;211;716 | (-1.1751;68.2544;12.9953) | 80 | 2.9 | 44 | 77.9285 | 60 | EZpaque | [5,133,110] | [30,30,100] | 0 | 10 | 75 | normal | none | 4.0197 | 1.6781 | 6.7454 | 15.6624 | 6.5385 | 102.409 | 0 | 0.0308 | 0.0016 | 0.0685 | 0.0294 | 0.0061 | 0.1116 | 0.4875 | 0.0058 | 0.0211 | 0.0556 | 0.005 | 0.0031 | 0.0022 | 0.0019 | 0.0345 | 0.002 | 0.0238 | 0.0185 | 0.0245 | 0.0031 | 0.0043 | 0.1194 | 0 | 0 | 0.0042 | 0.0005 | 0.0014 | 0.2788 | 0 | 0
1f37113 | UGI | 3 | 00m_051004_345x211x716.dat | 0.0663;0.0663;0.0663 | 345;211;716 | (-1.1751;68.2544;12.9953) | 80 | 7.702 | 57 | 77.9285 | 60 | EZpaque | [5,133,110] | [30,30,100] | 0 | 10 | 75 | normal | none | 4.0197 | 1.6781 | 6.7454 | 15.6624 | 6.5385 | 102.409 | 0 | 0.0255 | 0.0014 | 0.063 | 0.0239 | 0.0064 | 0.0889 | 0.295 | 0.0054 | 0.017 | 0.0532 | 0.0043 | 0.0029 | 0.0019 | 0.0018 | 0.0282 | 0.0023 | 0.0191 | 0.0161 | 0.0206 | 0.0031 | 0.0046 | 0.0916 | 0 | 0 | 0.0043 | 0.0005 | 0.0017 | 0.2521 | 0 | 0
1f37113 | UGI | 3 | 00m_051004_345x211x716.dat | 0.0663;0.0663;0.0663 | 345;211;716 | (-1.1751;68.2544;12.9953) | 80 | 8.502 | 60 | 77.9285 | 60 | EZpaque | [5,133,110] | [30,30,100] | 0 | 10 | 75 | normal | none | 4.0197 | 1.6781 | 6.7454 | 15.6624 | 6.5385 | 102.409 | 0 | 0.025 | 0.0014 | 0.0644 | 0.0237 | 0.0065 | 0.0825 | 0.348 | 0.0053 | 0.0166 | 0.0512 | 0.0042 | 0.0029 | 0.0019 | 0.0019 | 0.0281 | 0.0023 | 0.0185 | 0.0158 | 0.0205 | 0.0031 | 0.0047 | 0.0862 | 0 | 0 | 0.0043 | 0.0005 | 0.0017 | 0.2606 | 0 | 0
1f37113 | UGI | 4 | 00m_051004_345x211x716.dat | 0.0663;0.0663;0.0663 | 345;211;716 | (-1.1751;68.2544;9.1560) | 110 | 3.9 | 52 | 77.9285 | 60 | EZpaque | [5,133,110,73] | [10,10,100,10] | 1 | 10 | 75 | normal | none | 4.0197 | 3.9921 | 16.0471 | 15.6624 | 15.5551 | 243.6297 | 0 | 0.0066 | 0.0018 | 0.0116 | 0.008 | 0.0077 | 0.0295 | 0.1557 | 0.0016 | 0.0058 | 0.0619 | 0.001 | 0.0009 | 0.0013 | 0.0031 | 0.0093 | 0.0026 | 0.0071 | 0.0027 | 0.0045 | 0.0022 | 0.0056 | 0.038 | 0 | 0 | 0.0036 | 0.0004 | 0.0012 | 0.1075 | 0 | 0
1f37113 | UGI | 4 | 00m_051004_345x211x716.dat | 0.0663;0.0663;0.0663 | 345;211;716 | (-1.1751;68.2544;9.1560) | 110 | 7.85 | 62 | 77.9285 | 60 | EZpaque | [5,133,110,73] | [10,10,100,10] | 1 | 10 | 75 | normal | none | 4.0197 | 3.9921 | 16.0471 | 15.6624 | 15.5551 | 243.6297 | 0 | 0.0063 | 0.0017 | 0.0122 | 0.0075 | 0.0078 | 0.0277 | 0.1391 | 0.0016 | 0.0054 | 0.0606 | 0.001 | 0.0009 | 0.0012 | 0.0031 | 0.0088 | 0.0027 | 0.0064 | 0.0028 | 0.0044 | 0.0022 | 0.0057 | 0.033 | 0 | 0 | 0.0035 | 0.0005 | 0.0013 | 0.0972 | 0 | 0
1f37113 | UGI | 4 | 00m_051004_345x211x716.dat | 0.0663;0.0663;0.0663 | 345;211;716 | (-1.1751;68.2544;9.1560) | 110 | 9.9905 | 69 | 77.9285 | 60 | EZpaque | [5,133,110,73] | [10,10,100,10] | 1 | 10 | 75 | normal | none | 4.0197 | 3.9921 | 16.0471 | 15.6624 | 15.5551 | 243.6297 | 0 | 0.0062 | 0.0016 | 0.012 | 0.0073 | 0.0076 | 0.026 | 0.1249 | 0.0016 | 0.0053 | 0.0552 | 0.001 | 0.0009 | 0.0012 | 0.0032 | 0.0086 | 0.0027 | 0.0062 | 0.0028 | 0.0043 | 0.0022 | 0.0057 | 0.0311 | 0 | 0 | 0.0035 | 0.0005 | 0.0013 | 0.0942 | 0 | 0
1f37113 | UGI | 4 | 00m_051004_345x211x716.dat | 0.0663;0.0663;0.0663 | 345;211;716 | (-1.1751;68.2544;9.1560) | 60 | 2.5 | 38 | 77.9285 | 60 | EZpaque | [5,133,110,73] | [10,10,100,10] | 1 | 10 | 75 | normal | none | 4.0197 | 3.9921 | 16.0471 | 15.6624 | 15.5551 | 243.6297 | 0 | 0.0069 | 0.002 | 0.011 | 0.009 | 0.0076 | 0.0337 | 0.2237 | 0.0016 | 0.0065 | 0.0691 | 0.001 | 0.0009 | 0.0014 | 0.003 | 0.01 | 0.0025 | 0.0083 | 0.0025 | 0.0045 | 0.0023 | 0.0055 | 0.0486 | 0 | 0 | 0.0036 | 0.0004 | 0.0011 | 0.16 | 0 | 0
1f37113 | UGI | 4 | 00m_051004_345x211x716.dat | 0.0663;0.0663;0.0663 | 345;211;716 | (-1.1751;68.2544;9.1560) | 60 | 5.7448 | 47 | 77.9285 | 60 | EZpaque | [5,133,110,73] | [10,10,100,10] | 1 | 10 | 75 | normal | none | 4.0197 | 3.9921 | 16.0471 | 15.6624 | 15.5551 | 243.6297 | 0 | 0.0066 | 0.0017 | 0.0128 | 0.008 | 0.0081 | 0.0295 | 0.1731 | 0.0016 | 0.0057 | 0.0628 | 0.001 | 0.001 | 0.0012 | 0.003 | 0.0091 | 0.0028 | 0.007 | 0.0028 | 0.0045 | 0.0023 | 0.0057 | 0.039 | 0 | 0 | 0.0037 | 0.0005 | 0.0013 | 0.1166 | 0 | 0
1f37113 | UGI | 4 | 00m_051004_345x211x716.dat | 0.0663;0.0663;0.0663 | 345;211;716 | (-1.1751;68.2544;9.1560) | 60 | 6.3535 | 49 | 77.9285 | 60 | EZpaque | [5,133,110,73] | [10,10,100,10] | 1 | 10 | 75 | normal | none | 4.0197 | 3.9921 | 16.0471 | 15.6624 | 15.5551 | 243.6297 | 0 | 0.0066 | 0.0017 | 0.013 | 0.0079 | 0.0082 | 0.0293 | 0.1552 | 0.0016 | 0.0056 | 0.0642 | 0.001 | 0.001 | 0.0012 | 0.003 | 0.0091 | 0.0028 | 0.0069 | 0.0028 | 0.0045 | 0.0023 | 0.0057 | 0.0371 | 0 | 0 | 0.0037 | 0.0005 | 0.0013 | 0.1048 | 0 | 0
1f37113 | UGI | 4 | 00m_051004_345x211x716.dat | 0.0663;0.0663;0.0663 | 345;211;716 | (-1.1751;68.2544;9.1560) | 80 | 2.9 | 44 | 77.9285 | 60 | EZpaque | [5,133,110,73] | [10,10,100,10] | 1 | 10 | 75 | normal | none | 4.0197 | 3.9921 | 16.0471 | 15.6624 | 15.5551 | 243.6297 | 0 | 0.0068 | 0.0019 | 0.0114 | 0.0086 | 0.0077 | 0.0317 | 0.1987 | 0.0016 | 0.0061 | 0.0637 | 0.001 | 0.0009 | 0.0013 | 0.003 | 0.0098 | 0.0025 | 0.0077 | 0.0026 | 0.0045 | 0.0023 | 0.0056 | 0.0425 | 0 | 0 | 0.0036 | 0.0004 | 0.0011 | 0.1227 | 0 | 0
1f37113 | UGI | 4 | 00m_051004_345x211x716.dat | 0.0663;0.0663;0.0663 | 345;211;716 | (-1.1751;68.2544;9.1560) | 80 | 7.702 | 57 | 77.9285 | 60 | EZpaque | [5,133,110,73] | [10,10,100,10] | 1 | 10 | 75 | normal | none | 4.0197 | 3.9921 | 16.0471 | 15.6624 | 15.5551 | 243.6297 | 0 | 0.0064 | 0.0017 | 0.0127 | 0.0077 | 0.0081 | 0.0281 | 0.1485 | 0.0016 | 0.0055 | 0.0623 | 0.001 | 0.001 | 0.0012 | 0.0031 | 0.0089 | 0.0028 | 0.0066 | 0.0028 | 0.0045 | 0.0023 | 0.0058 | 0.035 | 0 | 0 | 0.0037 | 0.0005 | 0.0013 | 0.1022 | 0 | 0
1f37113 | UGI | 4 | 00m_051004_345x211x716.dat | 0.0663;0.0663;0.0663 | 345;211;716 | (-1.1751;68.2544;9.1560) | 80 | 8.502 | 60 | 77.9285 | 60 | EZpaque | [5,133,110,73] | [10,10,100,10] | 1 | 10 | 75 | normal | none | 4.0197 | 3.9921 | 16.0471 | 15.6624 | 15.5551 | 243.6297 | 0 | 0.0064 | 0.0017 | 0.0127 | 0.0076 | 0.008 | 0.0273 | 0.1292 | 0.0016 | 0.0054 | 0.0594 | 0.001 | 0.001 | 0.0012 | 0.0031 | 0.0089 | 0.0028 | 0.0065 | 0.0029 | 0.0045 | 0.0023 | 0.0058 | 0.033 | 0 | 0 | 0.0036 | 0.0005 | 0.0014 | 0.0983 | 0 | 0
1f37113 | UGI | 5 | 00m_051004_345x211x716.dat | 0.0663;0.0663;0.0663 | 345;211;716 | (0.1393;67.0610;8.8690) | 110 | 3.9 | 52 | 76.6025 | 60 | EZpaque | [110,73] | [100,60] | 1 | 10 | 75 | normal | none | 2.664 | 3.9783 | 10.5982 | 10.2034 | 15.2375 | 155.4744 | 0 | 0.005 | 0.0016 | 0.0161 | 0.0083 | 0.0093 | 0.0235 | 0.1456 | 0.0015 | 0.0049 | 0.0712 | 0.0007 | 0.0007 | 0.0009 | 0.006 | 0.0092 | 0.0026 | 0.0066 | 0.0023 | 0.0044 | 0.002 | 0.0052 | 0.0339 | 0 | 0 | 0.0031 | 0.0004 | 0.0012 | 0.1005 | 0 | 0
1f37113 | UGI | 5 | 00m_051004_345x211x716.dat | 0.0663;0.0663;0.0663 | 345;211;716 | (0.1393;67.0610;8.8690) | 110 | 7.85 | 62 | 76.6025 | 60 | EZpaque | [110,73] | [100,60] | 1 | 10 | 75 | normal | none | 2.664 | 3.9783 | 10.5982 | 10.2034 | 15.2375 | 155.4744 | 0 | 0.0049 | 0.0015 | 0.0149 | 0.0075 | 0.0088 | 0.0219 | 0.1173 | 0.0015 | 0.0046 | 0.0634 | 0.0007 | 0.0007 | 0.0009 | 0.0056 | 0.0087 | 0.0026 | 0.006 | 0.0024 | 0.0042 | 0.0019 | 0.005 | 0.0301 | 0 | 0 | 0.003 | 0.0004 | 0.0013 | 0.0877 | 0 | 0
1f37113 | UGI | 5 | 00m_051004_345x211x716.dat | 0.0663;0.0663;0.0663 | 345;211;716 | (0.1393;67.0610;8.8690) | 110 | 9.9905 | 69 | 76.6025 | 60 | EZpaque | [110,73] | [100,60] | 1 | 10 | 75 | normal | none | 2.664 | 3.9783 | 10.5982 | 10.2034 | 15.2375 | 155.4744 | 0 | 0.0049 | 0.0015 | 0.0144 | 0.0072 | 0.0085 | 0.0214 | 0.124 | 0.0014 | 0.0045 | 0.0569 | 0.0007 | 0.0007 | 0.0009 | 0.0054 | 0.0085 | 0.0025 | 0.0057 | 0.0024 | 0.0041 | 0.0018 | 0.005 | 0.0283 | 0 | 0 | 0.003 | 0.0004 | 0.0013 | 0.0935 | 0 | 0
1f37113 | UGI | 5 | 00m_051004_345x211x716.dat | 0.0663;0.0663;0.0663 | 345;211;716 | (0.1393;67.0610;8.8690) | 60 | 2.5 | 38 | 76.6025 | 60 | EZpaque | [110,73] | [100,60] | 1 | 10 | 75 | normal | none | 2.664 | 3.9783 | 10.5982 | 10.2034 | 15.2375 | 155.4744 | 0 | 0.0051 | 0.0017 | 0.018 | 0.0098 | 0.0101 | 0.0266 | 0.2052 | 0.0015 | 0.0054 | 0.0849 | 0.0007 | 0.0007 | 0.001 | 0.0066 | 0.0101 | 0.0026 | 0.0077 | 0.0022 | 0.0047 | 0.0021 | 0.0053 | 0.0441 | 0 | 0 | 0.0032 | 0.0003 | 0.0011 | 0.1342 | 0 | 0
1f37113 | UGI | 5 | 00m_051004_345x211x716.dat | 0.0663;0.0663;0.0663 | 345;211;716 | (0.1393;67.0610;8.8690) | 60 | 5.7448 | 47 | 76.6025 | 60 | EZpaque | [110,73] | [100,60] | 1 | 10 | 75 | normal | none | 2.664 | 3.9783 | 10.5982 | 10.2034 | 15.2375 | 155.4744 | 0 | 0.005 | 0.0016 | 0.017 | 0.0082 | 0.0096 | 0.0232 | 0.157 | 0.0015 | 0.0047 | 0.0698 | 0.0007 | 0.0007 | 0.0008 | 0.0061 | 0.009 | 0.0027 | 0.0064 | 0.0024 | 0.0045 | 0.002 | 0.0051 | 0.0341 | 0 | 0 | 0.0032 | 0.0004 | 0.0013 | 0.1088 | 0 | 0
1f37113 | UGI | 5 | 00m_051004_345x211x716.dat | 0.0663;0.0663;0.0663 | 345;211;716 | (0.1393;67.0610;8.8690) | 60 | 6.3535 | 49 | 76.6025 | 60 | EZpaque | [110,73] | [100,60] | 1 | 10 | 75 | normal | none | 2.664 | 3.9783 | 10.5982 | 10.2034 | 15.2375 | 155.4744 | 0 | 0.005 | 0.0016 | 0.0167 | 0.0081 | 0.0096 | 0.0229 | 0.1442 | 0.0015 | 0.0047 | 0.0701 | 0.0007 | 0.0007 | 0.0008 | 0.006 | 0.0089 | 0.0027 | 0.0063 | 0.0024 | 0.0045 | 0.002 | 0.0052 | 0.0337 | 0 | 0 | 0.0032 | 0.0004 | 0.0013 | 0.0988 | 0 | 0
1f37113 | UGI | 5 | 00m_051004_345x211x716.dat | 0.0663;0.0663;0.0663 | 345;211;716 | (0.1393;67.0610;8.8690) | 80 | 2.9 | 44 | 76.6025 | 60 | EZpaque | [110,73] | [100,60] | 1 | 10 | 75 | normal | none | 2.664 | 3.9783 | 10.5982 | 10.2034 | 15.2375 | 155.4744 | 0 | 0.0051 | 0.0017 | 0.0176 | 0.009 | 0.0099 | 0.025 | 0.1581 | 0.0015 | 0.0051 | 0.0756 | 0.0007 | 0.0007 | 0.0009 | 0.0063 | 0.0097 | 0.0026 | 0.0071 | 0.0023 | 0.0046 | 0.0021 | 0.0053 | 0.0388 | 0 | 0 | 0.0032 | 0.0004 | 0.0011 | 0.1232 | 0 | 0
1f37113 | UGI | 5 | 00m_051004_345x211x716.dat | 0.0663;0.0663;0.0663 | 345;211;716 | (0.1393;67.0610;8.8690) | 80 | 7.702 | 57 | 76.6025 | 60 | EZpaque | [110,73] | [100,60] | 1 | 10 | 75 | normal | none | 2.664 | 3.9783 | 10.5982 | 10.2034 | 15.2375 | 155.4744 | 0 | 0.005 | 0.0015 | 0.0157 | 0.0077 | 0.0092 | 0.0224 | 0.149 | 0.0015 | 0.0046 | 0.0657 | 0.0007 | 0.0007 | 0.0008 | 0.0058 | 0.0088 | 0.0027 | 0.0061 | 0.0025 | 0.0043 | 0.002 | 0.0051 | 0.0306 | 0 | 0 | 0.0031 | 0.0004 | 0.0013 | 0.092 | 0 | 0
1f37113 | UGI | 5 | 00m_051004_345x211x716.dat | 0.0663;0.0663;0.0663 | 345;211;716 | (0.1393;67.0610;8.8690) | 80 | 8.502 | 60 | 76.6025 | 60 | EZpaque | [110,73] | [100,60] | 1 | 10 | 75 | normal | none | 2.664 | 3.9783 | 10.5982 | 10.2034 | 15.2375 | 155.4744 | 0 | 0.005 | 0.0015 | 0.0155 | 0.0076 | 0.0091 | 0.0221 | 0.1296 | 0.0015 | 0.0046 | 0.0639 | 0.0007 | 0.0007 | 0.0008 | 0.0058 | 0.0087 | 0.0026 | 0.006 | 0.0025 | 0.0043 | 0.0019 | 0.0051 | 0.0296 | 0 | 0 | 0.0031 | 0.0004 | 0.0013 | 0.0943 | 0 | 0
1f37113 | UGI | 6 | 00m_051004_345x211x716.dat | 0.0663;0.0663;0.0663 | 345;211;716 | (1.3504;68.1881;0.3461) | 110 | 3.9 | 52 | 78.0611 | 60 | EZpaque | [73,75] | [100,10] | 1 | 10 | 75 | normal | none | 4.0907 | 2.6174 | 10.7073 | 15.9664 | 10.216 | 163.1125 | 0 | 0.0028 | 0.0083 | 0.0357 | 0.0018 | 0.0672 | 0.008 | 0.0507 | 0.0041 | 0.0013 | 0.2319 | 0.0005 | 0.0024 | 0.0097 | 0.0345 | 0.0043 | 0.0235 | 0.0016 | 0.0039 | 0.0035 | 0.0083 | 0.0377 | 0.0108 | 0 | 0 | 0.0026 | 0.0006 | 0.0012 | 0.0349 | 0 | 0
1f37113 | UGI | 6 | 00m_051004_345x211x716.dat | 0.0663;0.0663;0.0663 | 345;211;716 | (1.3504;68.1881;0.3461) | 110 | 7.85 | 62 | 78.0611 | 60 | EZpaque | [73,75] | [100,10] | 1 | 10 | 75 | normal | none | 4.0907 | 2.6174 | 10.7073 | 15.9664 | 10.216 | 163.1125 | 0 | 0.0027 | 0.0072 | 0.035 | 0.0018 | 0.0586 | 0.0079 | 0.0451 | 0.0039 | 0.0013 | 0.2302 | 0.0005 | 0.0023 | 0.0092 | 0.0323 | 0.004 | 0.021 | 0.0015 | 0.0036 | 0.0033 | 0.0077 | 0.0335 | 0.0101 | 0 | 0 | 0.0026 | 0.0006 | 0.0013 | 0.0317 | 0 | 0
1f37113 | UGI | 6 | 00m_051004_345x211x716.dat | 0.0663;0.0663;0.0663 | 345;211;716 | (1.3504;68.1881;0.3461) | 110 | 9.9905 | 69 | 78.0611 | 60 | EZpaque | [73,75] | [100,10] | 1 | 10 | 75 | normal | none | 4.0907 | 2.6174 | 10.7073 | 15.9664 | 10.216 | 163.1125 | 0 | 0.0027 | 0.0068 | 0.0345 | 0.0018 | 0.0575 | 0.0078 | 0.0422 | 0.0038 | 0.0013 | 0.1951 | 0.0005 | 0.0023 | 0.009 | 0.0309 | 0.0038 | 0.0199 | 0.0015 | 0.0035 | 0.0032 | 0.0075 | 0.032 | 0.0098 | 0 | 0 | 0.0025 | 0.0006 | 0.0013 | 0.031 | 0 | 0
1f37113 | UGI | 6 | 00m_051004_345x211x716.dat | 0.0663;0.0663;0.0663 | 345;211;716 | (1.3504;68.1881;0.3461) | 60 | 2.5 | 38 | 78.0611 | 60 | EZpaque | [73,75] | [100,10] | 1 | 10 | 75 | normal | none | 4.0907 | 2.6174 | 10.7073 | 15.9664 | 10.216 | 163.1125 | 0 | 0.0028 | 0.0115 | 0.0387 | 0.0018 | 0.0885 | 0.008 | 0.0603 | 0.0044 | 0.0013 | 0.2954 | 0.0005 | 0.0025 | 0.0105 | 0.0416 | 0.0048 | 0.0288 | 0.0016 | 0.0044 | 0.0039 | 0.0095 | 0.0455 | 0.0122 | 0 | 0 | 0.0026 | 0.0006 | 0.001 | 0.0406 | 0 | 0
1f37113 | UGI | 6 | 00m_051004_345x211x716.dat | 0.0663;0.0663;0.0663 | 345;211;716 | (1.3504;68.1881;0.3461) | 60 | 5.7448 | 47 | 78.0611 | 60 | EZpaque | [73,75] | [100,10] | 1 | 10 | 75 | normal | none | 4.0907 | 2.6174 | 10.7073 | 15.9664 | 10.216 | 163.1125 | 0 | 0.0029 | 0.0087 | 0.036 | 0.0019 | 0.0719 | 0.0082 | 0.0516 | 0.0039 | 0.0013 | 0.216 | 0.0005 | 0.0023 | 0.0098 | 0.0348 | 0.0044 | 0.0237 | 0.0016 | 0.0039 | 0.0035 | 0.0082 | 0.0376 | 0.0105 | 0 | 0 | 0.0027 | 0.0006 | 0.0013 | 0.0354 | 0 | 0
1f37113 | UGI | 6 | 00m_051004_345x211x716.dat | 0.0663;0.0663;0.0663 | 345;211;716 | (1.3504;68.1881;0.3461) | 60 | 6.3535 | 49 | 78.0611 | 60 | EZpaque | [73,75] | [100,10] | 1 | 10 | 75 | normal | none | 4.0907 | 2.6174 | 10.7073 | 15.9664 | 10.216 | 163.1125 | 0 | 0.0029 | 0.0084 | 0.0359 | 0.0019 | 0.0697 | 0.0082 | 0.049 | 0.0039 | 0.0013 | 0.2141 | 0.0005 | 0.0023 | 0.0098 | 0.0344 | 0.0044 | 0.0228 | 0.0016 | 0.0039 | 0.0035 | 0.0081 | 0.0365 | 0.0105 | 0 | 0 | 0.0027 | 0.0006 | 0.0013 | 0.0345 | 0 | 0
1f37113 | UGI | 6 | 00m_051004_345x211x716.dat | 0.0663;0.0663;0.0663 | 345;211;716 | (1.3504;68.1881;0.3461) | 80 | 2.9 | 44 | 78.0611 | 60 | EZpaque | [73,75] | [100,10] | 1 | 10 | 75 | normal | none | 4.0907 | 2.6174 | 10.7073 | 15.9664 | 10.216 | 163.1125 | 0 | 0.0028 | 0.0096 | 0.0392 | 0.0018 | 0.076 | 0.0082 | 0.055 | 0.0042 | 0.0013 | 0.3045 | 0.0005 | 0.0025 | 0.0102 | 0.0377 | 0.0046 | 0.0258 | 0.0016 | 0.0042 | 0.0037 | 0.009 | 0.0408 | 0.0115 | 0 | 0 | 0.0026 | 0.0006 | 0.0011 | 0.0379 | 0 | 0
1f37113 | UGI | 6 | 00m_051004_345x211x716.dat | 0.0663;0.0663;0.0663 | 345;211;716 | (1.3504;68.1881;0.3461) | 80 | 7.702 | 57 | 78.0611 | 60 | EZpaque | [73,75] | [100,10] | 1 | 10 | 75 | normal | none | 4.0907 | 2.6174 | 10.7073 | 15.9664 | 10.216 | 163.1125 | 0 | 0.0028 | 0.0075 | 0.0353 | 0.0019 | 0.0641 | 0.0081 | 0.0467 | 0.0039 | 0.0013 | 0.2108 | 0.0005 | 0.0023 | 0.0094 | 0.0323 | 0.0041 | 0.0212 | 0.0015 | 0.0037 | 0.0034 | 0.0078 | 0.0342 | 0.0102 | 0 | 0 | 0.0027 | 0.0006 | 0.0013 | 0.0328 | 0 | 0
1f37113 | UGI | 6 | 00m_051004_345x211x716.dat | 0.0663;0.0663;0.0663 | 345;211;716 | (1.3504;68.1881;0.3461) | 80 | 8.502 | 60 | 78.0611 | 60 | EZpaque | [73,75] | [100,10] | 1 | 10 | 75 | normal | none | 4.0907 | 2.6174 | 10.7073 | 15.9664 | 10.216 | 163.1125 | 0 | 0.0028 | 0.0073 | 0.0348 | 0.0019 | 0.0616 | 0.0081 | 0.0455 | 0.0039 | 0.0014 | 0.2052 | 0.0005 | 0.0023 | 0.0094 | 0.0319 | 0.0041 | 0.0211 | 0.0015 | 0.0037 | 0.0033 | 0.0077 | 0.0337 | 0.0101 | 0 | 0 | 0.0026 | 0.0006 | 0.0013 | 0.0325 | 0 | 0
1f37113 | UGI | 7 | 00m_051004_345x211x716.dat | 0.0663;0.0663;0.0663 | 345;211;716 | (1.3504;68.1881;0.3461) | 110 | 3.9 | 52 | 78.0611 | 60 | EZpaque | [73,75] | [90,20] | 1 | 10 | 75 | normal | none | 4.0907 | 2.6174 | 10.7073 | 15.9664 | 10.216 | 163.1125 | 0 | 0.0028 | 0.0083 | 0.0358 | 0.0018 | 0.0675 | 0.008 | 0.0524 | 0.0041 | 0.0013 | 0.2336 | 0.0005 | 0.0024 | 0.0097 | 0.0345 | 0.0044 | 0.0236 | 0.0016 | 0.0039 | 0.0035 | 0.0083 | 0.038 | 0.0114 | 0 | 0 | 0.0026 | 0.0006 | 0.0012 | 0.0362 | 0 | 0
1f37113 | UGI | 7 | 00m_051004_345x211x716.dat | 0.0663;0.0663;0.0663 | 345;211;716 | (1.3504;68.1881;0.3461) | 110 | 7.85 | 62 | 78.0611 | 60 | EZpaque | [73,75] | [90,20] | 1 | 10 | 75 | normal | none | 4.0907 | 2.6174 | 10.7073 | 15.9664 | 10.216 | 163.1125 | 0 | 0.0027 | 0.0072 | 0.0351 | 0.0019 | 0.0589 | 0.0079 | 0.0465 | 0.0039 | 0.0013 | 0.2424 | 0.0005 | 0.0023 | 0.0092 | 0.0321 | 0.0041 | 0.0211 | 0.0016 | 0.0036 | 0.0033 | 0.0077 | 0.0335 | 0.0105 | 0 | 0 | 0.0026 | 0.0006 | 0.0013 | 0.0332 | 0 | 0
1f37113 | UGI | 7 | 00m_051004_345x211x716.dat | 0.0663;0.0663;0.0663 | 345;211;716 | (1.3504;68.1881;0.3461) | 110 | 9.9905 | 69 | 78.0611 | 60 | EZpaque | [73,75] | [90,20] | 1 | 10 | 75 | normal | none | 4.0907 | 2.6174 | 10.7073 | 15.9664 | 10.216 | 163.1125 | 0 | 0.0027 | 0.0068 | 0.0345 | 0.0018 | 0.0578 | 0.0078 | 0.0438 | 0.0038 | 0.0013 | 0.193 | 0.0005 | 0.0023 | 0.009 | 0.0311 | 0.0039 | 0.0199 | 0.0015 | 0.0035 | 0.0032 | 0.0075 | 0.0319 | 0.0103 | 0 | 0 | 0.0025 | 0.0006 | 0.0013 | 0.0321 | 0 | 0
1f37113 | UGI | 7 | 00m_051004_345x211x716.dat | 0.0663;0.0663;0.0663 | 345;211;716 | (1.3504;68.1881;0.3461) | 60 | 2.5 | 38 | 78.0611 | 60 | EZpaque | [73,75] | [90,20] | 1 | 10 | 75 | normal | none | 4.0907 | 2.6174 | 10.7073 | 15.9664 | 10.216 | 163.1125 | 0 | 0.0028 | 0.0115 | 0.0389 | 0.0018 | 0.0895 | 0.0081 | 0.0632 | 0.0044 | 0.0013 | 0.2954 | 0.0005 | 0.0025 | 0.0105 | 0.0417 | 0.0051 | 0.0289 | 0.0017 | 0.0044 | 0.0039 | 0.0096 | 0.0455 | 0.0131 | 0 | 0 | 0.0026 | 0.0006 | 0.0011 | 0.0428 | 0 | 0
1f37113 | UGI | 7 | 00m_051004_345x211x716.dat | 0.0663;0.0663;0.0663 | 345;211;716 | (1.3504;68.1881;0.3461) | 60 | 5.7448 | 47 | 78.0611 | 60 | EZpaque | [73,75] | [90,20] | 1 | 10 | 75 | normal | none | 4.0907 | 2.6174 | 10.7073 | 15.9664 | 10.216 | 163.1125 | 0 | 0.0029 | 0.0087 | 0.0362 | 0.0019 | 0.0715 | 0.0081 | 0.0537 | 0.0039 | 0.0013 | 0.2148 | 0.0005 | 0.0023 | 0.0098 | 0.0347 | 0.0046 | 0.0238 | 0.0017 | 0.0039 | 0.0035 | 0.0082 | 0.0378 | 0.0112 | 0 | 0 | 0.0027 | 0.0006 | 0.0013 | 0.0365 | 0 | 0
1f37113 | UGI | 7 | 00m_051004_345x211x716.dat | 0.0663;0.0663;0.0663 | 345;211;716 | (1.3504;68.1881;0.3461) | 60 | 6.3535 | 49 | 78.0611 | 60 | EZpaque | [73,75] | [90,20] | 1 | 10 | 75 | normal | none | 4.0907 | 2.6174 | 10.7073 | 15.9664 | 10.216 | 163.1125 | 0 | 0.0029 | 0.0084 | 0.0362 | 0.0019 | 0.0694 | 0.0082 | 0.0519 | 0.0039 | 0.0014 | 0.2259 | 0.0005 | 0.0023 | 0.0098 | 0.0346 | 0.0046 | 0.0229 | 0.0016 | 0.0039 | 0.0035 | 0.0081 | 0.0365 | 0.0112 | 0 | 0 | 0.0027 | 0.0006 | 0.0013 | 0.0359 | 0 | 0
1f37113 | UGI | 7 | 00m_051004_345x211x716.dat | 0.0663;0.0663;0.0663 | 345;211;716 | (1.3504;68.1881;0.3461) | 80 | 2.9 | 44 | 78.0611 | 60 | EZpaque | [73,75] | [90,20] | 1 | 10 | 75 | normal | none | 4.0907 | 2.6174 | 10.7073 | 15.9664 | 10.216 | 163.1125 | 0 | 0.0028 | 0.0097 | 0.0395 | 0.0018 | 0.0763 | 0.0082 | 0.0595 | 0.0042 | 0.0013 | 0.3109 | 0.0005 | 0.0025 | 0.0102 | 0.0376 | 0.0048 | 0.0259 | 0.0017 | 0.0042 | 0.0038 | 0.009 | 0.0409 | 0.0121 | 0 | 0 | 0.0026 | 0.0006 | 0.0011 | 0.0404 | 0 | 0
1f37113 | UGI | 7 | 00m_051004_345x211x716.dat | 0.0663;0.0663;0.0663 | 345;211;716 | (1.3504;68.1881;0.3461) | 80 | 7.702 | 57 | 78.0611 | 60 | EZpaque | [73,75] | [90,20] | 1 | 10 | 75 | normal | none | 4.0907 | 2.6174 | 10.7073 | 15.9664 | 10.216 | 163.1125 | 0 | 0.0028 | 0.0075 | 0.0352 | 0.0019 | 0.0632 | 0.0081 | 0.049 | 0.0039 | 0.0014 | 0.2107 | 0.0005 | 0.0023 | 0.0095 | 0.0323 | 0.0043 | 0.0213 | 0.0016 | 0.0037 | 0.0034 | 0.0078 | 0.0343 | 0.0108 | 0 | 0 | 0.0027 | 0.0006 | 0.0013 | 0.0343 | 0 | 0
1f37113 | UGI | 7 | 00m_051004_345x211x716.dat | 0.0663;0.0663;0.0663 | 345;211;716 | (1.3504;68.1881;0.3461) | 80 | 8.502 | 60 | 78.0611 | 60 | EZpaque | [73,75] | [90,20] | 1 | 10 | 75 | normal | none | 4.0907 | 2.6174 | 10.7073 | 15.9664 | 10.216 | 163.1125 | 0 | 0.0028 | 0.0073 | 0.0349 | 0.0019 | 0.0624 | 0.0081 | 0.0479 | 0.0039 | 0.0014 | 0.2052 | 0.0005 | 0.0023 | 0.0094 | 0.032 | 0.0042 | 0.0211 | 0.0016 | 0.0037 | 0.0034 | 0.0077 | 0.0339 | 0.0106 | 0 | 0 | 0.0027 | 0.0006 | 0.0013 | 0.0337 | 0 | 0
1f37113 | UGI | 8 | 00m_051004_345x211x716.dat | 0.0663;0.0663;0.0663 | 345;211;716 | (0.0901;67.0610;0.0030) | 110 | 3.9 | 52 | 76.6025 | 60 | EZpaque | [73,75] | [90,20] | 1 | 10 | 75 | normal | none | 4.788 | 2.6005 | 12.451 | 18.3385 | 9.9602 | 182.6546 | 0 | 0.0021 | 0.0096 | 0.0503 | 0.0025 | 0.0894 | 0.0106 | 0.0486 | 0.0049 | 0.001 | 0.3652 | 0.0007 | 0.0027 | 0.0095 | 0.0424 | 0.0024 | 0.0276 | 0.0016 | 0.0018 | 0.003 | 0.0098 | 0.0431 | 0.0106 | 0 | 0 | 0.0021 | 0.0007 | 0.0012 | 0.0345 | 0 | 0
1f37113 | UGI | 8 | 00m_051004_345x211x716.dat | 0.0663;0.0663;0.0663 | 345;211;716 | (0.0901;67.0610;0.0030) | 110 | 7.85 | 62 | 76.6025 | 60 | EZpaque | [73,75] | [90,20] | 1 | 10 | 75 | normal | none | 4.788 | 2.6005 | 12.451 | 18.3385 | 9.9602 | 182.6546 | 0 | 0.0022 | 0.0083 | 0.0469 | 0.0024 | 0.0719 | 0.0102 | 0.0443 | 0.0046 | 0.0011 | 0.2472 | 0.0007 | 0.0026 | 0.0093 | 0.0401 | 0.0025 | 0.0243 | 0.0015 | 0.0019 | 0.0029 | 0.009 | 0.0387 | 0.01 | 0 | 0 | 0.0022 | 0.0007 | 0.0014 | 0.0322 | 0 | 0
1f37113 | UGI | 8 | 00m_051004_345x211x716.dat | 0.0663;0.0663;0.0663 | 345;211;716 | (0.0901;67.0610;0.0030) | 110 | 9.9905 | 69 | 76.6025 | 60 | EZpaque | [73,75] | [90,20] | 1 | 10 | 75 | normal | none | 4.788 | 2.6005 | 12.451 | 18.3385 | 9.9602 | 182.6546 | 0 | 0.0022 | 0.0077 | 0.0446 | 0.0023 | 0.07 | 0.0099 | 0.0434 | 0.0045 | 0.0011 | 0.2978 | 0.0007 | 0.0026 | 0.0091 | 0.0377 | 0.0025 | 0.0232 | 0.0015 | 0.0019 | 0.0028 | 0.0087 | 0.0365 | 0.0098 | 0 | 0 | 0.0022 | 0.0007 | 0.0014 | 0.0312 | 0 | 0
1f37113 | UGI | 8 | 00m_051004_345x211x716.dat | 0.0663;0.0663;0.0663 | 345;211;716 | (0.0901;67.0610;0.0030) | 60 | 2.5 | 38 | 76.6025 | 60 | EZpaque | [73,75] | [90,20] | 1 | 10 | 75 | normal | none | 4.788 | 2.6005 | 12.451 | 18.3385 | 9.9602 | 182.6546 | 0 | 0.002 | 0.0132 | 0.061 | 0.0026 | 0.1111 | 0.0112 | 0.0602 | 0.0054 | 0.001 | 0.3986 | 0.0006 | 0.0028 | 0.0099 | 0.058 | 0.0024 | 0.0339 | 0.0017 | 0.0017 | 0.0031 | 0.0114 | 0.0517 | 0.0118 | 0 | 0 | 0.002 | 0.0006 | 0.0011 | 0.0393 | 0 | 0
1f37113 | UGI | 8 | 00m_051004_345x211x716.dat | 0.0663;0.0663;0.0663 | 345;211;716 | (0.0901;67.0610;0.0030) | 60 | 5.7448 | 47 | 76.6025 | 60 | EZpaque | [73,75] | [90,20] | 1 | 10 | 75 | normal | none | 4.788 | 2.6005 | 12.451 | 18.3385 | 9.9602 | 182.6546 | 0 | 0.0022 | 0.0101 | 0.0516 | 0.0025 | 0.0831 | 0.0108 | 0.0504 | 0.0047 | 0.0011 | 0.3048 | 0.0007 | 0.0026 | 0.0095 | 0.0445 | 0.0025 | 0.027 | 0.0016 | 0.0019 | 0.003 | 0.0096 | 0.0435 | 0.0103 | 0 | 0 | 0.0022 | 0.0007 | 0.0014 | 0.0337 | 0 | 0
1f37113 | UGI | 8 | 00m_051004_345x211x716.dat | 0.0663;0.0663;0.0663 | 345;211;716 | (0.0901;67.0610;0.0030) | 60 | 6.3535 | 49 | 76.6025 | 60 | EZpaque | [73,75] | [90,20] | 1 | 10 | 75 | normal | none | 4.788 | 2.6005 | 12.451 | 18.3385 | 9.9602 | 182.6546 | 0 | 0.0023 | 0.0097 | 0.0501 | 0.0025 | 0.0829 | 0.0108 | 0.049 | 0.0047 | 0.0011 | 0.2955 | 0.0007 | 0.0026 | 0.0095 | 0.0436 | 0.0025 | 0.0262 | 0.0016 | 0.0019 | 0.003 | 0.0094 | 0.0415 | 0.0103 | 0 | 0 | 0.0023 | 0.0007 | 0.0014 | 0.0344 | 0 | 0
1f37113 | UGI | 8 | 00m_051004_345x211x716.dat | 0.0663;0.0663;0.0663 | 345;211;716 | (0.0901;67.0610;0.0030) | 80 | 2.9 | 44 | 76.6025 | 60 | EZpaque | [73,75] | [90,20] | 1 | 10 | 75 | normal | none | 4.788 | 2.6005 | 12.451 | 18.3385 | 9.9602 | 182.6546 | 0 | 0.0021 | 0.0112 | 0.0571 | 0.0025 | 0.0939 | 0.011 | 0.0556 | 0.0051 | 0.001 | 0.32 | 0.0007 | 0.0028 | 0.0097 | 0.0495 | 0.0024 | 0.0298 | 0.0016 | 0.0018 | 0.0031 | 0.0106 | 0.0472 | 0.0112 | 0 | 0 | 0.0021 | 0.0006 | 0.0012 | 0.0373 | 0 | 0
1f37113 | UGI | 8 | 00m_051004_345x211x716.dat | 0.0663;0.0663;0.0663 | 345;211;716 | (0.0901;67.0610;0.0030) | 80 | 7.702 | 57 | 76.6025 | 60 | EZpaque | [73,75] | [90,20] | 1 | 10 | 75 | normal | none | 4.788 | 2.6005 | 12.451 | 18.3385 | 9.9602 | 182.6546 | 0 | 0.0023 | 0.0087 | 0.0484 | 0.0025 | 0.076 | 0.0105 | 0.0476 | 0.0046 | 0.0011 | 0.2694 | 0.0007 | 0.0026 | 0.0094 | 0.0406 | 0.0025 | 0.0247 | 0.0015 | 0.002 | 0.0029 | 0.0091 | 0.0396 | 0.0101 | 0 | 0 | 0.0023 | 0.0007 | 0.0014 | 0.0336 | 0 | 0
1f37113 | UGI | 8 | 00m_051004_345x211x716.dat | 0.0663;0.0663;0.0663 | 345;211;716 | (0.0901;67.0610;0.0030) | 80 | 8.502 | 60 | 76.6025 | 60 | EZpaque | [73,75] | [90,20] | 1 | 10 | 75 | normal | none | 4.788 | 2.6005 | 12.451 | 18.3385 | 9.9602 | 182.6546 | 0 | 0.0023 | 0.0084 | 0.0469 | 0.0024 | 0.0735 | 0.0103 | 0.0467 | 0.0046 | 0.0011 | 0.3095 | 0.0007 | 0.0026 | 0.0094 | 0.0386 | 0.0025 | 0.0239 | 0.0015 | 0.002 | 0.0029 | 0.009 | 0.0385 | 0.01 | 0 | 0 | 0.0023 | 0.0007 | 0.0014 | 0.0328 | 0 | 0
1f37113 | UGI | 9 | 00m_051004_345x211x716.dat | 0.0663;0.0663;0.0663 | 345;211;716 | (-0.1989;67.2110;0.0312) | 110 | 3.9 | 52 | 76.5893 | 60 | EZpaque | [73,75] | [90,20] | 1 | 5 | 75 | normal | none | 4.7008 | 2.6075 | 12.2572 | 18.0017 | 9.9851 | 179.7492 | 0 | 0.0021 | 0.0095 | 0.0489 | 0.0024 | 0.0834 | 0.0115 | 0.0478 | 0.0048 | 0.001 | 0.2631 | 0.0007 | 0.0026 | 0.009 | 0.0432 | 0.0023 | 0.0272 | 0.0016 | 0.0017 | 0.0028 | 0.0097 | 0.0419 | 0.0106 | 0 | 0 | 0.0021 | 0.0006 | 0.0012 | 0.0345 | 0 | 0
1f37113 | UGI | 9 | 00m_051004_345x211x716.dat | 0.0663;0.0663;0.0663 | 345;211;716 | (-0.1989;67.2110;0.0312) | 110 | 7.85 | 62 | 76.5893 | 60 | EZpaque | [73,75] | [90,20] | 1 | 5 | 75 | normal | none | 4.7008 | 2.6075 | 12.2572 | 18.0017 | 9.9851 | 179.7492 | 0 | 0.0022 | 0.0083 | 0.0455 | 0.0023 | 0.072 | 0.0107 | 0.0453 | 0.0045 | 0.0011 | 0.3159 | 0.0007 | 0.0026 | 0.0089 | 0.039 | 0.0024 | 0.0242 | 0.0015 | 0.0018 | 0.0028 | 0.0089 | 0.0376 | 0.01 | 0 | 0 | 0.0022 | 0.0007 | 0.0014 | 0.0323 | 0 | 0
1f37113 | UGI | 9 | 00m_051004_345x211x716.dat | 0.0663;0.0663;0.0663 | 345;211;716 | (-0.1989;67.2110;0.0312) | 110 | 9.9905 | 69 | 76.5893 | 60 | EZpaque | [73,75] | [90,20] | 1 | 5 | 75 | normal | none | 4.7008 | 2.6075 | 12.2572 | 18.0017 | 9.9851 | 179.7492 | 0 | 0.0022 | 0.0076 | 0.0437 | 0.0023 | 0.0687 | 0.0104 | 0.0432 | 0.0045 | 0.0011 | 0.2322 | 0.0007 | 0.0025 | 0.0088 | 0.0378 | 0.0024 | 0.0229 | 0.0015 | 0.0018 | 0.0027 | 0.0086 | 0.0365 | 0.0097 | 0 | 0 | 0.0022 | 0.0007 | 0.0014 | 0.0306 | 0 | 0
1f37113 | UGI | 9 | 00m_051004_345x211x716.dat | 0.0663;0.0663;0.0663 | 345;211;716 | (-0.1989;67.2110;0.0312) | 60 | 2.5 | 38 | 76.5893 | 60 | EZpaque | [73,75] | [90,20] | 1 | 5 | 75 | normal | none | 4.7008 | 2.6075 | 12.2572 | 18.0017 | 9.9851 | 179.7492 | 0 | 0.002 | 0.0131 | 0.0635 | 0.0025 | 0.1148 | 0.0127 | 0.0615 | 0.0053 | 0.001 | 0.3587 | 0.0007 | 0.0027 | 0.0091 | 0.0526 | 0.0022 | 0.0335 | 0.0017 | 0.0016 | 0.003 | 0.0112 | 0.0513 | 0.0117 | 0 | 0 | 0.002 | 0.0006 | 0.0011 | 0.0398 | 0 | 0
1f37113 | UGI | 9 | 00m_051004_345x211x716.dat | 0.0663;0.0663;0.0663 | 345;211;716 | (-0.1989;67.2110;0.0312) | 60 | 5.7448 | 47 | 76.5893 | 60 | EZpaque | [73,75] | [90,20] | 1 | 5 | 75 | normal | none | 4.7008 | 2.6075 | 12.2572 | 18.0017 | 9.9851 | 179.7492 | 0 | 0.0022 | 0.01 | 0.0515 | 0.0025 | 0.0856 | 0.0117 | 0.0497 | 0.0047 | 0.0011 | 0.3257 | 0.0007 | 0.0026 | 0.0092 | 0.0429 | 0.0024 | 0.0266 | 0.0016 | 0.0018 | 0.0028 | 0.0095 | 0.0428 | 0.0103 | 0 | 0 | 0.0022 | 0.0007 | 0.0014 | 0.0343 | 0 | 0
1f37113 | UGI | 9 | 00m_051004_345x211x716.dat | 0.0663;0.0663;0.0663 | 345;211;716 | (-0.1989;67.2110;0.0312) | 60 | 6.3535 | 49 | 76.5893 | 60 | EZpaque | [73,75] | [90,20] | 1 | 5 | 75 | normal | none | 4.7008 | 2.6075 | 12.2572 | 18.0017 | 9.9851 | 179.7492 | 0 | 0.0023 | 0.0096 | 0.0498 | 0.0025 | 0.088 | 0.0116 | 0.0492 | 0.0046 | 0.0011 | 0.307 | 0.0007 | 0.0026 | 0.0092 | 0.0428 | 0.0024 | 0.0255 | 0.0016 | 0.0018 | 0.0028 | 0.0093 | 0.0414 | 0.0102 | 0 | 0 | 0.0023 | 0.0007 | 0.0014 | 0.0337 | 0 | 0
1f37113 | UGI | 9 | 00m_051004_345x211x716.dat | 0.0663;0.0663;0.0663 | 345;211;716 | (-0.1989;67.2110;0.0312) | 80 | 2.9 | 44 | 76.5893 | 60 | EZpaque | [73,75] | [90,20] | 1 | 5 | 75 | normal | none | 4.7008 | 2.6075 | 12.2572 | 18.0017 | 9.9851 | 179.7492 | 0 | 0.0021 | 0.0111 | 0.0568 | 0.0025 | 0.0948 | 0.0121 | 0.0565 | 0.0051 | 0.001 | 0.3279 | 0.0007 | 0.0027 | 0.0092 | 0.0483 | 0.0023 | 0.0295 | 0.0016 | 0.0017 | 0.0029 | 0.0104 | 0.0484 | 0.0113 | 0 | 0 | 0.0021 | 0.0006 | 0.0012 | 0.0381 | 0 | 0
1f37113 | UGI | 9 | 00m_051004_345x211x716.dat | 0.0663;0.0663;0.0663 | 345;211;716 | (-0.1989;67.2110;0.0312) | 80 | 7.702 | 57 | 76.5893 | 60 | EZpaque | [73,75] | [90,20] | 1 | 5 | 75 | normal | none | 4.7008 | 2.6075 | 12.2572 | 18.0017 | 9.9851 | 179.7492 | 0 | 0.0023 | 0.0086 | 0.0483 | 0.0024 | 0.0781 | 0.0111 | 0.0465 | 0.0046 | 0.0011 | 0.2722 | 0.0007 | 0.0026 | 0.0091 | 0.0401 | 0.0024 | 0.0252 | 0.0015 | 0.0019 | 0.0028 | 0.009 | 0.0382 | 0.01 | 0 | 0 | 0.0023 | 0.0007 | 0.0014 | 0.0328 | 0 | 0
1f37113 | UGI | 9 | 00m_051004_345x211x716.dat | 0.0663;0.0663;0.0663 | 345;211;716 | (-0.1989;67.2110;0.0312) | 80 | 8.502 | 60 | 76.5893 | 60 | EZpaque | [73,75] | [90,20] | 1 | 5 | 75 | normal | none | 4.7008 | 2.6075 | 12.2572 | 18.0017 | 9.9851 | 179.7492 | 0 | 0.0023 | 0.0083 | 0.0483 | 0.0024 | 0.0715 | 0.011 | 0.0471 | 0.0046 | 0.0011 | 0.2586 | 0.0007 | 0.0026 | 0.0091 | 0.0399 | 0.0024 | 0.0242 | 0.0015 | 0.0019 | 0.0028 | 0.0089 | 0.0365 | 0.0099 | 0 | 0 | 0.0023 | 0.0007 | 0.0014 | 0.032 | 0 | 0
1f37113 | UGI | 1 | 01f_076010_393x248x546.dat | 0.0663;0.0663;0.1400 | 393;248;546 | (-0.1676;69.4477;19.5711) | 110 | 3.9 | 52 | 81.6413 | 60 | EZpaque | [5] | [0] | 0 | 10 | 95 | normal | none | 5.7111 | 4.9662 | 28.3624 | 23.3131 | 20.2723 | 472.6096 | 0 | 0.0131 | 0.0011 | 0.0081 | 0.0121 | 0.0067 | 0.0378 | 0.1613 | 0.0015 | 0.0053 | 0.0632 | 0.0018 | 0.0009 | 0.0043 | 0.0052 | 0.0109 | 0.0019 | 0.0091 | 0.005 | 0.0061 | 0.0024 | 0.0067 | 0.0542 | 0 | 0 | 0.0042 | 0.0004 | 0.0013 | 0.1385 | 0 | 0
1f37113 | UGI | 1 | 01f_076010_393x248x546.dat | 0.0663;0.0663;0.1400 | 393;248;546 | (-0.1676;69.4477;19.5711) | 110 | 7.85 | 62 | 81.6413 | 60 | EZpaque | [5] | [0] | 0 | 10 | 95 | normal | none | 5.7111 | 4.9662 | 28.3624 | 23.3131 | 20.2723 | 472.6096 | 0 | 0.0122 | 0.001 | 0.0082 | 0.0106 | 0.0065 | 0.0328 | 0.1293 | 0.0015 | 0.0048 | 0.0574 | 0.0017 | 0.0009 | 0.0042 | 0.0053 | 0.0099 | 0.0019 | 0.0079 | 0.0049 | 0.0058 | 0.0024 | 0.0067 | 0.0472 | 0 | 0 | 0.0042 | 0.0004 | 0.0014 | 0.1147 | 0 | 0
1f37113 | UGI | 1 | 01f_076010_393x248x546.dat | 0.0663;0.0663;0.1400 | 393;248;546 | (-0.1676;69.4477;19.5711) | 110 | 9.9905 | 69 | 81.6413 | 60 | EZpaque | [5] | [0] | 0 | 10 | 95 | normal | none | 5.7111 | 4.9662 | 28.3624 | 23.3131 | 20.2723 | 472.6096 | 0 | 0.012 | 0.001 | 0.008 | 0.01 | 0.0063 | 0.0313 | 0.1173 | 0.0015 | 0.0046 | 0.0576 | 0.0017 | 0.0009 | 0.0042 | 0.0052 | 0.0095 | 0.0019 | 0.0075 | 0.0049 | 0.0057 | 0.0024 | 0.0067 | 0.0435 | 0 | 0 | 0.0041 | 0.0004 | 0.0014 | 0.0969 | 0 | 0
1f37113 | UGI | 1 | 01f_076010_393x248x546.dat | 0.0663;0.0663;0.1400 | 393;248;546 | (-0.1676;69.4477;19.5711) | 60 | 2.5 | 38 | 81.6413 | 60 | EZpaque | [5] | [0] | 0 | 10 | 95 | normal | none | 5.7111 | 4.9662 | 28.3624 | 23.3131 | 20.2723 | 472.6096 | 0 | 0.0146 | 0.0012 | 0.0079 | 0.0158 | 0.0071 | 0.0469 | 0.2502 | 0.0015 | 0.0063 | 0.0704 | 0.0021 | 0.0008 | 0.0044 | 0.0051 | 0.0132 | 0.0019 | 0.012 | 0.0053 | 0.0066 | 0.0024 | 0.0067 | 0.0813 | 0 | 0 | 0.0042 | 0.0004 | 0.0012 | 0.1847 | 0 | 0
1f37113 | UGI | 1 | 01f_076010_393x248x546.dat | 0.0663;0.0663;0.1400 | 393;248;546 | (-0.1676;69.4477;19.5711) | 60 | 5.7448 | 47 | 81.6413 | 60 | EZpaque | [5] | [0] | 0 | 10 | 95 | normal | none | 5.7111 | 4.9662 | 28.3624 | 23.3131 | 20.2723 | 472.6096 | 0 | 0.0129 | 0.001 | 0.0088 | 0.0123 | 0.0069 | 0.0378 | 0.1707 | 0.0015 | 0.0052 | 0.0646 | 0.0018 | 0.0009 | 0.0044 | 0.0055 | 0.0108 | 0.002 | 0.0093 | 0.0049 | 0.006 | 0.0024 | 0.0067 | 0.0624 | 0 | 0 | 0.0044 | 0.0004 | 0.0014 | 0.1448 | 0 | 0
1f37113 | UGI | 1 | 01f_076010_393x248x546.dat | 0.0663;0.0663;0.1400 | 393;248;546 | (-0.1676;69.4477;19.5711) | 60 | 6.3535 | 49 | 81.6413 | 60 | EZpaque | [5] | [0] | 0 | 10 | 95 | normal | none | 5.7111 | 4.9662 | 28.3624 | 23.3131 | 20.2723 | 472.6096 | 0 | 0.0128 | 0.001 | 0.0089 | 0.0119 | 0.0069 | 0.0366 | 0.1978 | 0.0015 | 0.0051 | 0.0651 | 0.0018 | 0.0009 | 0.0044 | 0.0055 | 0.0105 | 0.002 | 0.0089 | 0.0049 | 0.0059 | 0.0025 | 0.0068 | 0.0574 | 0 | 0 | 0.0044 | 0.0004 | 0.0015 | 0.1468 | 0 | 0
1f37113 | UGI | 1 | 01f_076010_393x248x546.dat | 0.0663;0.0663;0.1400 | 393;248;546 | (-0.1676;69.4477;19.5711) | 80 | 2.9 | 44 | 81.6413 | 60 | EZpaque | [5] | [0] | 0 | 10 | 95 | normal | none | 5.7111 | 4.9662 | 28.3624 | 23.3131 | 20.2723 | 472.6096 | 0 | 0.0137 | 0.0011 | 0.0081 | 0.0136 | 0.0069 | 0.0411 | 0.2096 | 0.0015 | 0.0057 | 0.0705 | 0.002 | 0.0009 | 0.0043 | 0.0052 | 0.012 | 0.0019 | 0.0104 | 0.0052 | 0.0064 | 0.0024 | 0.0067 | 0.0668 | 0 | 0 | 0.0042 | 0.0004 | 0.0012 | 0.1749 | 0 | 0
1f37113 | UGI | 1 | 01f_076010_393x248x546.dat | 0.0663;0.0663;0.1400 | 393;248;546 | (-0.1676;69.4477;19.5711) | 80 | 7.702 | 57 | 81.6413 | 60 | EZpaque | [5] | [0] | 0 | 10 | 95 | normal | none | 5.7111 | 4.9662 | 28.3624 | 23.3131 | 20.2723 | 472.6096 | 0 | 0.0124 | 0.001 | 0.0086 | 0.011 | 0.0067 | 0.034 | 0.1484 | 0.0015 | 0.0048 | 0.0607 | 0.0017 | 0.0009 | 0.0043 | 0.0055 | 0.01 | 0.002 | 0.0082 | 0.0049 | 0.0059 | 0.0024 | 0.0068 | 0.049 | 0 | 0 | 0.0043 | 0.0004 | 0.0014 | 0.124 | 0 | 0
1f37113 | UGI | 1 | 01f_076010_393x248x546.dat | 0.0663;0.0663;0.1400 | 393;248;546 | (-0.1676;69.4477;19.5711) | 80 | 8.502 | 60 | 81.6413 | 60 | EZpaque | [5] | [0] | 0 | 10 | 95 | normal | none | 5.7111 | 4.9662 | 28.3624 | 23.3131 | 20.2723 | 472.6096 | 0 | 0.0123 | 0.001 | 0.0085 | 0.0106 | 0.0066 | 0.033 | 0.1466 | 0.0015 | 0.0048 | 0.0589 | 0.0017 | 0.0009 | 0.0043 | 0.0055 | 0.0098 | 0.002 | 0.0079 | 0.0049 | 0.0058 | 0.0024 | 0.0068 | 0.0476 | 0 | 0 | 0.0043 | 0.0004 | 0.0015 | 0.1173 | 0 | 0
1f37113 | UGI | 2 | 01f_076010_393x248x546.dat | 0.0663;0.0663;0.1400 | 393;248;546 | (-0.1676;69.4477;23.8417) | 110 | 3.9 | 52 | 81.6413 | 60 | EZpaque | [5] | [0] | 0 | 5 | 95 | normal | none | 5.7111 | 2.4075 | 13.7495 | 23.3131 | 9.8276 | 229.1109 | 0 | 0.0377 | 0.0009 | 0.0471 | 0.0303 | 0.0057 | 0.0983 | 0.4583 | 0.0059 | 0.0141 | 0.0582 | 0.0051 | 0.0029 | 0.0057 | 0.0044 | 0.0289 | 0.0016 | 0.0227 | 0.0145 | 0.0191 | 0.0056 | 0.0064 | 0.1309 | 0 | 0 | 0.005 | 0.0004 | 0.0015 | 0.3037 | 0 | 0
1f37113 | UGI | 2 | 01f_076010_393x248x546.dat | 0.0663;0.0663;0.1400 | 393;248;546 | (-0.1676;69.4477;23.8417) | 110 | 7.85 | 62 | 81.6413 | 60 | EZpaque | [5] | [0] | 0 | 5 | 95 | normal | none | 5.7111 | 2.4075 | 13.7495 | 23.3131 | 9.8276 | 229.1109 | 0 | 0.0336 | 0.0009 | 0.0443 | 0.0264 | 0.0055 | 0.0875 | 0.3347 | 0.0055 | 0.0123 | 0.0542 | 0.0045 | 0.0028 | 0.0057 | 0.0045 | 0.0252 | 0.0017 | 0.0196 | 0.0132 | 0.0168 | 0.0054 | 0.0066 | 0.1081 | 0 | 0 | 0.0049 | 0.0004 | 0.0016 | 0.2581 | 0 | 0
1f37113 | UGI | 2 | 01f_076010_393x248x546.dat | 0.0663;0.0663;0.1400 | 393;248;546 | (-0.1676;69.4477;23.8417) | 110 | 9.9905 | 69 | 81.6413 | 60 | EZpaque | [5] | [0] | 0 | 5 | 95 | normal | none | 5.7111 | 2.4075 | 13.7495 | 23.3131 | 9.8276 | 229.1109 | 0 | 0.032 | 0.0008 | 0.0418 | 0.0243 | 0.0053 | 0.0822 | 0.3153 | 0.0054 | 0.0116 | 0.0532 | 0.0043 | 0.0028 | 0.0057 | 0.0045 | 0.0238 | 0.0016 | 0.0181 | 0.0127 | 0.0159 | 0.0054 | 0.0066 | 0.1005 | 0 | 0 | 0.0049 | 0.0004 | 0.0016 | 0.2564 | 0 | 0
1f37113 | UGI | 2 | 01f_076010_393x248x546.dat | 0.0663;0.0663;0.1400 | 393;248;546 | (-0.1676;69.4477;23.8417) | 60 | 2.5 | 38 | 81.6413 | 60 | EZpaque | [5] | [0] | 0 | 5 | 95 | normal | none | 5.7111 | 2.4075 | 13.7495 | 23.3131 | 9.8276 | 229.1109 | 0 | 0.0503 | 0.001 | 0.0566 | 0.0437 | 0.0059 | 0.1439 | 0.8367 | 0.0067 | 0.0188 | 0.0625 | 0.0064 | 0.0031 | 0.0057 | 0.0043 | 0.0401 | 0.0016 | 0.0336 | 0.0169 | 0.0236 | 0.0058 | 0.0063 | 0.2108 | 0 | 0 | 0.0052 | 0.0003 | 0.0014 | 0.3756 | 0 | 0
1f37113 | UGI | 2 | 01f_076010_393x248x546.dat | 0.0663;0.0663;0.1400 | 393;248;546 | (-0.1676;69.4477;23.8417) | 60 | 5.7448 | 47 | 81.6413 | 60 | EZpaque | [5] | [0] | 0 | 5 | 95 | normal | none | 5.7111 | 2.4075 | 13.7495 | 23.3131 | 9.8276 | 229.1109 | 0 | 0.0375 | 0.0009 | 0.0499 | 0.0324 | 0.0058 | 0.1028 | 0.4622 | 0.0058 | 0.0144 | 0.0588 | 0.0051 | 0.0029 | 0.0059 | 0.0047 | 0.0296 | 0.0017 | 0.0243 | 0.0143 | 0.0186 | 0.0055 | 0.0066 | 0.1429 | 0 | 0 | 0.0052 | 0.0004 | 0.0017 | 0.3566 | 0 | 0
1f37113 | UGI | 2 | 01f_076010_393x248x546.dat | 0.0663;0.0663;0.1400 | 393;248;546 | (-0.1676;69.4477;23.8417) | 60 | 6.3535 | 49 | 81.6413 | 60 | EZpaque | [5] | [0] | 0 | 5 | 95 | normal | none | 5.7111 | 2.4075 | 13.7495 | 23.3131 | 9.8276 | 229.1109 | 0 | 0.037 | 0.0009 | 0.0484 | 0.0311 | 0.0059 | 0.1008 | 0.4853 | 0.0057 | 0.0138 | 0.0578 | 0.0049 | 0.0029 | 0.0059 | 0.0047 | 0.0294 | 0.0017 | 0.0235 | 0.014 | 0.0185 | 0.0055 | 0.0066 | 0.1405 | 0 | 0 | 0.0052 | 0.0004 | 0.0017 | 0.3679 | 0 | 0
1f37113 | UGI | 2 | 01f_076010_393x248x546.dat | 0.0663;0.0663;0.1400 | 393;248;546 | (-0.1676;69.4477;23.8417) | 80 | 2.9 | 44 | 81.6413 | 60 | EZpaque | [5] | [0] | 0 | 5 | 95 | normal | none | 5.7111 | 2.4075 | 13.7495 | 23.3131 | 9.8276 | 229.1109 | 0 | 0.0427 | 0.001 | 0.0509 | 0.0363 | 0.0058 | 0.1095 | 0.6451 | 0.0063 | 0.016 | 0.0613 | 0.0057 | 0.003 | 0.0058 | 0.0044 | 0.0332 | 0.0016 | 0.0273 | 0.0159 | 0.0207 | 0.0058 | 0.0064 | 0.1739 | 0 | 0 | 0.0051 | 0.0004 | 0.0015 | 0.3291 | 0 | 0
1f37113 | UGI | 2 | 01f_076010_393x248x546.dat | 0.0663;0.0663;0.1400 | 393;248;546 | (-0.1676;69.4477;23.8417) | 80 | 7.702 | 57 | 81.6413 | 60 | EZpaque | [5] | [0] | 0 | 5 | 95 | normal | none | 5.7111 | 2.4075 | 13.7495 | 23.3131 | 9.8276 | 229.1109 | 0 | 0.0349 | 0.0009 | 0.0456 | 0.0275 | 0.0057 | 0.09 | 0.3077 | 0.0056 | 0.0126 | 0.0549 | 0.0046 | 0.0028 | 0.0059 | 0.0047 | 0.0256 | 0.0017 | 0.0207 | 0.0135 | 0.0172 | 0.0055 | 0.0067 | 0.1194 | 0 | 0 | 0.0051 | 0.0004 | 0.0017 | 0.3297 | 0 | 0
1f37113 | UGI | 2 | 01f_076010_393x248x546.dat | 0.0663;0.0663;0.1400 | 393;248;546 | (-0.1676;69.4477;23.8417) | 80 | 8.502 | 60 | 81.6413 | 60 | EZpaque | [5] | [0] | 0 | 5 | 95 | normal | none | 5.7111 | 2.4075 | 13.7495 | 23.3131 | 9.8276 | 229.1109 | 0 | 0.034 | 0.0009 | 0.0447 | 0.0262 | 0.0056 | 0.0893 | 0.2847 | 0.0055 | 0.0123 | 0.0547 | 0.0045 | 0.0028 | 0.0059 | 0.0047 | 0.0249 | 0.0017 | 0.0197 | 0.0132 | 0.017 | 0.0055 | 0.0067 | 0.1028 | 0 | 0 | 0.0051 | 0.0004 | 0.0017 | 0.2357 | 0 | 0
1f37113 | UGI | 3 | 01f_076010_393x248x546.dat | 0.0663;0.0663;0.1400 | 393;248;546 | (-0.1676;69.4477;23.8417) | 110 | 3.9 | 52 | 81.6413 | 60 | EZpaque | [5,133,110] | [30,30,100] | 0 | 10 | 95 | normal | none | 5.7111 | 2.4075 | 13.7495 | 23.3131 | 9.8276 | 229.1109 | 0 | 0.0399 | 0.0009 | 0.0483 | 0.031 | 0.0057 | 0.1036 | 0.5526 | 0.0061 | 0.0148 | 0.0586 | 0.0054 | 0.003 | 0.0016 | 0.0033 | 0.0296 | 0.0017 | 0.0236 | 0.0148 | 0.0197 | 0.0058 | 0.0065 | 0.1323 | 0 | 0 | 0.0051 | 0.0004 | 0.0015 | 0.3186 | 0 | 0
1f37113 | UGI | 3 | 01f_076010_393x248x546.dat | 0.0663;0.0663;0.1400 | 393;248;546 | (-0.1676;69.4477;23.8417) | 110 | 7.85 | 62 | 81.6413 | 60 | EZpaque | [5,133,110] | [30,30,100] | 0 | 10 | 95 | normal | none | 5.7111 | 2.4075 | 13.7495 | 23.3131 | 9.8276 | 229.1109 | 0 | 0.0354 | 0.0009 | 0.0455 | 0.0273 | 0.0055 | 0.091 | 0.388 | 0.0057 | 0.0129 | 0.0551 | 0.0048 | 0.0029 | 0.0015 | 0.0032 | 0.026 | 0.0017 | 0.0203 | 0.0135 | 0.0174 | 0.0056 | 0.0067 | 0.1104 | 0 | 0 | 0.005 | 0.0004 | 0.0017 | 0.2599 | 0 | 0
1f37113 | UGI | 3 | 01f_076010_393x248x546.dat | 0.0663;0.0663;0.1400 | 393;248;546 | (-0.1676;69.4477;23.8417) | 110 | 9.9905 | 69 | 81.6413 | 60 | EZpaque | [5,133,110] | [30,30,100] | 0 | 10 | 95 | normal | none | 5.7111 | 2.4075 | 13.7495 | 23.3131 | 9.8276 | 229.1109 | 0 | 0.0339 | 0.0008 | 0.0425 | 0.0251 | 0.0053 | 0.0839 | 0.3032 | 0.0056 | 0.0121 | 0.054 | 0.0045 | 0.0029 | 0.0015 | 0.0032 | 0.0245 | 0.0017 | 0.0188 | 0.0131 | 0.0165 | 0.0055 | 0.0067 | 0.1051 | 0 | 0 | 0.0049 | 0.0004 | 0.0017 | 0.2497 | 0 | 0
1f37113 | UGI | 3 | 01f_076010_393x248x546.dat | 0.0663;0.0663;0.1400 | 393;248;546 | (-0.1676;69.4477;23.8417) | 60 | 2.5 | 38 | 81.6413 | 60 | EZpaque | [5,133,110] | [30,30,100] | 0 | 10 | 95 | normal | none | 5.7111 | 2.4075 | 13.7495 | 23.3131 | 9.8276 | 229.1109 | 0 | 0.0528 | 0.001 | 0.0572 | 0.0449 | 0.0059 | 0.1484 | 0.8367 | 0.0069 | 0.0196 | 0.0631 | 0.0068 | 0.0033 | 0.0018 | 0.0034 | 0.041 | 0.0016 | 0.0348 | 0.0172 | 0.0243 | 0.006 | 0.0064 | 0.2004 | 0 | 0 | 0.0052 | 0.0004 | 0.0014 | 0.3756 | 0 | 0
1f37113 | UGI | 3 | 01f_076010_393x248x546.dat | 0.0663;0.0663;0.1400 | 393;248;546 | (-0.1676;69.4477;23.8417) | 60 | 5.7448 | 47 | 81.6413 | 60 | EZpaque | [5,133,110] | [30,30,100] | 0 | 10 | 95 | normal | none | 5.7111 | 2.4075 | 13.7495 | 23.3131 | 9.8276 | 229.1109 | 0 | 0.0397 | 0.0009 | 0.0509 | 0.0335 | 0.0059 | 0.1072 | 0.4622 | 0.006 | 0.0151 | 0.0601 | 0.0054 | 0.003 | 0.0015 | 0.0032 | 0.0302 | 0.0017 | 0.0251 | 0.0146 | 0.0192 | 0.0057 | 0.0066 | 0.1498 | 0 | 0 | 0.0053 | 0.0004 | 0.0017 | 0.392 | 0 | 0
1f37113 | UGI | 3 | 01f_076010_393x248x546.dat | 0.0663;0.0663;0.1400 | 393;248;546 | (-0.1676;69.4477;23.8417) | 60 | 6.3535 | 49 | 81.6413 | 60 | EZpaque | [5,133,110] | [30,30,100] | 0 | 10 | 95 | normal | none | 5.7111 | 2.4075 | 13.7495 | 23.3131 | 9.8276 | 229.1109 | 0 | 0.0393 | 0.0009 | 0.0496 | 0.0324 | 0.0059 | 0.1057 | 0.533 | 0.0059 | 0.0145 | 0.0582 | 0.0052 | 0.003 | 0.0015 | 0.0031 | 0.0301 | 0.0018 | 0.0243 | 0.0143 | 0.019 | 0.0057 | 0.0067 | 0.1409 | 0 | 0 | 0.0053 | 0.0004 | 0.0017 | 0.3967 | 0 | 0
1f37113 | UGI | 3 | 01f_076010_393x248x546.dat | 0.0663;0.0663;0.1400 | 393;248;546 | (-0.1676;69.4477;23.8417) | 80 | 2.9 | 44 | 81.6413 | 60 | EZpaque | [5,133,110] | [30,30,100] | 0 | 10 | 95 | normal | none | 5.7111 | 2.4075 | 13.7495 | 23.3131 | 9.8276 | 229.1109 | 0 | 0.0457 | 0.001 | 0.0523 | 0.0375 | 0.0059 | 0.1177 | 0.6813 | 0.0065 | 0.0168 | 0.0619 | 0.006 | 0.0032 | 0.0017 | 0.0033 | 0.0339 | 0.0017 | 0.0284 | 0.0162 | 0.0214 | 0.0059 | 0.0065 | 0.1828 | 0 | 0 | 0.0052 | 0.0004 | 0.0015 | 0.3731 | 0 | 0
1f37113 | UGI | 3 | 01f_076010_393x248x546.dat | 0.0663;0.0663;0.1400 | 393;248;546 | (-0.1676;69.4477;23.8417) | 80 | 7.702 | 57 | 81.6413 | 60 | EZpaque | [5,133,110] | [30,30,100] | 0 | 10 | 95 | normal | none | 5.7111 | 2.4075 | 13.7495 | 23.3131 | 9.8276 | 229.1109 | 0 | 0.037 | 0.0009 | 0.0468 | 0.0284 | 0.0057 | 0.0947 | 0.3213 | 0.0058 | 0.0133 | 0.0557 | 0.0049 | 0.0029 | 0.0015 | 0.0031 | 0.0266 | 0.0017 | 0.0216 | 0.0138 | 0.0178 | 0.0056 | 0.0067 | 0.1243 | 0 | 0 | 0.0052 | 0.0004 | 0.0017 | 0.3299 | 0 | 0
1f37113 | UGI | 3 | 01f_076010_393x248x546.dat | 0.0663;0.0663;0.1400 | 393;248;546 | (-0.1676;69.4477;23.8417) | 80 | 8.502 | 60 | 81.6413 | 60 | EZpaque | [5,133,110] | [30,30,100] | 0 | 10 | 95 | normal | none | 5.7111 | 2.4075 | 13.7495 | 23.3131 | 9.8276 | 229.1109 | 0 | 0.0358 | 0.0009 | 0.0461 | 0.0273 | 0.0057 | 0.094 | 0.2902 | 0.0057 | 0.0129 | 0.0556 | 0.0048 | 0.0029 | 0.0015 | 0.0031 | 0.0257 | 0.0017 | 0.0205 | 0.0135 | 0.0176 | 0.0056 | 0.0068 | 0.108 | 0 | 0 | 0.0051 | 0.0004 | 0.0017 | 0.2439 | 0 | 0
1f37113 | UGI | 4 | 01f_076010_393x248x546.dat | 0.0663;0.0663;0.1400 | 393;248;546 | (-0.1676;69.4477;17.7998) | 110 | 3.9 | 52 | 81.6413 | 60 | EZpaque | [5,133,110,73] | [10,10,100,10] | 1 | 10 | 95 | normal | none | 5.7111 | 6.0274 | 34.4232 | 23.3131 | 24.6043 | 573.6031 | 0 | 0.0065 | 0.0012 | 0.0073 | 0.0091 | 0.0073 | 0.0277 | 0.1174 | 0.0015 | 0.0036 | 0.0643 | 0.0012 | 0.0008 | 0.0013 | 0.0049 | 0.0082 | 0.0021 | 0.007 | 0.002 | 0.0034 | 0.0026 | 0.0075 | 0.0423 | 0 | 0 | 0.0042 | 0.0004 | 0.0012 | 0.1131 | 0 | 0
1f37113 | UGI | 4 | 01f_076010_393x248x546.dat | 0.0663;0.0663;0.1400 | 393;248;546 | (-0.1676;69.4477;17.7998) | 110 | 7.85 | 62 | 81.6413 | 60 | EZpaque | [5,133,110,73] | [10,10,100,10] | 1 | 10 | 95 | normal | none | 5.7111 | 6.0274 | 34.4232 | 23.3131 | 24.6043 | 573.6031 | 0 | 0.0062 | 0.0011 | 0.0075 | 0.0081 | 0.007 | 0.0247 | 0.1051 | 0.0014 | 0.0033 | 0.0606 | 0.0011 | 0.0009 | 0.0012 | 0.0048 | 0.0076 | 0.0021 | 0.0061 | 0.0021 | 0.0033 | 0.0026 | 0.0074 | 0.0374 | 0 | 0 | 0.0042 | 0.0004 | 0.0014 | 0.0938 | 0 | 0
1f37113 | UGI | 4 | 01f_076010_393x248x546.dat | 0.0663;0.0663;0.1400 | 393;248;546 | (-0.1676;69.4477;17.7998) | 110 | 9.9905 | 69 | 81.6413 | 60 | EZpaque | [5,133,110,73] | [10,10,100,10] | 1 | 10 | 95 | normal | none | 5.7111 | 6.0274 | 34.4232 | 23.3131 | 24.6043 | 573.6031 | 0 | 0.0061 | 0.0011 | 0.0073 | 0.0077 | 0.0068 | 0.023 | 0.0982 | 0.0014 | 0.0032 | 0.0556 | 0.0011 | 0.0009 | 0.0012 | 0.0048 | 0.0073 | 0.0021 | 0.0058 | 0.0021 | 0.0032 | 0.0025 | 0.0074 | 0.034 | 0 | 0 | 0.0041 | 0.0004 | 0.0014 | 0.0817 | 0 | 0
1f37113 | UGI | 4 | 01f_076010_393x248x546.dat | 0.0663;0.0663;0.1400 | 393;248;546 | (-0.1676;69.4477;17.7998) | 60 | 2.5 | 38 | 81.6413 | 60 | EZpaque | [5,133,110,73] | [10,10,100,10] | 1 | 10 | 95 | normal | none | 5.7111 | 6.0274 | 34.4232 | 23.3131 | 24.6043 | 573.6031 | 0 | 0.0068 | 0.0013 | 0.0072 | 0.0113 | 0.0077 | 0.034 | 0.2076 | 0.0015 | 0.0041 | 0.0743 | 0.0012 | 0.0008 | 0.0014 | 0.0049 | 0.0097 | 0.0021 | 0.009 | 0.0019 | 0.0035 | 0.0026 | 0.0075 | 0.0637 | 0 | 0 | 0.0042 | 0.0004 | 0.0011 | 0.152 | 0 | 0
1f37113 | UGI | 4 | 01f_076010_393x248x546.dat | 0.0663;0.0663;0.1400 | 393;248;546 | (-0.1676;69.4477;17.7998) | 60 | 5.7448 | 47 | 81.6413 | 60 | EZpaque | [5,133,110,73] | [10,10,100,10] | 1 | 10 | 95 | normal | none | 5.7111 | 6.0274 | 34.4232 | 23.3131 | 24.6043 | 573.6031 | 0 | 0.0066 | 0.0011 | 0.0081 | 0.0092 | 0.0076 | 0.0276 | 0.13 | 0.0015 | 0.0036 | 0.0642 | 0.0011 | 0.0009 | 0.0012 | 0.0049 | 0.0082 | 0.0022 | 0.0072 | 0.0021 | 0.0034 | 0.0026 | 0.0075 | 0.0464 | 0 | 0 | 0.0044 | 0.0004 | 0.0014 | 0.1087 | 0 | 0
1f37113 | UGI | 4 | 01f_076010_393x248x546.dat | 0.0663;0.0663;0.1400 | 393;248;546 | (-0.1676;69.4477;17.7998) | 60 | 6.3535 | 49 | 81.6413 | 60 | EZpaque | [5,133,110,73] | [10,10,100,10] | 1 | 10 | 95 | normal | none | 5.7111 | 6.0274 | 34.4232 | 23.3131 | 24.6043 | 573.6031 | 0 | 0.0066 | 0.0011 | 0.0081 | 0.009 | 0.0076 | 0.0267 | 0.1348 | 0.0015 | 0.0035 | 0.0627 | 0.0011 | 0.0009 | 0.0012 | 0.0048 | 0.0081 | 0.0022 | 0.0069 | 0.0021 | 0.0034 | 0.0026 | 0.0075 | 0.047 | 0 | 0 | 0.0044 | 0.0004 | 0.0014 | 0.1095 | 0 | 0
1f37113 | UGI | 4 | 01f_076010_393x248x546.dat | 0.0663;0.0663;0.1400 | 393;248;546 | (-0.1676;69.4477;17.7998) | 80 | 2.9 | 44 | 81.6413 | 60 | EZpaque | [5,133,110,73] | [10,10,100,10] | 1 | 10 | 95 | normal | none | 5.7111 | 6.0274 | 34.4232 | 23.3131 | 24.6043 | 573.6031 | 0 | 0.0067 | 0.0012 | 0.0073 | 0.0101 | 0.0076 | 0.0304 | 0.1507 | 0.0015 | 0.0038 | 0.0713 | 0.0012 | 0.0008 | 0.0013 | 0.0049 | 0.0089 | 0.0021 | 0.0079 | 0.0019 | 0.0035 | 0.0026 | 0.0075 | 0.0514 | 0 | 0 | 0.0042 | 0.0004 | 0.0012 | 0.1233 | 0 | 0
1f37113 | UGI | 4 | 01f_076010_393x248x546.dat | 0.0663;0.0663;0.1400 | 393;248;546 | (-0.1676;69.4477;17.7998) | 80 | 7.702 | 57 | 81.6413 | 60 | EZpaque | [5,133,110,73] | [10,10,100,10] | 1 | 10 | 95 | normal | none | 5.7111 | 6.0274 | 34.4232 | 23.3131 | 24.6043 | 573.6031 | 0 | 0.0064 | 0.0011 | 0.0078 | 0.0084 | 0.0073 | 0.0253 | 0.1228 | 0.0015 | 0.0034 | 0.063 | 0.0011 | 0.0009 | 0.0011 | 0.0048 | 0.0077 | 0.0022 | 0.0063 | 0.0021 | 0.0034 | 0.0026 | 0.0075 | 0.0391 | 0 | 0 | 0.0043 | 0.0004 | 0.0014 | 0.1 | 0 | 0
1f37113 | UGI | 4 | 01f_076010_393x248x546.dat | 0.0663;0.0663;0.1400 | 393;248;546 | (-0.1676;69.4477;17.7998) | 80 | 8.502 | 60 | 81.6413 | 60 | EZpaque | [5,133,110,73] | [10,10,100,10] | 1 | 10 | 95 | normal | none | 5.7111 | 6.0274 | 34.4232 | 23.3131 | 24.6043 | 573.6031 | 0 | 0.0064 | 0.0011 | 0.0077 | 0.0082 | 0.0072 | 0.0248 | 0.1146 | 0.0015 | 0.0033 | 0.0608 | 0.0011 | 0.0009 | 0.0011 | 0.0048 | 0.0076 | 0.0022 | 0.0062 | 0.0022 | 0.0033 | 0.0026 | 0.0076 | 0.0368 | 0 | 0 | 0.0043 | 0.0004 | 0.0014 | 0.0869 | 0 | 0
1f37113 | UGI | 5 | 01f_076010_393x248x546.dat | 0.0663;0.0663;0.1400 | 393;248;546 | (0.1658;68.2875;16.7742) | 110 | 3.9 | 52 | 81.3761 | 60 | EZpaque | [110,73] | [100,60] | 1 | 15 | 95 | normal | none | 4.1242 | 6.0039 | 24.7616 | 16.7806 | 24.4289 | 409.932 | 0 | 0.0039 | 0.0014 | 0.0117 | 0.0083 | 0.0107 | 0.0185 | 0.1079 | 0.0016 | 0.0023 | 0.1023 | 0.0008 | 0.0007 | 0.001 | 0.011 | 0.0072 | 0.0023 | 0.0056 | 0.0018 | 0.0034 | 0.0028 | 0.0069 | 0.036 | 0 | 0 | 0.0048 | 0.0004 | 0.0012 | 0.0828 | 0 | 0
1f37113 | UGI | 5 | 01f_076010_393x248x546.dat | 0.0663;0.0663;0.1400 | 393;248;546 | (0.1658;68.2875;16.7742) | 110 | 7.85 | 62 | 81.3761 | 60 | EZpaque | [110,73] | [100,60] | 1 | 15 | 95 | normal | none | 4.1242 | 6.0039 | 24.7616 | 16.7806 | 24.4289 | 409.932 | 0 | 0.0039 | 0.0013 | 0.0106 | 0.0073 | 0.0098 | 0.0173 | 0.0855 | 0.0015 | 0.0022 | 0.0962 | 0.0008 | 0.0007 | 0.001 | 0.0098 | 0.0067 | 0.0022 | 0.005 | 0.0019 | 0.0032 | 0.0026 | 0.0067 | 0.0307 | 0 | 0 | 0.0045 | 0.0004 | 0.0013 | 0.0732 | 0 | 0
1f37113 | UGI | 5 | 01f_076010_393x248x546.dat | 0.0663;0.0663;0.1400 | 393;248;546 | (0.1658;68.2875;16.7742) | 110 | 9.9905 | 69 | 81.3761 | 60 | EZpaque | [110,73] | [100,60] | 1 | 15 | 95 | normal | none | 4.1242 | 6.0039 | 24.7616 | 16.7806 | 24.4289 | 409.932 | 0 | 0.0039 | 0.0012 | 0.0099 | 0.0069 | 0.0093 | 0.017 | 0.0798 | 0.0015 | 0.0022 | 0.0883 | 0.0008 | 0.0007 | 0.0009 | 0.0092 | 0.0064 | 0.0021 | 0.0047 | 0.0019 | 0.0032 | 0.0026 | 0.0065 | 0.0279 | 0 | 0 | 0.0044 | 0.0004 | 0.0013 | 0.0664 | 0 | 0
1f37113 | UGI | 5 | 01f_076010_393x248x546.dat | 0.0663;0.0663;0.1400 | 393;248;546 | (0.1658;68.2875;16.7742) | 60 | 2.5 | 38 | 81.3761 | 60 | EZpaque | [110,73] | [100,60] | 1 | 15 | 95 | normal | none | 4.1242 | 6.0039 | 24.7616 | 16.7806 | 24.4289 | 409.932 | 0 | 0.0038 | 0.0016 | 0.014 | 0.0106 | 0.0127 | 0.0212 | 0.1458 | 0.0017 | 0.0023 | 0.1538 | 0.0008 | 0.0007 | 0.0012 | 0.0138 | 0.0082 | 0.0024 | 0.007 | 0.0018 | 0.0037 | 0.003 | 0.0073 | 0.0504 | 0 | 0 | 0.0055 | 0.0004 | 0.0011 | 0.13 | 0 | 0
1f37113 | UGI | 5 | 01f_076010_393x248x546.dat | 0.0663;0.0663;0.1400 | 393;248;546 | (0.1658;68.2875;16.7742) | 60 | 5.7448 | 47 | 81.3761 | 60 | EZpaque | [110,73] | [100,60] | 1 | 15 | 95 | normal | none | 4.1242 | 6.0039 | 24.7616 | 16.7806 | 24.4289 | 409.932 | 0 | 0.004 | 0.0013 | 0.0123 | 0.0085 | 0.011 | 0.0184 | 0.1015 | 0.0016 | 0.0022 | 0.1138 | 0.0008 | 0.0007 | 0.001 | 0.0113 | 0.0071 | 0.0023 | 0.0056 | 0.0019 | 0.0034 | 0.0028 | 0.0069 | 0.038 | 0 | 0 | 0.0049 | 0.0004 | 0.0013 | 0.0913 | 0 | 0
1f37113 | UGI | 5 | 01f_076010_393x248x546.dat | 0.0663;0.0663;0.1400 | 393;248;546 | (0.1658;68.2875;16.7742) | 60 | 6.3535 | 49 | 81.3761 | 60 | EZpaque | [110,73] | [100,60] | 1 | 15 | 95 | normal | none | 4.1242 | 6.0039 | 24.7616 | 16.7806 | 24.4289 | 409.932 | 0 | 0.004 | 0.0013 | 0.0122 | 0.0082 | 0.0108 | 0.0183 | 0.1021 | 0.0016 | 0.0022 | 0.1086 | 0.0008 | 0.0007 | 0.0009 | 0.0111 | 0.007 | 0.0023 | 0.0054 | 0.0019 | 0.0034 | 0.0028 | 0.0069 | 0.0365 | 0 | 0 | 0.0049 | 0.0004 | 0.0013 | 0.0901 | 0 | 0
1f37113 | UGI | 5 | 01f_076010_393x248x546.dat | 0.0663;0.0663;0.1400 | 393;248;546 | (0.1658;68.2875;16.7742) | 80 | 2.9 | 44 | 81.3761 | 60 | EZpaque | [110,73] | [100,60] | 1 | 15 | 95 | normal | none | 4.1242 | 6.0039 | 24.7616 | 16.7806 | 24.4289 | 409.932 | 0 | 0.0038 | 0.0015 | 0.0129 | 0.0093 | 0.0118 | 0.0201 | 0.1178 | 0.0017 | 0.0023 | 0.1309 | 0.0008 | 0.0007 | 0.0011 | 0.0124 | 0.0078 | 0.0024 | 0.0063 | 0.0018 | 0.0036 | 0.0029 | 0.0072 | 0.0407 | 0 | 0 | 0.0052 | 0.0004 | 0.0011 | 0.1045 | 0 | 0
1f37113 | UGI | 5 | 01f_076010_393x248x546.dat | 0.0663;0.0663;0.1400 | 393;248;546 | (0.1658;68.2875;16.7742) | 80 | 7.702 | 57 | 81.3761 | 60 | EZpaque | [110,73] | [100,60] | 1 | 15 | 95 | normal | none | 4.1242 | 6.0039 | 24.7616 | 16.7806 | 24.4289 | 409.932 | 0 | 0.004 | 0.0013 | 0.0113 | 0.0076 | 0.0102 | 0.0176 | 0.0906 | 0.0016 | 0.0022 | 0.0994 | 0.0008 | 0.0007 | 0.0009 | 0.0103 | 0.0068 | 0.0023 | 0.0051 | 0.0019 | 0.0033 | 0.0027 | 0.0068 | 0.0318 | 0 | 0 | 0.0047 | 0.0004 | 0.0013 | 0.075 | 0 | 0
1f37113 | UGI | 5 | 01f_076010_393x248x546.dat | 0.0663;0.0663;0.1400 | 393;248;546 | (0.1658;68.2875;16.7742) | 80 | 8.502 | 60 | 81.3761 | 60 | EZpaque | [110,73] | [100,60] | 1 | 15 | 95 | normal | none | 4.1242 | 6.0039 | 24.7616 | 16.7806 | 24.4289 | 409.932 | 0 | 0.0041 | 0.0013 | 0.011 | 0.0074 | 0.01 | 0.0175 | 0.0846 | 0.0016 | 0.0022 | 0.097 | 0.0008 | 0.0007 | 0.0009 | 0.0101 | 0.0067 | 0.0023 | 0.005 | 0.0019 | 0.0033 | 0.0027 | 0.0068 | 0.0306 | 0 | 0 | 0.0046 | 0.0004 | 0.0014 | 0.0753 | 0 | 0
1f37113 | UGI | 6 | 01f_076010_393x248x546.dat | 0.0663;0.0663;0.1400 | 393;248;546 | (0.1319;69.1162;4.7401) | 110 | 3.9 | 52 | 81.5087 | 60 | EZpaque | [73,75] | [100,10] | 1 | 15 | 95 | normal | none | 5.6147 | 3.6142 | 20.2926 | 22.8823 | 14.7294 | 337.0426 | 0 | 0.0052 | 0.0083 | 0.0171 | 0.0017 | 0.0715 | 0.0067 | 0.03 | 0.0031 | 0.0011 | 0.429 | 0.0004 | 0.0018 | 0.0126 | 0.0458 | 0.0034 | 0.0178 | 0.0013 | 0.0051 | 0.0033 | 0.0097 | 0.0375 | 0.011 | 0 | 0 | 0.0026 | 0.0007 | 0.0011 | 0.0261 | 0 | 0
1f37113 | UGI | 6 | 01f_076010_393x248x546.dat | 0.0663;0.0663;0.1400 | 393;248;546 | (0.1319;69.1162;4.7401) | 110 | 7.85 | 62 | 81.5087 | 60 | EZpaque | [73,75] | [100,10] | 1 | 15 | 95 | normal | none | 5.6147 | 3.6142 | 20.2926 | 22.8823 | 14.7294 | 337.0426 | 0 | 0.005 | 0.007 | 0.0162 | 0.0017 | 0.0635 | 0.0065 | 0.0273 | 0.0029 | 0.0011 | 0.3524 | 0.0004 | 0.0017 | 0.0117 | 0.0422 | 0.0031 | 0.0156 | 0.0013 | 0.0045 | 0.003 | 0.0087 | 0.0331 | 0.0098 | 0 | 0 | 0.0026 | 0.0007 | 0.0013 | 0.0233 | 0 | 0
1f37113 | UGI | 6 | 01f_076010_393x248x546.dat | 0.0663;0.0663;0.1400 | 393;248;546 | (0.1319;69.1162;4.7401) | 110 | 9.9905 | 69 | 81.5087 | 60 | EZpaque | [73,75] | [100,10] | 1 | 15 | 95 | normal | none | 5.6147 | 3.6142 | 20.2926 | 22.8823 | 14.7294 | 337.0426 | 0 | 0.0049 | 0.0065 | 0.0155 | 0.0017 | 0.0591 | 0.0064 | 0.0259 | 0.0028 | 0.0011 | 0.2814 | 0.0004 | 0.0017 | 0.0113 | 0.0399 | 0.003 | 0.0145 | 0.0013 | 0.0043 | 0.0029 | 0.0083 | 0.0315 | 0.0094 | 0 | 0 | 0.0026 | 0.0007 | 0.0013 | 0.0219 | 0 | 0
1f37113 | UGI | 6 | 01f_076010_393x248x546.dat | 0.0663;0.0663;0.1400 | 393;248;546 | (0.1319;69.1162;4.7401) | 60 | 2.5 | 38 | 81.5087 | 60 | EZpaque | [73,75] | [100,10] | 1 | 15 | 95 | normal | none | 5.6147 | 3.6142 | 20.2926 | 22.8823 | 14.7294 | 337.0426 | 0 | 0.0055 | 0.0123 | 0.0187 | 0.0018 | 0.11 | 0.007 | 0.036 | 0.0034 | 0.0012 | 0.8297 | 0.0004 | 0.0018 | 0.0148 | 0.0552 | 0.0039 | 0.0228 | 0.0014 | 0.0062 | 0.0038 | 0.0115 | 0.0443 | 0.0135 | 0 | 0 | 0.0026 | 0.0007 | 0.001 | 0.032 | 0 | 0
1f37113 | UGI | 6 | 01f_076010_393x248x546.dat | 0.0663;0.0663;0.1400 | 393;248;546 | (0.1319;69.1162;4.7401) | 60 | 5.7448 | 47 | 81.5087 | 60 | EZpaque | [73,75] | [100,10] | 1 | 15 | 95 | normal | none | 5.6147 | 3.6142 | 20.2926 | 22.8823 | 14.7294 | 337.0426 | 0 | 0.0053 | 0.0091 | 0.0177 | 0.0018 | 0.0761 | 0.0067 | 0.0298 | 0.003 | 0.0011 | 0.4579 | 0.0004 | 0.0017 | 0.0127 | 0.0464 | 0.0034 | 0.0181 | 0.0014 | 0.0051 | 0.0033 | 0.0095 | 0.0356 | 0.011 | 0 | 0 | 0.0027 | 0.0007 | 0.0013 | 0.0264 | 0 | 0
1f37113 | UGI | 6 | 01f_076010_393x248x546.dat | 0.0663;0.0663;0.1400 | 393;248;546 | (0.1319;69.1162;4.7401) | 60 | 6.3535 | 49 | 81.5087 | 60 | EZpaque | [73,75] | [100,10] | 1 | 15 | 95 | normal | none | 5.6147 | 3.6142 | 20.2926 | 22.8823 | 14.7294 | 337.0426 | 0 | 0.0052 | 0.0086 | 0.0173 | 0.0018 | 0.0751 | 0.0067 | 0.0297 | 0.003 | 0.0012 | 0.468 | 0.0004 | 0.0017 | 0.0124 | 0.0471 | 0.0034 | 0.0177 | 0.0013 | 0.005 | 0.0032 | 0.0093 | 0.0349 | 0.0107 | 0 | 0 | 0.0027 | 0.0007 | 0.0013 | 0.0259 | 0 | 0
1f37113 | UGI | 6 | 01f_076010_393x248x546.dat | 0.0663;0.0663;0.1400 | 393;248;546 | (0.1319;69.1162;4.7401) | 80 | 2.9 | 44 | 81.5087 | 60 | EZpaque | [73,75] | [100,10] | 1 | 15 | 95 | normal | none | 5.6147 | 3.6142 | 20.2926 | 22.8823 | 14.7294 | 337.0426 | 0 | 0.0054 | 0.01 | 0.0183 | 0.0018 | 0.0804 | 0.0068 | 0.0335 | 0.0032 | 0.0012 | 0.2733 | 0.0004 | 0.0018 | 0.0137 | 0.0495 | 0.0037 | 0.02 | 0.0014 | 0.0056 | 0.0036 | 0.0105 | 0.04 | 0.0121 | 0 | 0 | 0.0026 | 0.0007 | 0.0011 | 0.0289 | 0 | 0
1f37113 | UGI | 6 | 01f_076010_393x248x546.dat | 0.0663;0.0663;0.1400 | 393;248;546 | (0.1319;69.1162;4.7401) | 80 | 7.702 | 57 | 81.5087 | 60 | EZpaque | [73,75] | [100,10] | 1 | 15 | 95 | normal | none | 5.6147 | 3.6142 | 20.2926 | 22.8823 | 14.7294 | 337.0426 | 0 | 0.0051 | 0.0075 | 0.0166 | 0.0018 | 0.0662 | 0.0067 | 0.0281 | 0.0029 | 0.0011 | 0.405 | 0.0004 | 0.0017 | 0.0119 | 0.0438 | 0.0032 | 0.0161 | 0.0013 | 0.0047 | 0.0031 | 0.0088 | 0.0334 | 0.0101 | 0 | 0 | 0.0027 | 0.0007 | 0.0013 | 0.024 | 0 | 0
1f37113 | UGI | 6 | 01f_076010_393x248x546.dat | 0.0663;0.0663;0.1400 | 393;248;546 | (0.1319;69.1162;4.7401) | 80 | 8.502 | 60 | 81.5087 | 60 | EZpaque | [73,75] | [100,10] | 1 | 15 | 95 | normal | none | 5.6147 | 3.6142 | 20.2926 | 22.8823 | 14.7294 | 337.0426 | 0 | 0.0051 | 0.0072 | 0.0163 | 0.0018 | 0.0667 | 0.0067 | 0.0274 | 0.0029 | 0.0011 | 0.3931 | 0.0005 | 0.0017 | 0.0118 | 0.0425 | 0.0032 | 0.0156 | 0.0013 | 0.0046 | 0.003 | 0.0087 | 0.0329 | 0.0099 | 0 | 0 | 0.0027 | 0.0007 | 0.0013 | 0.0236 | 0 | 0
1f37113 | UGI | 7 | 01f_076010_393x248x546.dat | 0.0663;0.0663;0.1400 | 393;248;546 | (0.1319;69.1162;4.7401) | 110 | 3.9 | 52 | 81.5087 | 60 | EZpaque | [73,75] | [90,20] | 1 | 10 | 95 | normal | none | 5.6147 | 3.6142 | 20.2926 | 22.8823 | 14.7294 | 337.0426 | 0 | 0.0052 | 0.0083 | 0.0171 | 0.0018 | 0.0718 | 0.0067 | 0.0316 | 0.0031 | 0.0011 | 0.4315 | 0.0004 | 0.0018 | 0.0126 | 0.0459 | 0.0035 | 0.0179 | 0.0014 | 0.0051 | 0.0033 | 0.0097 | 0.0375 | 0.0116 | 0 | 0 | 0.0026 | 0.0007 | 0.0012 | 0.0273 | 0 | 0
1f37113 | UGI | 7 | 01f_076010_393x248x546.dat | 0.0663;0.0663;0.1400 | 393;248;546 | (0.1319;69.1162;4.7401) | 110 | 7.85 | 62 | 81.5087 | 60 | EZpaque | [73,75] | [90,20] | 1 | 10 | 95 | normal | none | 5.6147 | 3.6142 | 20.2926 | 22.8823 | 14.7294 | 337.0426 | 0 | 0.005 | 0.007 | 0.0162 | 0.0017 | 0.0635 | 0.0065 | 0.0294 | 0.0029 | 0.0011 | 0.3504 | 0.0004 | 0.0017 | 0.0117 | 0.0422 | 0.0032 | 0.0156 | 0.0013 | 0.0045 | 0.003 | 0.0087 | 0.033 | 0.0103 | 0 | 0 | 0.0026 | 0.0007 | 0.0013 | 0.0241 | 0 | 0
1f37113 | UGI | 7 | 01f_076010_393x248x546.dat | 0.0663;0.0663;0.1400 | 393;248;546 | (0.1319;69.1162;4.7401) | 110 | 9.9905 | 69 | 81.5087 | 60 | EZpaque | [73,75] | [90,20] | 1 | 10 | 95 | normal | none | 5.6147 | 3.6142 | 20.2926 | 22.8823 | 14.7294 | 337.0426 | 0 | 0.0049 | 0.0065 | 0.0156 | 0.0017 | 0.0595 | 0.0064 | 0.0273 | 0.0028 | 0.0011 | 0.2804 | 0.0004 | 0.0017 | 0.0113 | 0.0399 | 0.0031 | 0.0145 | 0.0013 | 0.0043 | 0.0029 | 0.0083 | 0.0315 | 0.0099 | 0 | 0 | 0.0026 | 0.0007 | 0.0013 | 0.0229 | 0 | 0
1f37113 | UGI | 7 | 01f_076010_393x248x546.dat | 0.0663;0.0663;0.1400 | 393;248;546 | (0.1319;69.1162;4.7401) | 60 | 2.5 | 38 | 81.5087 | 60 | EZpaque | [73,75] | [90,20] | 1 | 10 | 95 | normal | none | 5.6147 | 3.6142 | 20.2926 | 22.8823 | 14.7294 | 337.0426 | 0 | 0.0056 | 0.0123 | 0.0187 | 0.0018 | 0.1091 | 0.007 | 0.0388 | 0.0034 | 0.0012 | 0.8297 | 0.0004 | 0.0018 | 0.0148 | 0.055 | 0.004 | 0.0228 | 0.0015 | 0.0062 | 0.0039 | 0.0115 | 0.0443 | 0.0144 | 0 | 0 | 0.0026 | 0.0007 | 0.001 | 0.034 | 0 | 0
1f37113 | UGI | 7 | 01f_076010_393x248x546.dat | 0.0663;0.0663;0.1400 | 393;248;546 | (0.1319;69.1162;4.7401) | 60 | 5.7448 | 47 | 81.5087 | 60 | EZpaque | [73,75] | [90,20] | 1 | 10 | 95 | normal | none | 5.6147 | 3.6142 | 20.2926 | 22.8823 | 14.7294 | 337.0426 | 0 | 0.0053 | 0.0092 | 0.0177 | 0.0018 | 0.0764 | 0.0067 | 0.0331 | 0.003 | 0.0012 | 0.4579 | 0.0004 | 0.0017 | 0.0127 | 0.0463 | 0.0035 | 0.0182 | 0.0014 | 0.0051 | 0.0033 | 0.0095 | 0.0357 | 0.0117 | 0 | 0 | 0.0027 | 0.0007 | 0.0013 | 0.028 | 0 | 0
1f37113 | UGI | 7 | 01f_076010_393x248x546.dat | 0.0663;0.0663;0.1400 | 393;248;546 | (0.1319;69.1162;4.7401) | 60 | 6.3535 | 49 | 81.5087 | 60 | EZpaque | [73,75] | [90,20] | 1 | 10 | 95 | normal | none | 5.6147 | 3.6142 | 20.2926 | 22.8823 | 14.7294 | 337.0426 | 0 | 0.0052 | 0.0086 | 0.0174 | 0.0018 | 0.0746 | 0.0068 | 0.0319 | 0.003 | 0.0012 | 0.468 | 0.0004 | 0.0017 | 0.0124 | 0.0472 | 0.0035 | 0.0177 | 0.0014 | 0.005 | 0.0033 | 0.0093 | 0.035 | 0.0114 | 0 | 0 | 0.0027 | 0.0007 | 0.0013 | 0.0272 | 0 | 0
1f37113 | UGI | 7 | 01f_076010_393x248x546.dat | 0.0663;0.0663;0.1400 | 393;248;546 | (0.1319;69.1162;4.7401) | 80 | 2.9 | 44 | 81.5087 | 60 | EZpaque | [73,75] | [90,20] | 1 | 10 | 95 | normal | none | 5.6147 | 3.6142 | 20.2926 | 22.8823 | 14.7294 | 337.0426 | 0 | 0.0054 | 0.01 | 0.0184 | 0.0018 | 0.0804 | 0.0069 | 0.0355 | 0.0032 | 0.0012 | 0.2733 | 0.0004 | 0.0018 | 0.0138 | 0.0497 | 0.0038 | 0.02 | 0.0015 | 0.0056 | 0.0036 | 0.0105 | 0.04 | 0.0129 | 0 | 0 | 0.0026 | 0.0007 | 0.0011 | 0.0305 | 0 | 0
1f37113 | UGI | 7 | 01f_076010_393x248x546.dat | 0.0663;0.0663;0.1400 | 393;248;546 | (0.1319;69.1162;4.7401) | 80 | 7.702 | 57 | 81.5087 | 60 | EZpaque | [73,75] | [90,20] | 1 | 10 | 95 | normal | none | 5.6147 | 3.6142 | 20.2926 | 22.8823 | 14.7294 | 337.0426 | 0 | 0.0051 | 0.0075 | 0.0166 | 0.0018 | 0.0666 | 0.0067 | 0.0299 | 0.0029 | 0.0011 | 0.405 | 0.0004 | 0.0017 | 0.0119 | 0.0438 | 0.0033 | 0.0162 | 0.0014 | 0.0047 | 0.0031 | 0.0088 | 0.0334 | 0.0107 | 0 | 0 | 0.0027 | 0.0007 | 0.0013 | 0.0255 | 0 | 0
1f37113 | UGI | 7 | 01f_076010_393x248x546.dat | 0.0663;0.0663;0.1400 | 393;248;546 | (0.1319;69.1162;4.7401) | 80 | 8.502 | 60 | 81.5087 | 60 | EZpaque | [73,75] | [90,20] | 1 | 10 | 95 | normal | none | 5.6147 | 3.6142 | 20.2926 | 22.8823 | 14.7294 | 337.0426 | 0 | 0.0051 | 0.0072 | 0.0164 | 0.0018 | 0.0667 | 0.0067 | 0.0295 | 0.0029 | 0.0011 | 0.3984 | 0.0005 | 0.0017 | 0.0118 | 0.0425 | 0.0032 | 0.0157 | 0.0014 | 0.0046 | 0.0031 | 0.0087 | 0.0329 | 0.0104 | 0 | 0 | 0.0027 | 0.0007 | 0.0013 | 0.0247 | 0 | 0
1f37113 | UGI | 8 | 01f_076010_393x248x546.dat | 0.0663;0.0663;0.1400 | 393;248;546 | (0.1855;68.2875;4.7075) | 110 | 3.9 | 52 | 81.3761 | 60 | EZpaque | [73,75] | [90,20] | 1 | 15 | 95 | normal | none | 6.6306 | 3.791 | 25.1366 | 26.9788 | 15.4248 | 416.1412 | 0 | 0.0039 | 0.0091 | 0.0202 | 0.0024 | 0.0865 | 0.0089 | 0.0311 | 0.0035 | 0.0009 | 0.8197 | 0.0006 | 0.0016 | 0.013 | 0.0581 | 0.0022 | 0.0201 | 0.0015 | 0.0017 | 0.0028 | 0.0105 | 0.0396 | 0.0111 | 0 | 0 | 0.0029 | 0.0008 | 0.0012 | 0.0258 | 0 | 0
1f37113 | UGI | 8 | 01f_076010_393x248x546.dat | 0.0663;0.0663;0.1400 | 393;248;546 | (0.1855;68.2875;4.7075) | 110 | 7.85 | 62 | 81.3761 | 60 | EZpaque | [73,75] | [90,20] | 1 | 15 | 95 | normal | none | 6.6306 | 3.791 | 25.1366 | 26.9788 | 15.4248 | 416.1412 | 0 | 0.004 | 0.0078 | 0.0181 | 0.0022 | 0.0732 | 0.0084 | 0.0276 | 0.0033 | 0.0009 | 0.4053 | 0.0006 | 0.0016 | 0.0121 | 0.0528 | 0.0022 | 0.0174 | 0.0014 | 0.0017 | 0.0027 | 0.0096 | 0.0354 | 0.0101 | 0 | 0 | 0.0028 | 0.0008 | 0.0014 | 0.023 | 0 | 0
1f37113 | UGI | 8 | 01f_076010_393x248x546.dat | 0.0663;0.0663;0.1400 | 393;248;546 | (0.1855;68.2875;4.7075) | 110 | 9.9905 | 69 | 81.3761 | 60 | EZpaque | [73,75] | [90,20] | 1 | 15 | 95 | normal | none | 6.6306 | 3.791 | 25.1366 | 26.9788 | 15.4248 | 416.1412 | 0 | 0.004 | 0.0072 | 0.0168 | 0.0021 | 0.0692 | 0.0083 | 0.0272 | 0.0032 | 0.0009 | 0.2969 | 0.0006 | 0.0016 | 0.0117 | 0.0499 | 0.0021 | 0.0163 | 0.0013 | 0.0017 | 0.0026 | 0.0092 | 0.0347 | 0.0096 | 0 | 0 | 0.0028 | 0.0008 | 0.0014 | 0.0219 | 0 | 0
1f37113 | UGI | 8 | 01f_076010_393x248x546.dat | 0.0663;0.0663;0.1400 | 393;248;546 | (0.1855;68.2875;4.7075) | 60 | 2.5 | 38 | 81.3761 | 60 | EZpaque | [73,75] | [90,20] | 1 | 15 | 95 | normal | none | 6.6306 | 3.791 | 25.1366 | 26.9788 | 15.4248 | 416.1412 | 0 | 0.0038 | 0.0137 | 0.0251 | 0.0026 | 0.123 | 0.0095 | 0.0357 | 0.0039 | 0.0009 | 0.5856 | 0.0006 | 0.0016 | 0.0146 | 0.0814 | 0.0023 | 0.0263 | 0.0016 | 0.0016 | 0.003 | 0.0127 | 0.0479 | 0.0133 | 0 | 0 | 0.003 | 0.0009 | 0.0011 | 0.0316 | 0 | 0
1f37113 | UGI | 8 | 01f_076010_393x248x546.dat | 0.0663;0.0663;0.1400 | 393;248;546 | (0.1855;68.2875;4.7075) | 60 | 5.7448 | 47 | 81.3761 | 60 | EZpaque | [73,75] | [90,20] | 1 | 15 | 95 | normal | none | 6.6306 | 3.791 | 25.1366 | 26.9788 | 15.4248 | 416.1412 | 0 | 0.0041 | 0.01 | 0.0213 | 0.0024 | 0.0988 | 0.009 | 0.0311 | 0.0035 | 0.0009 | 0.62 | 0.0006 | 0.0016 | 0.0129 | 0.0646 | 0.0022 | 0.0202 | 0.0015 | 0.0017 | 0.0028 | 0.0105 | 0.0402 | 0.0111 | 0 | 0 | 0.0029 | 0.0009 | 0.0014 | 0.0258 | 0 | 0
1f37113 | UGI | 8 | 01f_076010_393x248x546.dat | 0.0663;0.0663;0.1400 | 393;248;546 | (0.1855;68.2875;4.7075) | 60 | 6.3535 | 49 | 81.3761 | 60 | EZpaque | [73,75] | [90,20] | 1 | 15 | 95 | normal | none | 6.6306 | 3.791 | 25.1366 | 26.9788 | 15.4248 | 416.1412 | 0 | 0.0041 | 0.0095 | 0.0209 | 0.0024 | 0.0866 | 0.0089 | 0.0303 | 0.0034 | 0.0009 | 0.4031 | 0.0006 | 0.0016 | 0.0127 | 0.0633 | 0.0022 | 0.0198 | 0.0015 | 0.0017 | 0.0028 | 0.0103 | 0.0381 | 0.0108 | 0 | 0 | 0.0029 | 0.0009 | 0.0014 | 0.0249 | 0 | 0
1f37113 | UGI | 8 | 01f_076010_393x248x546.dat | 0.0663;0.0663;0.1400 | 393;248;546 | (0.1855;68.2875;4.7075) | 80 | 2.9 | 44 | 81.3761 | 60 | EZpaque | [73,75] | [90,20] | 1 | 15 | 95 | normal | none | 6.6306 | 3.791 | 25.1366 | 26.9788 | 15.4248 | 416.1412 | 0 | 0.0039 | 0.0111 | 0.0227 | 0.0025 | 0.1079 | 0.0093 | 0.0347 | 0.0037 | 0.0009 | 0.5448 | 0.0007 | 0.0017 | 0.0137 | 0.0726 | 0.0023 | 0.0227 | 0.0015 | 0.0017 | 0.0029 | 0.0117 | 0.0438 | 0.0123 | 0 | 0 | 0.0029 | 0.0009 | 0.0012 | 0.0286 | 0 | 0
1f37113 | UGI | 8 | 01f_076010_393x248x546.dat | 0.0663;0.0663;0.1400 | 393;248;546 | (0.1855;68.2875;4.7075) | 80 | 7.702 | 57 | 81.3761 | 60 | EZpaque | [73,75] | [90,20] | 1 | 15 | 95 | normal | none | 6.6306 | 3.791 | 25.1366 | 26.9788 | 15.4248 | 416.1412 | 0 | 0.0041 | 0.0082 | 0.019 | 0.0023 | 0.0777 | 0.0087 | 0.0287 | 0.0033 | 0.001 | 0.5827 | 0.0006 | 0.0016 | 0.0124 | 0.0562 | 0.0022 | 0.0181 | 0.0014 | 0.0018 | 0.0027 | 0.0098 | 0.0368 | 0.0103 | 0 | 0 | 0.0029 | 0.0008 | 0.0014 | 0.0237 | 0 | 0
1f37113 | UGI | 8 | 01f_076010_393x248x546.dat | 0.0663;0.0663;0.1400 | 393;248;546 | (0.1855;68.2875;4.7075) | 80 | 8.502 | 60 | 81.3761 | 60 | EZpaque | [73,75] | [90,20] | 1 | 15 | 95 | normal | none | 6.6306 | 3.791 | 25.1366 | 26.9788 | 15.4248 | 416.1412 | 0 | 0.0041 | 0.0079 | 0.0185 | 0.0023 | 0.0758 | 0.0087 | 0.0281 | 0.0033 | 0.001 | 0.5665 | 0.0007 | 0.0016 | 0.0121 | 0.0535 | 0.0022 | 0.0176 | 0.0014 | 0.0018 | 0.0027 | 0.0096 | 0.0364 | 0.0101 | 0 | 0 | 0.0029 | 0.0008 | 0.0014 | 0.0231 | 0 | 0
1f37113 | UGI | 9 | 01f_076010_393x248x546.dat | 0.0663;0.0663;0.1400 | 393;248;546 | (-0.1590;68.6569;4.7351) | 110 | 3.9 | 52 | 81.4785 | 60 | EZpaque | [73,75] | [90,20] | 1 | 5 | 95 | normal | none | 6.6625 | 3.7644 | 25.0802 | 27.1427 | 15.3357 | 416.2522 | 0 | 0.004 | 0.0093 | 0.0205 | 0.0024 | 0.0879 | 0.0097 | 0.0319 | 0.0035 | 0.0009 | 0.4723 | 0.0007 | 0.0016 | 0.0131 | 0.0697 | 0.0021 | 0.0204 | 0.0015 | 0.0015 | 0.0027 | 0.0107 | 0.0401 | 0.0114 | 0 | 0 | 0.0029 | 0.0008 | 0.0013 | 0.0263 | 0 | 0
1f37113 | UGI | 9 | 01f_076010_393x248x546.dat | 0.0663;0.0663;0.1400 | 393;248;546 | (-0.1590;68.6569;4.7351) | 110 | 7.85 | 62 | 81.4785 | 60 | EZpaque | [73,75] | [90,20] | 1 | 5 | 95 | normal | none | 6.6625 | 3.7644 | 25.0802 | 27.1427 | 15.3357 | 416.2522 | 0 | 0.0041 | 0.0079 | 0.0182 | 0.0022 | 0.0724 | 0.0091 | 0.0283 | 0.0033 | 0.001 | 0.4227 | 0.0007 | 0.0016 | 0.0123 | 0.0524 | 0.0021 | 0.0179 | 0.0014 | 0.0016 | 0.0026 | 0.0097 | 0.0366 | 0.0102 | 0 | 0 | 0.0029 | 0.0008 | 0.0014 | 0.0237 | 0 | 0
1f37113 | UGI | 9 | 01f_076010_393x248x546.dat | 0.0663;0.0663;0.1400 | 393;248;546 | (-0.1590;68.6569;4.7351) | 110 | 9.9905 | 69 | 81.4785 | 60 | EZpaque | [73,75] | [90,20] | 1 | 5 | 95 | normal | none | 6.6625 | 3.7644 | 25.0802 | 27.1427 | 15.3357 | 416.2522 | 0 | 0.0041 | 0.0072 | 0.0173 | 0.0022 | 0.0731 | 0.0088 | 0.0272 | 0.0032 | 0.001 | 0.4352 | 0.0007 | 0.0016 | 0.012 | 0.0512 | 0.0021 | 0.0167 | 0.0014 | 0.0016 | 0.0025 | 0.0094 | 0.036 | 0.0099 | 0 | 0 | 0.0028 | 0.0008 | 0.0014 | 0.0226 | 0 | 0
1f37113 | UGI | 9 | 01f_076010_393x248x546.dat | 0.0663;0.0663;0.1400 | 393;248;546 | (-0.1590;68.6569;4.7351) | 60 | 2.5 | 38 | 81.4785 | 60 | EZpaque | [73,75] | [90,20] | 1 | 5 | 95 | normal | none | 6.6625 | 3.7644 | 25.0802 | 27.1427 | 15.3357 | 416.2522 | 0 | 0.004 | 0.0138 | 0.0255 | 0.0026 | 0.1292 | 0.0108 | 0.0377 | 0.0039 | 0.0009 | 0.6186 | 0.0007 | 0.0016 | 0.0146 | 0.0789 | 0.0021 | 0.027 | 0.0016 | 0.0015 | 0.0029 | 0.0129 | 0.0498 | 0.0136 | 0 | 0 | 0.003 | 0.0009 | 0.0011 | 0.0322 | 0 | 0
1f37113 | UGI | 9 | 01f_076010_393x248x546.dat | 0.0663;0.0663;0.1400 | 393;248;546 | (-0.1590;68.6569;4.7351) | 60 | 5.7448 | 47 | 81.4785 | 60 | EZpaque | [73,75] | [90,20] | 1 | 5 | 95 | normal | none | 6.6625 | 3.7644 | 25.0802 | 27.1427 | 15.3357 | 416.2522 | 0 | 0.0042 | 0.0101 | 0.0214 | 0.0024 | 0.0967 | 0.0098 | 0.0318 | 0.0035 | 0.0009 | 0.8391 | 0.0007 | 0.0016 | 0.013 | 0.0656 | 0.0021 | 0.0204 | 0.0015 | 0.0016 | 0.0027 | 0.0107 | 0.04 | 0.0112 | 0 | 0 | 0.003 | 0.0009 | 0.0014 | 0.0258 | 0 | 0
1f37113 | UGI | 9 | 01f_076010_393x248x546.dat | 0.0663;0.0663;0.1400 | 393;248;546 | (-0.1590;68.6569;4.7351) | 60 | 6.3535 | 49 | 81.4785 | 60 | EZpaque | [73,75] | [90,20] | 1 | 5 | 95 | normal | none | 6.6625 | 3.7644 | 25.0802 | 27.1427 | 15.3357 | 416.2522 | 0 | 0.0042 | 0.0096 | 0.0211 | 0.0024 | 0.0936 | 0.0096 | 0.0307 | 0.0034 | 0.001 | 0.524 | 0.0007 | 0.0016 | 0.0128 | 0.0654 | 0.0021 | 0.0201 | 0.0015 | 0.0016 | 0.0027 | 0.0104 | 0.039 | 0.011 | 0 | 0 | 0.003 | 0.0009 | 0.0014 | 0.0258 | 0 | 0
1f37113 | UGI | 9 | 01f_076010_393x248x546.dat | 0.0663;0.0663;0.1400 | 393;248;546 | (-0.1590;68.6569;4.7351) | 80 | 2.9 | 44 | 81.4785 | 60 | EZpaque | [73,75] | [90,20] | 1 | 5 | 95 | normal | none | 6.6625 | 3.7644 | 25.0802 | 27.1427 | 15.3357 | 416.2522 | 0 | 0.004 | 0.0113 | 0.023 | 0.0025 | 0.1039 | 0.0103 | 0.0349 | 0.0037 | 0.0009 | 0.4028 | 0.0007 | 0.0017 | 0.0141 | 0.0702 | 0.0021 | 0.0231 | 0.0016 | 0.0015 | 0.0028 | 0.0118 | 0.0453 | 0.0125 | 0 | 0 | 0.003 | 0.0009 | 0.0012 | 0.0291 | 0 | 0
1f37113 | UGI | 9 | 01f_076010_393x248x546.dat | 0.0663;0.0663;0.1400 | 393;248;546 | (-0.1590;68.6569;4.7351) | 80 | 7.702 | 57 | 81.4785 | 60 | EZpaque | [73,75] | [90,20] | 1 | 5 | 95 | normal | none | 6.6625 | 3.7644 | 25.0802 | 27.1427 | 15.3357 | 416.2522 | 0 | 0.0042 | 0.0084 | 0.0193 | 0.0023 | 0.0811 | 0.0094 | 0.0292 | 0.0033 | 0.001 | 0.4859 | 0.0007 | 0.0016 | 0.0125 | 0.0575 | 0.0021 | 0.0184 | 0.0015 | 0.0016 | 0.0026 | 0.0099 | 0.0368 | 0.0105 | 0 | 0 | 0.0029 | 0.0009 | 0.0014 | 0.0241 | 0 | 0
1f37113 | UGI | 9 | 01f_076010_393x248x546.dat | 0.0663;0.0663;0.1400 | 393;248;546 | (-0.1590;68.6569;4.7351) | 80 | 8.502 | 60 | 81.4785 | 60 | EZpaque | [73,75] | [90,20] | 1 | 5 | 95 | normal | none | 6.6625 | 3.7644 | 25.0802 | 27.1427 | 15.3357 | 416.2522 | 0 | 0.0042 | 0.008 | 0.019 | 0.0023 | 0.0747 | 0.0092 | 0.0286 | 0.0033 | 0.001 | 0.357 | 0.0007 | 0.0016 | 0.0123 | 0.0539 | 0.0021 | 0.0178 | 0.0014 | 0.0016 | 0.0026 | 0.0098 | 0.0357 | 0.0103 | 0 | 0 | 0.0029 | 0.0009 | 0.0014 | 0.0237 | 0 | 0
1f37113 | UGI | 1 | 01m_076010_393x248x546.dat | 0.0663;0.0663;0.1400 | 393;248;546 | (-0.1676;69.4477;19.5711) | 110 | 3.9 | 52 | 81.6413 | 60 | EZpaque | [5] | [0] | 0 | 10 | 95 | normal | none | 5.7111 | 4.9662 | 28.3624 | 23.3131 | 20.2723 | 472.6096 | 0 | 0.0131 | 0.0011 | 0.0081 | 0.0121 | 0.0067 | 0.038 | 0.227 | 0.0015 | 0.0053 | 0.063 | 0.0018 | 0.0009 | 0.0043 | 0.0052 | 0.0109 | 0.0019 | 0.0091 | 0.005 | 0.0061 | 0.0024 | 0.0067 | 0.0536 | 0 | 0 | 0.0042 | 0.0004 | 0.0013 | 0.2313 | 0 | 0
1f37113 | UGI | 1 | 01m_076010_393x248x546.dat | 0.0663;0.0663;0.1400 | 393;248;546 | (-0.1676;69.4477;19.5711) | 110 | 7.85 | 62 | 81.6413 | 60 | EZpaque | [5] | [0] | 0 | 10 | 95 | normal | none | 5.7111 | 4.9662 | 28.3624 | 23.3131 | 20.2723 | 472.6096 | 0 | 0.0122 | 0.001 | 0.0082 | 0.0106 | 0.0065 | 0.0325 | 0.1955 | 0.0015 | 0.0048 | 0.0577 | 0.0017 | 0.0009 | 0.0042 | 0.0053 | 0.01 | 0.0019 | 0.0079 | 0.0049 | 0.0058 | 0.0024 | 0.0067 | 0.0481 | 0 | 0 | 0.0042 | 0.0004 | 0.0014 | 0.2116 | 0 | 0
1f37113 | UGI | 1 | 01m_076010_393x248x546.dat | 0.0663;0.0663;0.1400 | 393;248;546 | (-0.1676;69.4477;19.5711) | 110 | 9.9905 | 69 | 81.6413 | 60 | EZpaque | [5] | [0] | 0 | 10 | 95 | normal | none | 5.7111 | 4.9662 | 28.3624 | 23.3131 | 20.2723 | 472.6096 | 0 | 0.012 | 0.001 | 0.008 | 0.01 | 0.0063 | 0.0315 | 0.1742 | 0.0015 | 0.0046 | 0.0575 | 0.0017 | 0.0009 | 0.0042 | 0.0052 | 0.0095 | 0.0019 | 0.0075 | 0.0049 | 0.0057 | 0.0024 | 0.0067 | 0.0428 | 0 | 0 | 0.0041 | 0.0004 | 0.0014 | 0.1835 | 0 | 0
1f37113 | UGI | 1 | 01m_076010_393x248x546.dat | 0.0663;0.0663;0.1400 | 393;248;546 | (-0.1676;69.4477;19.5711) | 60 | 2.5 | 38 | 81.6413 | 60 | EZpaque | [5] | [0] | 0 | 10 | 95 | normal | none | 5.7111 | 4.9662 | 28.3624 | 23.3131 | 20.2723 | 472.6096 | 0 | 0.0146 | 0.0012 | 0.008 | 0.0158 | 0.0071 | 0.047 | 0.2665 | 0.0015 | 0.0063 | 0.0705 | 0.0021 | 0.0008 | 0.0044 | 0.0051 | 0.0132 | 0.0019 | 0.012 | 0.0053 | 0.0066 | 0.0024 | 0.0067 | 0.0791 | 0 | 0 | 0.0042 | 0.0004 | 0.0012 | 0.3957 | 0 | 0
1f37113 | UGI | 1 | 01m_076010_393x248x546.dat | 0.0663;0.0663;0.1400 | 393;248;546 | (-0.1676;69.4477;19.5711) | 60 | 5.7448 | 47 | 81.6413 | 60 | EZpaque | [5] | [0] | 0 | 10 | 95 | normal | none | 5.7111 | 4.9662 | 28.3624 | 23.3131 | 20.2723 | 472.6096 | 0 | 0.0129 | 0.001 | 0.0089 | 0.0123 | 0.0069 | 0.0373 | 0.2687 | 0.0015 | 0.0052 | 0.0644 | 0.0018 | 0.0009 | 0.0044 | 0.0055 | 0.0108 | 0.002 | 0.0092 | 0.0049 | 0.006 | 0.0024 | 0.0067 | 0.0611 | 0 | 0 | 0.0044 | 0.0004 | 0.0014 | 0.2149 | 0 | 0
1f37113 | UGI | 1 | 01m_076010_393x248x546.dat | 0.0663;0.0663;0.1400 | 393;248;546 | (-0.1676;69.4477;19.5711) | 60 | 6.3535 | 49 | 81.6413 | 60 | EZpaque | [5] | [0] | 0 | 10 | 95 | normal | none | 5.7111 | 4.9662 | 28.3624 | 23.3131 | 20.2723 | 472.6096 | 0 | 0.0129 | 0.001 | 0.0089 | 0.0119 | 0.0069 | 0.0367 | 0.2566 | 0.0015 | 0.0051 | 0.0655 | 0.0018 | 0.0009 | 0.0044 | 0.0055 | 0.0105 | 0.002 | 0.0089 | 0.0049 | 0.0059 | 0.0025 | 0.0068 | 0.0564 | 0 | 0 | 0.0044 | 0.0004 | 0.0015 | 0.2188 | 0 | 0
1f37113 | UGI | 1 | 01m_076010_393x248x546.dat | 0.0663;0.0663;0.1400 | 393;248;546 | (-0.1676;69.4477;19.5711) | 80 | 2.9 | 44 | 81.6413 | 60 | EZpaque | [5] | [0] | 0 | 10 | 95 | normal | none | 5.7111 | 4.9662 | 28.3624 | 23.3131 | 20.2723 | 472.6096 | 0 | 0.0138 | 0.0011 | 0.0081 | 0.0137 | 0.0069 | 0.0416 | 0.2982 | 0.0015 | 0.0057 | 0.0706 | 0.002 | 0.0009 | 0.0043 | 0.0052 | 0.012 | 0.0019 | 0.0103 | 0.0052 | 0.0064 | 0.0024 | 0.0067 | 0.0674 | 0 | 0 | 0.0042 | 0.0004 | 0.0012 | 0.2679 | 0 | 0
1f37113 | UGI | 1 | 01m_076010_393x248x546.dat | 0.0663;0.0663;0.1400 | 393;248;546 | (-0.1676;69.4477;19.5711) | 80 | 7.702 | 57 | 81.6413 | 60 | EZpaque | [5] | [0] | 0 | 10 | 95 | normal | none | 5.7111 | 4.9662 | 28.3624 | 23.3131 | 20.2723 | 472.6096 | 0 | 0.0124 | 0.001 | 0.0086 | 0.0109 | 0.0067 | 0.0343 | 0.2257 | 0.0015 | 0.0048 | 0.0608 | 0.0017 | 0.0009 | 0.0043 | 0.0055 | 0.01 | 0.002 | 0.0082 | 0.0049 | 0.0059 | 0.0024 | 0.0068 | 0.0503 | 0 | 0 | 0.0043 | 0.0004 | 0.0014 | 0.204 | 0 | 0
1f37113 | UGI | 1 | 01m_076010_393x248x546.dat | 0.0663;0.0663;0.1400 | 393;248;546 | (-0.1676;69.4477;19.5711) | 80 | 8.502 | 60 | 81.6413 | 60 | EZpaque | [5] | [0] | 0 | 10 | 95 | normal | none | 5.7111 | 4.9662 | 28.3624 | 23.3131 | 20.2723 | 472.6096 | 0 | 0.0122 | 0.001 | 0.0085 | 0.0106 | 0.0066 | 0.0331 | 0.1914 | 0.0015 | 0.0048 | 0.0589 | 0.0017 | 0.0009 | 0.0043 | 0.0055 | 0.0099 | 0.002 | 0.0079 | 0.0049 | 0.0058 | 0.0024 | 0.0068 | 0.0492 | 0 | 0 | 0.0043 | 0.0004 | 0.0015 | 0.2068 | 0 | 0
1f37113 | UGI | 2 | 01m_076010_393x248x546.dat | 0.0663;0.0663;0.1400 | 393;248;546 | (-0.1676;69.4477;23.8417) | 110 | 3.9 | 52 | 81.6413 | 60 | EZpaque | [5] | [0] | 0 | 5 | 95 | normal | none | 5.7111 | 2.4075 | 13.7495 | 23.3131 | 9.8276 | 229.1109 | 0 | 0.0373 | 0.0009 | 0.0472 | 0.0301 | 0.0057 | 0.1017 | 0.413 | 0.0059 | 0.0141 | 0.0585 | 0.0051 | 0.0029 | 0.0057 | 0.0044 | 0.0288 | 0.0016 | 0.0227 | 0.0145 | 0.0192 | 0.0056 | 0.0065 | 0.1326 | 0 | 0 | 0.005 | 0.0004 | 0.0015 | 0.5319 | 0 | 0
1f37113 | UGI | 2 | 01m_076010_393x248x546.dat | 0.0663;0.0663;0.1400 | 393;248;546 | (-0.1676;69.4477;23.8417) | 110 | 7.85 | 62 | 81.6413 | 60 | EZpaque | [5] | [0] | 0 | 5 | 95 | normal | none | 5.7111 | 2.4075 | 13.7495 | 23.3131 | 9.8276 | 229.1109 | 0 | 0.0336 | 0.0009 | 0.0446 | 0.0264 | 0.0055 | 0.0895 | 0.3781 | 0.0056 | 0.0123 | 0.0545 | 0.0045 | 0.0028 | 0.0057 | 0.0045 | 0.0251 | 0.0017 | 0.0196 | 0.0132 | 0.0168 | 0.0054 | 0.0066 | 0.1114 | 0 | 0 | 0.0049 | 0.0004 | 0.0016 | 0.3722 | 0 | 0
1f37113 | UGI | 2 | 01m_076010_393x248x546.dat | 0.0663;0.0663;0.1400 | 393;248;546 | (-0.1676;69.4477;23.8417) | 110 | 9.9905 | 69 | 81.6413 | 60 | EZpaque | [5] | [0] | 0 | 5 | 95 | normal | none | 5.7111 | 2.4075 | 13.7495 | 23.3131 | 9.8276 | 229.1109 | 0 | 0.032 | 0.0008 | 0.0419 | 0.0244 | 0.0053 | 0.0812 | 0.3909 | 0.0054 | 0.0116 | 0.0532 | 0.0043 | 0.0028 | 0.0057 | 0.0045 | 0.0237 | 0.0016 | 0.0182 | 0.0127 | 0.0159 | 0.0054 | 0.0066 | 0.0974 | 0 | 0 | 0.0048 | 0.0004 | 0.0016 | 0.392 | 0 | 0
1f37113 | UGI | 2 | 01m_076010_393x248x546.dat | 0.0663;0.0663;0.1400 | 393;248;546 | (-0.1676;69.4477;23.8417) | 60 | 2.5 | 38 | 81.6413 | 60 | EZpaque | [5] | [0] | 0 | 5 | 95 | normal | none | 5.7111 | 2.4075 | 13.7495 | 23.3131 | 9.8276 | 229.1109 | 0 | 0.0503 | 0.001 | 0.0568 | 0.044 | 0.0059 | 0.1433 | 0.5332 | 0.0067 | 0.0188 | 0.0619 | 0.0064 | 0.0031 | 0.0057 | 0.0043 | 0.0403 | 0.0016 | 0.0335 | 0.0169 | 0.0236 | 0.0058 | 0.0063 | 0.2072 | 0 | 0 | 0.0052 | 0.0003 | 0.0014 | 0.937 | 0 | 0
1f37113 | UGI | 2 | 01m_076010_393x248x546.dat | 0.0663;0.0663;0.1400 | 393;248;546 | (-0.1676;69.4477;23.8417) | 60 | 5.7448 | 47 | 81.6413 | 60 | EZpaque | [5] | [0] | 0 | 5 | 95 | normal | none | 5.7111 | 2.4075 | 13.7495 | 23.3131 | 9.8276 | 229.1109 | 0 | 0.0376 | 0.0009 | 0.05 | 0.0326 | 0.0058 | 0.0997 | 0.6292 | 0.0058 | 0.0144 | 0.0589 | 0.0051 | 0.0029 | 0.0059 | 0.0047 | 0.0295 | 0.0017 | 0.0244 | 0.0143 | 0.0186 | 0.0055 | 0.0066 | 0.1474 | 0 | 0 | 0.0052 | 0.0004 | 0.0017 | 0.4603 | 0 | 0
1f37113 | UGI | 2 | 01m_076010_393x248x546.dat | 0.0663;0.0663;0.1400 | 393;248;546 | (-0.1676;69.4477;23.8417) | 60 | 6.3535 | 49 | 81.6413 | 60 | EZpaque | [5] | [0] | 0 | 5 | 95 | normal | none | 5.7111 | 2.4075 | 13.7495 | 23.3131 | 9.8276 | 229.1109 | 0 | 0.0372 | 0.0009 | 0.0488 | 0.0313 | 0.0059 | 0.1021 | 0.4963 | 0.0057 | 0.0138 | 0.0576 | 0.0049 | 0.0029 | 0.0059 | 0.0047 | 0.0292 | 0.0017 | 0.0235 | 0.014 | 0.0185 | 0.0055 | 0.0066 | 0.1461 | 0 | 0 | 0.0052 | 0.0004 | 0.0017 | 0.5369 | 0 | 0
1f37113 | UGI | 2 | 01m_076010_393x248x546.dat | 0.0663;0.0663;0.1400 | 393;248;546 | (-0.1676;69.4477;23.8417) | 80 | 2.9 | 44 | 81.6413 | 60 | EZpaque | [5] | [0] | 0 | 5 | 95 | normal | none | 5.7111 | 2.4075 | 13.7495 | 23.3131 | 9.8276 | 229.1109 | 0 | 0.0427 | 0.001 | 0.0511 | 0.0366 | 0.0058 | 0.1131 | 0.4739 | 0.0063 | 0.016 | 0.061 | 0.0057 | 0.003 | 0.0058 | 0.0044 | 0.0331 | 0.0016 | 0.0275 | 0.0159 | 0.0207 | 0.0058 | 0.0064 | 0.169 | 0 | 0 | 0.0052 | 0.0004 | 0.0015 | 0.4685 | 0 | 0
1f37113 | UGI | 2 | 01m_076010_393x248x546.dat | 0.0663;0.0663;0.1400 | 393;248;546 | (-0.1676;69.4477;23.8417) | 80 | 7.702 | 57 | 81.6413 | 60 | EZpaque | [5] | [0] | 0 | 5 | 95 | normal | none | 5.7111 | 2.4075 | 13.7495 | 23.3131 | 9.8276 | 229.1109 | 0 | 0.0347 | 0.0009 | 0.0455 | 0.0274 | 0.0057 | 0.0904 | 0.4599 | 0.0056 | 0.0127 | 0.0552 | 0.0046 | 0.0028 | 0.0059 | 0.0047 | 0.0256 | 0.0017 | 0.0206 | 0.0134 | 0.0171 | 0.0055 | 0.0067 | 0.1162 | 0 | 0 | 0.0051 | 0.0004 | 0.0017 | 0.4186 | 0 | 0
1f37113 | UGI | 2 | 01m_076010_393x248x546.dat | 0.0663;0.0663;0.1400 | 393;248;546 | (-0.1676;69.4477;23.8417) | 80 | 8.502 | 60 | 81.6413 | 60 | EZpaque | [5] | [0] | 0 | 5 | 95 | normal | none | 5.7111 | 2.4075 | 13.7495 | 23.3131 | 9.8276 | 229.1109 | 0 | 0.0338 | 0.0009 | 0.0451 | 0.0264 | 0.0056 | 0.0884 | 0.4181 | 0.0055 | 0.0123 | 0.0548 | 0.0045 | 0.0028 | 0.0059 | 0.0047 | 0.0251 | 0.0017 | 0.0198 | 0.0132 | 0.0169 | 0.0055 | 0.0067 | 0.106 | 0 | 0 | 0.0051 | 0.0004 | 0.0017 | 0.5143 | 0 | 0
1f37113 | UGI | 3 | 01m_076010_393x248x546.dat | 0.0663;0.0663;0.1400 | 393;248;546 | (-0.1676;69.4477;23.8417) | 110 | 3.9 | 52 | 81.6413 | 60 | EZpaque | [5,133,110] | [30,30,100] | 0 | 10 | 95 | normal | none | 5.7111 | 2.4075 | 13.7495 | 23.3131 | 9.8276 | 229.1109 | 0 | 0.0395 | 0.0009 | 0.0484 | 0.0309 | 0.0057 | 0.1076 | 0.4534 | 0.0061 | 0.0148 | 0.0586 | 0.0054 | 0.003 | 0.0017 | 0.0033 | 0.0296 | 0.0017 | 0.0237 | 0.0148 | 0.0198 | 0.0058 | 0.0065 | 0.1341 | 0 | 0 | 0.0051 | 0.0004 | 0.0015 | 0.5295 | 0 | 0
1f37113 | UGI | 3 | 01m_076010_393x248x546.dat | 0.0663;0.0663;0.1400 | 393;248;546 | (-0.1676;69.4477;23.8417) | 110 | 7.85 | 62 | 81.6413 | 60 | EZpaque | [5,133,110] | [30,30,100] | 0 | 10 | 95 | normal | none | 5.7111 | 2.4075 | 13.7495 | 23.3131 | 9.8276 | 229.1109 | 0 | 0.0354 | 0.0009 | 0.0459 | 0.0272 | 0.0055 | 0.0954 | 0.3889 | 0.0057 | 0.0129 | 0.0552 | 0.0048 | 0.0029 | 0.0016 | 0.0032 | 0.0259 | 0.0017 | 0.0204 | 0.0135 | 0.0173 | 0.0056 | 0.0067 | 0.1123 | 0 | 0 | 0.005 | 0.0004 | 0.0017 | 0.3059 | 0 | 0
1f37113 | UGI | 3 | 01m_076010_393x248x546.dat | 0.0663;0.0663;0.1400 | 393;248;546 | (-0.1676;69.4477;23.8417) | 110 | 9.9905 | 69 | 81.6413 | 60 | EZpaque | [5,133,110] | [30,30,100] | 0 | 10 | 95 | normal | none | 5.7111 | 2.4075 | 13.7495 | 23.3131 | 9.8276 | 229.1109 | 0 | 0.0338 | 0.0008 | 0.0427 | 0.0252 | 0.0053 | 0.0842 | 0.4368 | 0.0056 | 0.0121 | 0.054 | 0.0045 | 0.0029 | 0.0015 | 0.0032 | 0.0245 | 0.0017 | 0.0189 | 0.0131 | 0.0165 | 0.0055 | 0.0067 | 0.1014 | 0 | 0 | 0.0049 | 0.0004 | 0.0017 | 0.4148 | 0 | 0
1f37113 | UGI | 3 | 01m_076010_393x248x546.dat | 0.0663;0.0663;0.1400 | 393;248;546 | (-0.1676;69.4477;23.8417) | 60 | 2.5 | 38 | 81.6413 | 60 | EZpaque | [5,133,110] | [30,30,100] | 0 | 10 | 95 | normal | none | 5.7111 | 2.4075 | 13.7495 | 23.3131 | 9.8276 | 229.1109 | 0 | 0.0524 | 0.001 | 0.0574 | 0.0449 | 0.0059 | 0.1511 | 0.5332 | 0.0069 | 0.0196 | 0.0626 | 0.0068 | 0.0033 | 0.0018 | 0.0034 | 0.0411 | 0.0016 | 0.0347 | 0.0172 | 0.0244 | 0.006 | 0.0064 | 0.1964 | 0 | 0 | 0.0053 | 0.0004 | 0.0014 | 1 | 0 | 0
1f37113 | UGI | 3 | 01m_076010_393x248x546.dat | 0.0663;0.0663;0.1400 | 393;248;546 | (-0.1676;69.4477;23.8417) | 60 | 5.7448 | 47 | 81.6413 | 60 | EZpaque | [5,133,110] | [30,30,100] | 0 | 10 | 95 | normal | none | 5.7111 | 2.4075 | 13.7495 | 23.3131 | 9.8276 | 229.1109 | 0 | 0.0398 | 0.0009 | 0.0509 | 0.0337 | 0.0059 | 0.1043 | 0.6292 | 0.006 | 0.0151 | 0.0601 | 0.0054 | 0.003 | 0.0015 | 0.0032 | 0.0302 | 0.0017 | 0.0252 | 0.0146 | 0.0193 | 0.0057 | 0.0066 | 0.1521 | 0 | 0 | 0.0053 | 0.0004 | 0.0017 | 0.5053 | 0 | 0
1f37113 | UGI | 3 | 01m_076010_393x248x546.dat | 0.0663;0.0663;0.1400 | 393;248;546 | (-0.1676;69.4477;23.8417) | 60 | 6.3535 | 49 | 81.6413 | 60 | EZpaque | [5,133,110] | [30,30,100] | 0 | 10 | 95 | normal | none | 5.7111 | 2.4075 | 13.7495 | 23.3131 | 9.8276 | 229.1109 | 0 | 0.0396 | 0.0009 | 0.0497 | 0.0326 | 0.0059 | 0.1067 | 0.4963 | 0.0059 | 0.0145 | 0.0582 | 0.0052 | 0.003 | 0.0015 | 0.0031 | 0.03 | 0.0018 | 0.0244 | 0.0143 | 0.0191 | 0.0057 | 0.0067 | 0.1518 | 0 | 0 | 0.0053 | 0.0004 | 0.0017 | 0.6469 | 0 | 0
1f37113 | UGI | 3 | 01m_076010_393x248x546.dat | 0.0663;0.0663;0.1400 | 393;248;546 | (-0.1676;69.4477;23.8417) | 80 | 2.9 | 44 | 81.6413 | 60 | EZpaque | [5,133,110] | [30,30,100] | 0 | 10 | 95 | normal | none | 5.7111 | 2.4075 | 13.7495 | 23.3131 | 9.8276 | 229.1109 | 0 | 0.0457 | 0.001 | 0.0523 | 0.0377 | 0.0059 | 0.1191 | 0.4739 | 0.0065 | 0.0168 | 0.062 | 0.006 | 0.0032 | 0.0017 | 0.0033 | 0.0337 | 0.0017 | 0.0284 | 0.0162 | 0.0214 | 0.0059 | 0.0065 | 0.1715 | 0 | 0 | 0.0052 | 0.0004 | 0.0015 | 0.5777 | 0 | 0
1f37113 | UGI | 3 | 01m_076010_393x248x546.dat | 0.0663;0.0663;0.1400 | 393;248;546 | (-0.1676;69.4477;23.8417) | 80 | 7.702 | 57 | 81.6413 | 60 | EZpaque | [5,133,110] | [30,30,100] | 0 | 10 | 95 | normal | none | 5.7111 | 2.4075 | 13.7495 | 23.3131 | 9.8276 | 229.1109 | 0 | 0.0369 | 0.0009 | 0.047 | 0.0283 | 0.0057 | 0.0954 | 0.4822 | 0.0058 | 0.0133 | 0.0558 | 0.0049 | 0.0029 | 0.0015 | 0.0031 | 0.0266 | 0.0017 | 0.0215 | 0.0137 | 0.0177 | 0.0056 | 0.0067 | 0.1229 | 0 | 0 | 0.0052 | 0.0004 | 0.0017 | 0.4265 | 0 | 0
1f37113 | UGI | 3 | 01m_076010_393x248x546.dat | 0.0663;0.0663;0.1400 | 393;248;546 | (-0.1676;69.4477;23.8417) | 80 | 8.502 | 60 | 81.6413 | 60 | EZpaque | [5,133,110] | [30,30,100] | 0 | 10 | 95 | normal | none | 5.7111 | 2.4075 | 13.7495 | 23.3131 | 9.8276 | 229.1109 | 0 | 0.0356 | 0.0009 | 0.0466 | 0.0274 | 0.0057 | 0.0938 | 0.4787 | 0.0057 | 0.0129 | 0.0559 | 0.0048 | 0.0029 | 0.0015 | 0.0031 | 0.0258 | 0.0017 | 0.0206 | 0.0135 | 0.0176 | 0.0057 | 0.0068 | 0.1107 | 0 | 0 | 0.0051 | 0.0004 | 0.0017 | 0.366 | 0 | 0
1f37113 | UGI | 4 | 01m_076010_393x248x546.dat | 0.0663;0.0663;0.1400 | 393;248;546 | (-0.1676;69.4477;17.7998) | 110 | 3.9 | 52 | 81.6413 | 60 | EZpaque | [5,133,110,73] | [10,10,100,10] | 1 | 10 | 95 | normal | none | 5.7111 | 6.0274 | 34.4232 | 23.3131 | 24.6043 | 573.6031 | 0 | 0.0065 | 0.0012 | 0.0073 | 0.0091 | 0.0073 | 0.0277 | 0.2 | 0.0015 | 0.0036 | 0.0642 | 0.0012 | 0.0008 | 0.0013 | 0.0049 | 0.0082 | 0.0021 | 0.007 | 0.002 | 0.0034 | 0.0026 | 0.0075 | 0.0425 | 0 | 0 | 0.0041 | 0.0004 | 0.0012 | 0.1796 | 0 | 0
1f37113 | UGI | 4 | 01m_076010_393x248x546.dat | 0.0663;0.0663;0.1400 | 393;248;546 | (-0.1676;69.4477;17.7998) | 110 | 7.85 | 62 | 81.6413 | 60 | EZpaque | [5,133,110,73] | [10,10,100,10] | 1 | 10 | 95 | normal | none | 5.7111 | 6.0274 | 34.4232 | 23.3131 | 24.6043 | 573.6031 | 0 | 0.0062 | 0.0011 | 0.0075 | 0.0081 | 0.007 | 0.0246 | 0.1647 | 0.0014 | 0.0033 | 0.0607 | 0.0011 | 0.0009 | 0.0012 | 0.0048 | 0.0076 | 0.0021 | 0.0061 | 0.0021 | 0.0033 | 0.0026 | 0.0074 | 0.037 | 0 | 0 | 0.0041 | 0.0004 | 0.0014 | 0.1557 | 0 | 0
1f37113 | UGI | 4 | 01m_076010_393x248x546.dat | 0.0663;0.0663;0.1400 | 393;248;546 | (-0.1676;69.4477;17.7998) | 110 | 9.9905 | 69 | 81.6413 | 60 | EZpaque | [5,133,110,73] | [10,10,100,10] | 1 | 10 | 95 | normal | none | 5.7111 | 6.0274 | 34.4232 | 23.3131 | 24.6043 | 573.6031 | 0 | 0.0061 | 0.0011 | 0.0073 | 0.0077 | 0.0068 | 0.023 | 0.1531 | 0.0014 | 0.0032 | 0.0553 | 0.0011 | 0.0009 | 0.0012 | 0.0048 | 0.0073 | 0.0021 | 0.0058 | 0.0021 | 0.0032 | 0.0025 | 0.0074 | 0.034 | 0 | 0 | 0.004 | 0.0004 | 0.0014 | 0.1359 | 0 | 0
1f37113 | UGI | 4 | 01m_076010_393x248x546.dat | 0.0663;0.0663;0.1400 | 393;248;546 | (-0.1676;69.4477;17.7998) | 60 | 2.5 | 38 | 81.6413 | 60 | EZpaque | [5,133,110,73] | [10,10,100,10] | 1 | 10 | 95 | normal | none | 5.7111 | 6.0274 | 34.4232 | 23.3131 | 24.6043 | 573.6031 | 0 | 0.0068 | 0.0013 | 0.0072 | 0.0113 | 0.0078 | 0.0336 | 0.3115 | 0.0015 | 0.0041 | 0.0748 | 0.0012 | 0.0008 | 0.0014 | 0.0049 | 0.0097 | 0.0021 | 0.009 | 0.0019 | 0.0035 | 0.0026 | 0.0075 | 0.0629 | 0 | 0 | 0.0041 | 0.0004 | 0.0011 | 0.2446 | 0 | 0
1f37113 | UGI | 4 | 01m_076010_393x248x546.dat | 0.0663;0.0663;0.1400 | 393;248;546 | (-0.1676;69.4477;17.7998) | 60 | 5.7448 | 47 | 81.6413 | 60 | EZpaque | [5,133,110,73] | [10,10,100,10] | 1 | 10 | 95 | normal | none | 5.7111 | 6.0274 | 34.4232 | 23.3131 | 24.6043 | 573.6031 | 0 | 0.0066 | 0.0011 | 0.0081 | 0.0092 | 0.0076 | 0.0277 | 0.1935 | 0.0015 | 0.0036 | 0.0644 | 0.0011 | 0.0009 | 0.0012 | 0.0049 | 0.0082 | 0.0022 | 0.0072 | 0.0021 | 0.0034 | 0.0026 | 0.0075 | 0.0467 | 0 | 0 | 0.0043 | 0.0004 | 0.0014 | 0.2205 | 0 | 0
1f37113 | UGI | 4 | 01m_076010_393x248x546.dat | 0.0663;0.0663;0.1400 | 393;248;546 | (-0.1676;69.4477;17.7998) | 60 | 6.3535 | 49 | 81.6413 | 60 | EZpaque | [5,133,110,73] | [10,10,100,10] | 1 | 10 | 95 | normal | none | 5.7111 | 6.0274 | 34.4232 | 23.3131 | 24.6043 | 573.6031 | 0 | 0.0066 | 0.0011 | 0.0081 | 0.009 | 0.0076 | 0.0269 | 0.19 | 0.0015 | 0.0035 | 0.0632 | 0.0011 | 0.0009 | 0.0012 | 0.0048 | 0.0081 | 0.0022 | 0.0069 | 0.0021 | 0.0034 | 0.0026 | 0.0075 | 0.0466 | 0 | 0 | 0.0043 | 0.0004 | 0.0014 | 0.1861 | 0 | 0
1f37113 | UGI | 4 | 01m_076010_393x248x546.dat | 0.0663;0.0663;0.1400 | 393;248;546 | (-0.1676;69.4477;17.7998) | 80 | 2.9 | 44 | 81.6413 | 60 | EZpaque | [5,133,110,73] | [10,10,100,10] | 1 | 10 | 95 | normal | none | 5.7111 | 6.0274 | 34.4232 | 23.3131 | 24.6043 | 573.6031 | 0 | 0.0067 | 0.0012 | 0.0073 | 0.0102 | 0.0076 | 0.0307 | 0.1814 | 0.0015 | 0.0038 | 0.0714 | 0.0012 | 0.0008 | 0.0013 | 0.0049 | 0.0089 | 0.0021 | 0.0079 | 0.0019 | 0.0035 | 0.0026 | 0.0075 | 0.0523 | 0 | 0 | 0.0042 | 0.0004 | 0.0012 | 0.2067 | 0 | 0
1f37113 | UGI | 4 | 01m_076010_393x248x546.dat | 0.0663;0.0663;0.1400 | 393;248;546 | (-0.1676;69.4477;17.7998) | 80 | 7.702 | 57 | 81.6413 | 60 | EZpaque | [5,133,110,73] | [10,10,100,10] | 1 | 10 | 95 | normal | none | 5.7111 | 6.0274 | 34.4232 | 23.3131 | 24.6043 | 573.6031 | 0 | 0.0064 | 0.0011 | 0.0078 | 0.0084 | 0.0073 | 0.0252 | 0.1643 | 0.0015 | 0.0034 | 0.0632 | 0.0011 | 0.0009 | 0.0011 | 0.0048 | 0.0077 | 0.0022 | 0.0063 | 0.0021 | 0.0034 | 0.0026 | 0.0075 | 0.0398 | 0 | 0 | 0.0042 | 0.0004 | 0.0014 | 0.1632 | 0 | 0
1f37113 | UGI | 4 | 01m_076010_393x248x546.dat | 0.0663;0.0663;0.1400 | 393;248;546 | (-0.1676;69.4477;17.7998) | 80 | 8.502 | 60 | 81.6413 | 60 | EZpaque | [5,133,110,73] | [10,10,100,10] | 1 | 10 | 95 | normal | none | 5.7111 | 6.0274 | 34.4232 | 23.3131 | 24.6043 | 573.6031 | 0 | 0.0064 | 0.0011 | 0.0077 | 0.0082 | 0.0072 | 0.0249 | 0.1677 | 0.0015 | 0.0033 | 0.0607 | 0.0011 | 0.0009 | 0.0011 | 0.0048 | 0.0076 | 0.0022 | 0.0062 | 0.0022 | 0.0033 | 0.0026 | 0.0076 | 0.0373 | 0 | 0 | 0.0042 | 0.0004 | 0.0014 | 0.1525 | 0 | 0
1f37113 | UGI | 5 | 01m_076010_393x248x546.dat | 0.0663;0.0663;0.1400 | 393;248;546 | (0.1658;68.2875;16.7742) | 110 | 3.9 | 52 | 81.3761 | 60 | EZpaque | [110,73] | [100,60] | 1 | 15 | 95 | normal | none | 4.1242 | 6.0039 | 24.7616 | 16.7806 | 24.4289 | 409.932 | 0 | 0.0039 | 0.0014 | 0.0117 | 0.0083 | 0.0107 | 0.0187 | 0.1426 | 0.0016 | 0.0023 | 0.102 | 0.0008 | 0.0007 | 0.001 | 0.011 | 0.0072 | 0.0023 | 0.0056 | 0.0018 | 0.0034 | 0.0028 | 0.0069 | 0.0361 | 0 | 0 | 0.0047 | 0.0004 | 0.0012 | 0.1463 | 0 | 0
1f37113 | UGI | 5 | 01m_076010_393x248x546.dat | 0.0663;0.0663;0.1400 | 393;248;546 | (0.1658;68.2875;16.7742) | 110 | 7.85 | 62 | 81.3761 | 60 | EZpaque | [110,73] | [100,60] | 1 | 15 | 95 | normal | none | 4.1242 | 6.0039 | 24.7616 | 16.7806 | 24.4289 | 409.932 | 0 | 0.0039 | 0.0013 | 0.0106 | 0.0074 | 0.0098 | 0.0174 | 0.1279 | 0.0015 | 0.0022 | 0.0976 | 0.0008 | 0.0007 | 0.001 | 0.0098 | 0.0067 | 0.0022 | 0.005 | 0.0019 | 0.0032 | 0.0026 | 0.0067 | 0.0303 | 0 | 0 | 0.0044 | 0.0004 | 0.0013 | 0.123 | 0 | 0
1f37113 | UGI | 5 | 01m_076010_393x248x546.dat | 0.0663;0.0663;0.1400 | 393;248;546 | (0.1658;68.2875;16.7742) | 110 | 9.9905 | 69 | 81.3761 | 60 | EZpaque | [110,73] | [100,60] | 1 | 15 | 95 | normal | none | 4.1242 | 6.0039 | 24.7616 | 16.7806 | 24.4289 | 409.932 | 0 | 0.0039 | 0.0012 | 0.0099 | 0.0069 | 0.0093 | 0.017 | 0.1231 | 0.0015 | 0.0022 | 0.0879 | 0.0008 | 0.0007 | 0.001 | 0.0092 | 0.0064 | 0.0021 | 0.0047 | 0.0019 | 0.0032 | 0.0026 | 0.0065 | 0.0277 | 0 | 0 | 0.0042 | 0.0004 | 0.0013 | 0.1125 | 0 | 0
1f37113 | UGI | 5 | 01m_076010_393x248x546.dat | 0.0663;0.0663;0.1400 | 393;248;546 | (0.1658;68.2875;16.7742) | 60 | 2.5 | 38 | 81.3761 | 60 | EZpaque | [110,73] | [100,60] | 1 | 15 | 95 | normal | none | 4.1242 | 6.0039 | 24.7616 | 16.7806 | 24.4289 | 409.932 | 0 | 0.0038 | 0.0016 | 0.0141 | 0.0106 | 0.0127 | 0.0212 | 0.2726 | 0.0017 | 0.0023 | 0.1558 | 0.0008 | 0.0007 | 0.0012 | 0.0137 | 0.0082 | 0.0024 | 0.007 | 0.0018 | 0.0037 | 0.003 | 0.0073 | 0.0513 | 0 | 0 | 0.0053 | 0.0004 | 0.0011 | 0.2262 | 0 | 0
1f37113 | UGI | 5 | 01m_076010_393x248x546.dat | 0.0663;0.0663;0.1400 | 393;248;546 | (0.1658;68.2875;16.7742) | 60 | 5.7448 | 47 | 81.3761 | 60 | EZpaque | [110,73] | [100,60] | 1 | 15 | 95 | normal | none | 4.1242 | 6.0039 | 24.7616 | 16.7806 | 24.4289 | 409.932 | 0 | 0.004 | 0.0013 | 0.0123 | 0.0085 | 0.011 | 0.0183 | 0.1596 | 0.0016 | 0.0022 | 0.1138 | 0.0008 | 0.0007 | 0.001 | 0.0113 | 0.0071 | 0.0023 | 0.0056 | 0.0019 | 0.0034 | 0.0028 | 0.0069 | 0.0378 | 0 | 0 | 0.0048 | 0.0004 | 0.0013 | 0.1586 | 0 | 0
1f37113 | UGI | 5 | 01m_076010_393x248x546.dat | 0.0663;0.0663;0.1400 | 393;248;546 | (0.1658;68.2875;16.7742) | 60 | 6.3535 | 49 | 81.3761 | 60 | EZpaque | [110,73] | [100,60] | 1 | 15 | 95 | normal | none | 4.1242 | 6.0039 | 24.7616 | 16.7806 | 24.4289 | 409.932 | 0 | 0.004 | 0.0013 | 0.0122 | 0.0082 | 0.0108 | 0.0183 | 0.139 | 0.0016 | 0.0022 | 0.1093 | 0.0008 | 0.0007 | 0.0009 | 0.0111 | 0.007 | 0.0023 | 0.0054 | 0.0019 | 0.0034 | 0.0028 | 0.0069 | 0.0362 | 0 | 0 | 0.0048 | 0.0004 | 0.0013 | 0.1416 | 0 | 0
1f37113 | UGI | 5 | 01m_076010_393x248x546.dat | 0.0663;0.0663;0.1400 | 393;248;546 | (0.1658;68.2875;16.7742) | 80 | 2.9 | 44 | 81.3761 | 60 | EZpaque | [110,73] | [100,60] | 1 | 15 | 95 | normal | none | 4.1242 | 6.0039 | 24.7616 | 16.7806 | 24.4289 | 409.932 | 0 | 0.0038 | 0.0015 | 0.013 | 0.0094 | 0.0118 | 0.0202 | 0.1876 | 0.0017 | 0.0023 | 0.1285 | 0.0008 | 0.0007 | 0.0011 | 0.0124 | 0.0078 | 0.0024 | 0.0062 | 0.0018 | 0.0036 | 0.0029 | 0.0072 | 0.0415 | 0 | 0 | 0.005 | 0.0004 | 0.0011 | 0.1615 | 0 | 0
1f37113 | UGI | 5 | 01m_076010_393x248x546.dat | 0.0663;0.0663;0.1400 | 393;248;546 | (0.1658;68.2875;16.7742) | 80 | 7.702 | 57 | 81.3761 | 60 | EZpaque | [110,73] | [100,60] | 1 | 15 | 95 | normal | none | 4.1242 | 6.0039 | 24.7616 | 16.7806 | 24.4289 | 409.932 | 0 | 0.004 | 0.0013 | 0.0113 | 0.0076 | 0.0102 | 0.0176 | 0.14 | 0.0016 | 0.0022 | 0.099 | 0.0008 | 0.0007 | 0.0009 | 0.0103 | 0.0068 | 0.0023 | 0.0051 | 0.0019 | 0.0033 | 0.0027 | 0.0068 | 0.0323 | 0 | 0 | 0.0046 | 0.0004 | 0.0013 | 0.1425 | 0 | 0
1f37113 | UGI | 5 | 01m_076010_393x248x546.dat | 0.0663;0.0663;0.1400 | 393;248;546 | (0.1658;68.2875;16.7742) | 80 | 8.502 | 60 | 81.3761 | 60 | EZpaque | [110,73] | [100,60] | 1 | 15 | 95 | normal | none | 4.1242 | 6.0039 | 24.7616 | 16.7806 | 24.4289 | 409.932 | 0 | 0.0041 | 0.0013 | 0.011 | 0.0074 | 0.01 | 0.0176 | 0.1355 | 0.0016 | 0.0022 | 0.0982 | 0.0008 | 0.0007 | 0.0009 | 0.0101 | 0.0067 | 0.0023 | 0.005 | 0.0019 | 0.0033 | 0.0027 | 0.0068 | 0.0304 | 0 | 0 | 0.0045 | 0.0004 | 0.0014 | 0.1307 | 0 | 0
1f37113 | UGI | 6 | 01m_076010_393x248x546.dat | 0.0663;0.0663;0.1400 | 393;248;546 | (0.1319;69.1162;4.7401) | 110 | 3.9 | 52 | 81.5087 | 60 | EZpaque | [73,75] | [100,10] | 1 | 15 | 95 | normal | none | 5.6147 | 3.6142 | 20.2926 | 22.8823 | 14.7294 | 337.0426 | 0 | 0.0052 | 0.0083 | 0.0172 | 0.0017 | 0.0706 | 0.0067 | 0.0496 | 0.0031 | 0.0011 | 0.4297 | 0.0004 | 0.0018 | 0.0126 | 0.0459 | 0.0034 | 0.0178 | 0.0013 | 0.005 | 0.0033 | 0.0097 | 0.038 | 0.0109 | 0 | 0 | 0.0025 | 0.0007 | 0.0011 | 0.0476 | 0 | 0
1f37113 | UGI | 6 | 01m_076010_393x248x546.dat | 0.0663;0.0663;0.1400 | 393;248;546 | (0.1319;69.1162;4.7401) | 110 | 7.85 | 62 | 81.5087 | 60 | EZpaque | [73,75] | [100,10] | 1 | 15 | 95 | normal | none | 5.6147 | 3.6142 | 20.2926 | 22.8823 | 14.7294 | 337.0426 | 0 | 0.005 | 0.007 | 0.0162 | 0.0017 | 0.063 | 0.0065 | 0.045 | 0.0029 | 0.0011 | 0.3367 | 0.0004 | 0.0017 | 0.0117 | 0.0418 | 0.0031 | 0.0155 | 0.0013 | 0.0045 | 0.003 | 0.0087 | 0.0332 | 0.0099 | 0 | 0 | 0.0026 | 0.0007 | 0.0013 | 0.0412 | 0 | 0
1f37113 | UGI | 6 | 01m_076010_393x248x546.dat | 0.0663;0.0663;0.1400 | 393;248;546 | (0.1319;69.1162;4.7401) | 110 | 9.9905 | 69 | 81.5087 | 60 | EZpaque | [73,75] | [100,10] | 1 | 15 | 95 | normal | none | 5.6147 | 3.6142 | 20.2926 | 22.8823 | 14.7294 | 337.0426 | 0 | 0.0049 | 0.0065 | 0.0156 | 0.0017 | 0.0583 | 0.0064 | 0.0422 | 0.0028 | 0.0011 | 0.2752 | 0.0004 | 0.0017 | 0.0113 | 0.0406 | 0.003 | 0.0145 | 0.0013 | 0.0043 | 0.0029 | 0.0083 | 0.0311 | 0.0093 | 0 | 0 | 0.0025 | 0.0007 | 0.0013 | 0.0396 | 0 | 0
1f37113 | UGI | 6 | 01m_076010_393x248x546.dat | 0.0663;0.0663;0.1400 | 393;248;546 | (0.1319;69.1162;4.7401) | 60 | 2.5 | 38 | 81.5087 | 60 | EZpaque | [73,75] | [100,10] | 1 | 15 | 95 | normal | none | 5.6147 | 3.6142 | 20.2926 | 22.8823 | 14.7294 | 337.0426 | 0 | 0.0055 | 0.0123 | 0.0189 | 0.0018 | 0.1119 | 0.007 | 0.0605 | 0.0034 | 0.0012 | 0.6429 | 0.0004 | 0.0018 | 0.0147 | 0.0549 | 0.0039 | 0.0227 | 0.0014 | 0.0062 | 0.0038 | 0.0115 | 0.0443 | 0.0134 | 0 | 0 | 0.0025 | 0.0007 | 0.001 | 0.0602 | 0 | 0
1f37113 | UGI | 6 | 01m_076010_393x248x546.dat | 0.0663;0.0663;0.1400 | 393;248;546 | (0.1319;69.1162;4.7401) | 60 | 5.7448 | 47 | 81.5087 | 60 | EZpaque | [73,75] | [100,10] | 1 | 15 | 95 | normal | none | 5.6147 | 3.6142 | 20.2926 | 22.8823 | 14.7294 | 337.0426 | 0 | 0.0052 | 0.0091 | 0.0177 | 0.0018 | 0.0764 | 0.0067 | 0.0501 | 0.003 | 0.0011 | 0.3895 | 0.0004 | 0.0017 | 0.0126 | 0.0469 | 0.0034 | 0.0182 | 0.0014 | 0.0051 | 0.0033 | 0.0095 | 0.0357 | 0.0109 | 0 | 0 | 0.0027 | 0.0007 | 0.0013 | 0.0484 | 0 | 0
1f37113 | UGI | 6 | 01m_076010_393x248x546.dat | 0.0663;0.0663;0.1400 | 393;248;546 | (0.1319;69.1162;4.7401) | 60 | 6.3535 | 49 | 81.5087 | 60 | EZpaque | [73,75] | [100,10] | 1 | 15 | 95 | normal | none | 5.6147 | 3.6142 | 20.2926 | 22.8823 | 14.7294 | 337.0426 | 0 | 0.0052 | 0.0086 | 0.0174 | 0.0018 | 0.0788 | 0.0067 | 0.0471 | 0.003 | 0.0011 | 0.4046 | 0.0004 | 0.0017 | 0.0124 | 0.0473 | 0.0034 | 0.0177 | 0.0013 | 0.005 | 0.0032 | 0.0093 | 0.0347 | 0.0107 | 0 | 0 | 0.0027 | 0.0007 | 0.0013 | 0.0468 | 0 | 0
1f37113 | UGI | 6 | 01m_076010_393x248x546.dat | 0.0663;0.0663;0.1400 | 393;248;546 | (0.1319;69.1162;4.7401) | 80 | 2.9 | 44 | 81.5087 | 60 | EZpaque | [73,75] | [100,10] | 1 | 15 | 95 | normal | none | 5.6147 | 3.6142 | 20.2926 | 22.8823 | 14.7294 | 337.0426 | 0 | 0.0054 | 0.01 | 0.0184 | 0.0018 | 0.0819 | 0.0069 | 0.0524 | 0.0032 | 0.0012 | 0.2981 | 0.0004 | 0.0018 | 0.0138 | 0.0492 | 0.0037 | 0.0199 | 0.0014 | 0.0056 | 0.0036 | 0.0105 | 0.0403 | 0.0121 | 0 | 0 | 0.0026 | 0.0007 | 0.0011 | 0.0539 | 0 | 0
1f37113 | UGI | 6 | 01m_076010_393x248x546.dat | 0.0663;0.0663;0.1400 | 393;248;546 | (0.1319;69.1162;4.7401) | 80 | 7.702 | 57 | 81.5087 | 60 | EZpaque | [73,75] | [100,10] | 1 | 15 | 95 | normal | none | 5.6147 | 3.6142 | 20.2926 | 22.8823 | 14.7294 | 337.0426 | 0 | 0.0051 | 0.0075 | 0.0167 | 0.0018 | 0.0667 | 0.0067 | 0.0455 | 0.0029 | 0.0011 | 0.4594 | 0.0004 | 0.0017 | 0.0119 | 0.044 | 0.0032 | 0.0163 | 0.0013 | 0.0047 | 0.0031 | 0.0088 | 0.0335 | 0.0101 | 0 | 0 | 0.0026 | 0.0007 | 0.0013 | 0.0428 | 0 | 0
1f37113 | UGI | 6 | 01m_076010_393x248x546.dat | 0.0663;0.0663;0.1400 | 393;248;546 | (0.1319;69.1162;4.7401) | 80 | 8.502 | 60 | 81.5087 | 60 | EZpaque | [73,75] | [100,10] | 1 | 15 | 95 | normal | none | 5.6147 | 3.6142 | 20.2926 | 22.8823 | 14.7294 | 337.0426 | 0 | 0.0051 | 0.0072 | 0.0164 | 0.0018 | 0.0665 | 0.0066 | 0.0448 | 0.0029 | 0.0011 | 0.3791 | 0.0005 | 0.0017 | 0.0118 | 0.0423 | 0.0032 | 0.0156 | 0.0013 | 0.0046 | 0.003 | 0.0087 | 0.0329 | 0.0099 | 0 | 0 | 0.0026 | 0.0007 | 0.0013 | 0.0419 | 0 | 0
1f37113 | UGI | 7 | 01m_076010_393x248x546.dat | 0.0663;0.0663;0.1400 | 393;248;546 | (0.1319;69.1162;4.7401) | 110 | 3.9 | 52 | 81.5087 | 60 | EZpaque | [73,75] | [90,20] | 1 | 10 | 95 | normal | none | 5.6147 | 3.6142 | 20.2926 | 22.8823 | 14.7294 | 337.0426 | 0 | 0.0052 | 0.0083 | 0.0171 | 0.0018 | 0.0711 | 0.0067 | 0.0514 | 0.0031 | 0.0011 | 0.4328 | 0.0004 | 0.0018 | 0.0126 | 0.0459 | 0.0035 | 0.0178 | 0.0014 | 0.0051 | 0.0033 | 0.0097 | 0.038 | 0.0115 | 0 | 0 | 0.0026 | 0.0007 | 0.0012 | 0.0495 | 0 | 0
1f37113 | UGI | 7 | 01m_076010_393x248x546.dat | 0.0663;0.0663;0.1400 | 393;248;546 | (0.1319;69.1162;4.7401) | 110 | 7.85 | 62 | 81.5087 | 60 | EZpaque | [73,75] | [90,20] | 1 | 10 | 95 | normal | none | 5.6147 | 3.6142 | 20.2926 | 22.8823 | 14.7294 | 337.0426 | 0 | 0.005 | 0.007 | 0.0162 | 0.0017 | 0.0628 | 0.0065 | 0.0466 | 0.0029 | 0.0011 | 0.3353 | 0.0004 | 0.0017 | 0.0117 | 0.0417 | 0.0032 | 0.0155 | 0.0013 | 0.0045 | 0.003 | 0.0087 | 0.0331 | 0.0103 | 0 | 0 | 0.0026 | 0.0007 | 0.0013 | 0.043 | 0 | 0
1f37113 | UGI | 7 | 01m_076010_393x248x546.dat | 0.0663;0.0663;0.1400 | 393;248;546 | (0.1319;69.1162;4.7401) | 110 | 9.9905 | 69 | 81.5087 | 60 | EZpaque | [73,75] | [90,20] | 1 | 10 | 95 | normal | none | 5.6147 | 3.6142 | 20.2926 | 22.8823 | 14.7294 | 337.0426 | 0 | 0.0049 | 0.0065 | 0.0156 | 0.0017 | 0.0584 | 0.0064 | 0.044 | 0.0028 | 0.0011 | 0.2737 | 0.0004 | 0.0017 | 0.0113 | 0.0406 | 0.0031 | 0.0145 | 0.0013 | 0.0043 | 0.0029 | 0.0083 | 0.0312 | 0.0098 | 0 | 0 | 0.0025 | 0.0007 | 0.0013 | 0.0416 | 0 | 0
1f37113 | UGI | 7 | 01m_076010_393x248x546.dat | 0.0663;0.0663;0.1400 | 393;248;546 | (0.1319;69.1162;4.7401) | 60 | 2.5 | 38 | 81.5087 | 60 | EZpaque | [73,75] | [90,20] | 1 | 10 | 95 | normal | none | 5.6147 | 3.6142 | 20.2926 | 22.8823 | 14.7294 | 337.0426 | 0 | 0.0055 | 0.0123 | 0.0189 | 0.0018 | 0.1109 | 0.007 | 0.0635 | 0.0034 | 0.0012 | 0.6429 | 0.0004 | 0.0018 | 0.0147 | 0.0548 | 0.004 | 0.0227 | 0.0015 | 0.0062 | 0.0039 | 0.0115 | 0.0443 | 0.0144 | 0 | 0 | 0.0025 | 0.0007 | 0.0011 | 0.0663 | 0 | 0
1f37113 | UGI | 7 | 01m_076010_393x248x546.dat | 0.0663;0.0663;0.1400 | 393;248;546 | (0.1319;69.1162;4.7401) | 60 | 5.7448 | 47 | 81.5087 | 60 | EZpaque | [73,75] | [90,20] | 1 | 10 | 95 | normal | none | 5.6147 | 3.6142 | 20.2926 | 22.8823 | 14.7294 | 337.0426 | 0 | 0.0053 | 0.0092 | 0.0177 | 0.0018 | 0.0761 | 0.0067 | 0.0525 | 0.003 | 0.0012 | 0.3895 | 0.0004 | 0.0017 | 0.0126 | 0.0469 | 0.0035 | 0.0182 | 0.0014 | 0.0051 | 0.0033 | 0.0095 | 0.0358 | 0.0117 | 0 | 0 | 0.0027 | 0.0007 | 0.0013 | 0.052 | 0 | 0
1f37113 | UGI | 7 | 01m_076010_393x248x546.dat | 0.0663;0.0663;0.1400 | 393;248;546 | (0.1319;69.1162;4.7401) | 60 | 6.3535 | 49 | 81.5087 | 60 | EZpaque | [73,75] | [90,20] | 1 | 10 | 95 | normal | none | 5.6147 | 3.6142 | 20.2926 | 22.8823 | 14.7294 | 337.0426 | 0 | 0.0052 | 0.0087 | 0.0174 | 0.0018 | 0.0785 | 0.0067 | 0.0505 | 0.003 | 0.0012 | 0.4046 | 0.0004 | 0.0017 | 0.0124 | 0.0474 | 0.0035 | 0.0177 | 0.0014 | 0.005 | 0.0033 | 0.0093 | 0.0349 | 0.0114 | 0 | 0 | 0.0027 | 0.0007 | 0.0013 | 0.0491 | 0 | 0
1f37113 | UGI | 7 | 01m_076010_393x248x546.dat | 0.0663;0.0663;0.1400 | 393;248;546 | (0.1319;69.1162;4.7401) | 80 | 2.9 | 44 | 81.5087 | 60 | EZpaque | [73,75] | [90,20] | 1 | 10 | 95 | normal | none | 5.6147 | 3.6142 | 20.2926 | 22.8823 | 14.7294 | 337.0426 | 0 | 0.0054 | 0.01 | 0.0184 | 0.0018 | 0.0821 | 0.0069 | 0.0547 | 0.0032 | 0.0012 | 0.2981 | 0.0004 | 0.0018 | 0.0138 | 0.0493 | 0.0038 | 0.0199 | 0.0015 | 0.0056 | 0.0036 | 0.0105 | 0.0404 | 0.0128 | 0 | 0 | 0.0026 | 0.0007 | 0.0011 | 0.0569 | 0 | 0
1f37113 | UGI | 7 | 01m_076010_393x248x546.dat | 0.0663;0.0663;0.1400 | 393;248;546 | (0.1319;69.1162;4.7401) | 80 | 7.702 | 57 | 81.5087 | 60 | EZpaque | [73,75] | [90,20] | 1 | 10 | 95 | normal | none | 5.6147 | 3.6142 | 20.2926 | 22.8823 | 14.7294 | 337.0426 | 0 | 0.0051 | 0.0075 | 0.0167 | 0.0018 | 0.0671 | 0.0067 | 0.0476 | 0.0029 | 0.0011 | 0.4594 | 0.0004 | 0.0017 | 0.0119 | 0.0441 | 0.0033 | 0.0163 | 0.0014 | 0.0047 | 0.0031 | 0.0088 | 0.0335 | 0.0107 | 0 | 0 | 0.0027 | 0.0007 | 0.0013 | 0.0442 | 0 | 0
1f37113 | UGI | 7 | 01m_076010_393x248x546.dat | 0.0663;0.0663;0.1400 | 393;248;546 | (0.1319;69.1162;4.7401) | 80 | 8.502 | 60 | 81.5087 | 60 | EZpaque | [73,75] | [90,20] | 1 | 10 | 95 | normal | none | 5.6147 | 3.6142 | 20.2926 | 22.8823 | 14.7294 | 337.0426 | 0 | 0.0051 | 0.0072 | 0.0164 | 0.0018 | 0.0662 | 0.0067 | 0.0467 | 0.0029 | 0.0011 | 0.384 | 0.0005 | 0.0017 | 0.0118 | 0.0423 | 0.0032 | 0.0157 | 0.0013 | 0.0046 | 0.0031 | 0.0087 | 0.0328 | 0.0104 | 0 | 0 | 0.0027 | 0.0007 | 0.0013 | 0.0434 | 0 | 0
1f37113 | UGI | 8 | 01m_076010_393x248x546.dat | 0.0663;0.0663;0.1400 | 393;248;546 | (0.1855;68.2875;4.7075) | 110 | 3.9 | 52 | 81.3761 | 60 | EZpaque | [73,75] | [90,20] | 1 | 15 | 95 | normal | none | 6.6306 | 3.791 | 25.1366 | 26.9788 | 15.4248 | 416.1412 | 0 | 0.0039 | 0.0091 | 0.0203 | 0.0024 | 0.086 | 0.0089 | 0.0542 | 0.0035 | 0.0009 | 0.6346 | 0.0006 | 0.0016 | 0.0129 | 0.0585 | 0.0022 | 0.02 | 0.0015 | 0.0017 | 0.0028 | 0.0105 | 0.0392 | 0.0111 | 0 | 0 | 0.0028 | 0.0008 | 0.0012 | 0.0458 | 0 | 0
1f37113 | UGI | 8 | 01m_076010_393x248x546.dat | 0.0663;0.0663;0.1400 | 393;248;546 | (0.1855;68.2875;4.7075) | 110 | 7.85 | 62 | 81.3761 | 60 | EZpaque | [73,75] | [90,20] | 1 | 15 | 95 | normal | none | 6.6306 | 3.791 | 25.1366 | 26.9788 | 15.4248 | 416.1412 | 0 | 0.004 | 0.0078 | 0.0182 | 0.0022 | 0.0738 | 0.0085 | 0.048 | 0.0033 | 0.0009 | 0.4464 | 0.0006 | 0.0016 | 0.0121 | 0.0524 | 0.0022 | 0.0175 | 0.0014 | 0.0017 | 0.0027 | 0.0096 | 0.0355 | 0.01 | 0 | 0 | 0.0028 | 0.0008 | 0.0014 | 0.0405 | 0 | 0
1f37113 | UGI | 8 | 01m_076010_393x248x546.dat | 0.0663;0.0663;0.1400 | 393;248;546 | (0.1855;68.2875;4.7075) | 110 | 9.9905 | 69 | 81.3761 | 60 | EZpaque | [73,75] | [90,20] | 1 | 15 | 95 | normal | none | 6.6306 | 3.791 | 25.1366 | 26.9788 | 15.4248 | 416.1412 | 0 | 0.004 | 0.0072 | 0.0168 | 0.0021 | 0.0703 | 0.0083 | 0.0452 | 0.0032 | 0.0009 | 0.3514 | 0.0006 | 0.0016 | 0.0117 | 0.0502 | 0.0021 | 0.0162 | 0.0013 | 0.0017 | 0.0026 | 0.0092 | 0.0346 | 0.0095 | 0 | 0 | 0.0027 | 0.0008 | 0.0014 | 0.0399 | 0 | 0
1f37113 | UGI | 8 | 01m_076010_393x248x546.dat | 0.0663;0.0663;0.1400 | 393;248;546 | (0.1855;68.2875;4.7075) | 60 | 2.5 | 38 | 81.3761 | 60 | EZpaque | [73,75] | [90,20] | 1 | 15 | 95 | normal | none | 6.6306 | 3.791 | 25.1366 | 26.9788 | 15.4248 | 416.1412 | 0 | 0.0038 | 0.0138 | 0.0253 | 0.0026 | 0.1198 | 0.0095 | 0.0741 | 0.0039 | 0.0009 | 0.5725 | 0.0006 | 0.0016 | 0.0146 | 0.0856 | 0.0023 | 0.0263 | 0.0016 | 0.0016 | 0.003 | 0.0127 | 0.048 | 0.0132 | 0 | 0 | 0.0029 | 0.0009 | 0.0011 | 0.0619 | 0 | 0
1f37113 | UGI | 8 | 01m_076010_393x248x546.dat | 0.0663;0.0663;0.1400 | 393;248;546 | (0.1855;68.2875;4.7075) | 60 | 5.7448 | 47 | 81.3761 | 60 | EZpaque | [73,75] | [90,20] | 1 | 15 | 95 | normal | none | 6.6306 | 3.791 | 25.1366 | 26.9788 | 15.4248 | 416.1412 | 0 | 0.0041 | 0.01 | 0.0213 | 0.0024 | 0.0992 | 0.009 | 0.0547 | 0.0035 | 0.0009 | 0.565 | 0.0006 | 0.0016 | 0.0129 | 0.0656 | 0.0022 | 0.0202 | 0.0015 | 0.0017 | 0.0028 | 0.0105 | 0.0403 | 0.011 | 0 | 0 | 0.0029 | 0.0009 | 0.0014 | 0.0486 | 0 | 0
1f37113 | UGI | 8 | 01m_076010_393x248x546.dat | 0.0663;0.0663;0.1400 | 393;248;546 | (0.1855;68.2875;4.7075) | 60 | 6.3535 | 49 | 81.3761 | 60 | EZpaque | [73,75] | [90,20] | 1 | 15 | 95 | normal | none | 6.6306 | 3.791 | 25.1366 | 26.9788 | 15.4248 | 416.1412 | 0 | 0.0041 | 0.0096 | 0.0208 | 0.0024 | 0.0871 | 0.0089 | 0.0536 | 0.0034 | 0.0009 | 0.3915 | 0.0006 | 0.0016 | 0.0127 | 0.0637 | 0.0022 | 0.0197 | 0.0015 | 0.0017 | 0.0028 | 0.0103 | 0.0382 | 0.0107 | 0 | 0 | 0.0029 | 0.0009 | 0.0014 | 0.0454 | 0 | 0
1f37113 | UGI | 8 | 01m_076010_393x248x546.dat | 0.0663;0.0663;0.1400 | 393;248;546 | (0.1855;68.2875;4.7075) | 80 | 2.9 | 44 | 81.3761 | 60 | EZpaque | [73,75] | [90,20] | 1 | 15 | 95 | normal | none | 6.6306 | 3.791 | 25.1366 | 26.9788 | 15.4248 | 416.1412 | 0 | 0.0039 | 0.0111 | 0.0228 | 0.0025 | 0.1099 | 0.0093 | 0.0614 | 0.0037 | 0.0009 | 0.8688 | 0.0006 | 0.0017 | 0.0138 | 0.0718 | 0.0023 | 0.0226 | 0.0015 | 0.0017 | 0.0029 | 0.0117 | 0.0442 | 0.0121 | 0 | 0 | 0.0029 | 0.0009 | 0.0012 | 0.0528 | 0 | 0
1f37113 | UGI | 8 | 01m_076010_393x248x546.dat | 0.0663;0.0663;0.1400 | 393;248;546 | (0.1855;68.2875;4.7075) | 80 | 7.702 | 57 | 81.3761 | 60 | EZpaque | [73,75] | [90,20] | 1 | 15 | 95 | normal | none | 6.6306 | 3.791 | 25.1366 | 26.9788 | 15.4248 | 416.1412 | 0 | 0.0041 | 0.0082 | 0.0191 | 0.0023 | 0.0791 | 0.0087 | 0.0516 | 0.0033 | 0.001 | 0.5814 | 0.0006 | 0.0016 | 0.0124 | 0.0562 | 0.0022 | 0.0182 | 0.0014 | 0.0018 | 0.0027 | 0.0098 | 0.0365 | 0.0101 | 0 | 0 | 0.0029 | 0.0008 | 0.0014 | 0.0423 | 0 | 0
1f37113 | UGI | 8 | 01m_076010_393x248x546.dat | 0.0663;0.0663;0.1400 | 393;248;546 | (0.1855;68.2875;4.7075) | 80 | 8.502 | 60 | 81.3761 | 60 | EZpaque | [73,75] | [90,20] | 1 | 15 | 95 | normal | none | 6.6306 | 3.791 | 25.1366 | 26.9788 | 15.4248 | 416.1412 | 0 | 0.0041 | 0.0079 | 0.0185 | 0.0023 | 0.0755 | 0.0086 | 0.0491 | 0.0033 | 0.001 | 0.4648 | 0.0006 | 0.0016 | 0.0122 | 0.0537 | 0.0022 | 0.0176 | 0.0014 | 0.0018 | 0.0027 | 0.0096 | 0.0357 | 0.01 | 0 | 0 | 0.0029 | 0.0008 | 0.0014 | 0.0404 | 0 | 0
1f37113 | UGI | 9 | 01m_076010_393x248x546.dat | 0.0663;0.0663;0.1400 | 393;248;546 | (-0.1590;68.6569;4.7351) | 110 | 3.9 | 52 | 81.4785 | 60 | EZpaque | [73,75] | [90,20] | 1 | 5 | 95 | normal | none | 6.6625 | 3.7644 | 25.0802 | 27.1427 | 15.3357 | 416.2522 | 0 | 0.004 | 0.0093 | 0.0205 | 0.0024 | 0.0874 | 0.0097 | 0.0568 | 0.0035 | 0.0009 | 0.4961 | 0.0007 | 0.0016 | 0.0131 | 0.0697 | 0.0021 | 0.0204 | 0.0015 | 0.0015 | 0.0027 | 0.0108 | 0.0402 | 0.0113 | 0 | 0 | 0.0029 | 0.0008 | 0.0013 | 0.0484 | 0 | 0
1f37113 | UGI | 9 | 01m_076010_393x248x546.dat | 0.0663;0.0663;0.1400 | 393;248;546 | (-0.1590;68.6569;4.7351) | 110 | 7.85 | 62 | 81.4785 | 60 | EZpaque | [73,75] | [90,20] | 1 | 5 | 95 | normal | none | 6.6625 | 3.7644 | 25.0802 | 27.1427 | 15.3357 | 416.2522 | 0 | 0.0041 | 0.0079 | 0.0181 | 0.0022 | 0.0743 | 0.0091 | 0.0477 | 0.0033 | 0.001 | 0.4269 | 0.0007 | 0.0016 | 0.0123 | 0.053 | 0.0021 | 0.0179 | 0.0014 | 0.0016 | 0.0026 | 0.0097 | 0.0366 | 0.0101 | 0 | 0 | 0.0028 | 0.0008 | 0.0014 | 0.0419 | 0 | 0
1f37113 | UGI | 9 | 01m_076010_393x248x546.dat | 0.0663;0.0663;0.1400 | 393;248;546 | (-0.1590;68.6569;4.7351) | 110 | 9.9905 | 69 | 81.4785 | 60 | EZpaque | [73,75] | [90,20] | 1 | 5 | 95 | normal | none | 6.6625 | 3.7644 | 25.0802 | 27.1427 | 15.3357 | 416.2522 | 0 | 0.0041 | 0.0072 | 0.0172 | 0.0022 | 0.0742 | 0.0088 | 0.0457 | 0.0032 | 0.001 | 0.4934 | 0.0007 | 0.0016 | 0.012 | 0.0512 | 0.0021 | 0.0167 | 0.0014 | 0.0016 | 0.0025 | 0.0094 | 0.036 | 0.0098 | 0 | 0 | 0.0028 | 0.0008 | 0.0014 | 0.0399 | 0 | 0
1f37113 | UGI | 9 | 01m_076010_393x248x546.dat | 0.0663;0.0663;0.1400 | 393;248;546 | (-0.1590;68.6569;4.7351) | 60 | 2.5 | 38 | 81.4785 | 60 | EZpaque | [73,75] | [90,20] | 1 | 5 | 95 | normal | none | 6.6625 | 3.7644 | 25.0802 | 27.1427 | 15.3357 | 416.2522 | 0 | 0.0039 | 0.0138 | 0.0257 | 0.0026 | 0.1321 | 0.0107 | 0.0732 | 0.0039 | 0.0009 | 0.5997 | 0.0007 | 0.0016 | 0.0146 | 0.079 | 0.0021 | 0.027 | 0.0016 | 0.0015 | 0.0029 | 0.0129 | 0.0507 | 0.0136 | 0 | 0 | 0.003 | 0.0009 | 0.0011 | 0.0627 | 0 | 0
1f37113 | UGI | 9 | 01m_076010_393x248x546.dat | 0.0663;0.0663;0.1400 | 393;248;546 | (-0.1590;68.6569;4.7351) | 60 | 5.7448 | 47 | 81.4785 | 60 | EZpaque | [73,75] | [90,20] | 1 | 5 | 95 | normal | none | 6.6625 | 3.7644 | 25.0802 | 27.1427 | 15.3357 | 416.2522 | 0 | 0.0042 | 0.0102 | 0.0215 | 0.0024 | 0.0969 | 0.0098 | 0.0565 | 0.0035 | 0.0009 | 0.8803 | 0.0007 | 0.0016 | 0.013 | 0.0676 | 0.0021 | 0.0204 | 0.0015 | 0.0016 | 0.0027 | 0.0107 | 0.0396 | 0.0111 | 0 | 0 | 0.003 | 0.0009 | 0.0014 | 0.0482 | 0 | 0
1f37113 | UGI | 9 | 01m_076010_393x248x546.dat | 0.0663;0.0663;0.1400 | 393;248;546 | (-0.1590;68.6569;4.7351) | 60 | 6.3535 | 49 | 81.4785 | 60 | EZpaque | [73,75] | [90,20] | 1 | 5 | 95 | normal | none | 6.6625 | 3.7644 | 25.0802 | 27.1427 | 15.3357 | 416.2522 | 0 | 0.0042 | 0.0096 | 0.0211 | 0.0024 | 0.0914 | 0.0096 | 0.0572 | 0.0034 | 0.001 | 0.4176 | 0.0007 | 0.0016 | 0.0128 | 0.0645 | 0.0021 | 0.0201 | 0.0015 | 0.0016 | 0.0027 | 0.0105 | 0.0384 | 0.0108 | 0 | 0 | 0.003 | 0.0009 | 0.0014 | 0.0474 | 0 | 0
1f37113 | UGI | 9 | 01m_076010_393x248x546.dat | 0.0663;0.0663;0.1400 | 393;248;546 | (-0.1590;68.6569;4.7351) | 80 | 2.9 | 44 | 81.4785 | 60 | EZpaque | [73,75] | [90,20] | 1 | 5 | 95 | normal | none | 6.6625 | 3.7644 | 25.0802 | 27.1427 | 15.3357 | 416.2522 | 0 | 0.004 | 0.0113 | 0.0231 | 0.0025 | 0.1059 | 0.0104 | 0.0631 | 0.0037 | 0.0009 | 0.4559 | 0.0007 | 0.0017 | 0.0141 | 0.0718 | 0.0021 | 0.023 | 0.0016 | 0.0015 | 0.0028 | 0.0118 | 0.0457 | 0.0123 | 0 | 0 | 0.003 | 0.0009 | 0.0012 | 0.0528 | 0 | 0
1f37113 | UGI | 9 | 01m_076010_393x248x546.dat | 0.0663;0.0663;0.1400 | 393;248;546 | (-0.1590;68.6569;4.7351) | 80 | 7.702 | 57 | 81.4785 | 60 | EZpaque | [73,75] | [90,20] | 1 | 5 | 95 | normal | none | 6.6625 | 3.7644 | 25.0802 | 27.1427 | 15.3357 | 416.2522 | 0 | 0.0042 | 0.0084 | 0.0193 | 0.0023 | 0.0809 | 0.0094 | 0.0504 | 0.0033 | 0.001 | 0.4211 | 0.0007 | 0.0016 | 0.0125 | 0.0573 | 0.0021 | 0.0184 | 0.0014 | 0.0016 | 0.0026 | 0.01 | 0.037 | 0.0104 | 0 | 0 | 0.0029 | 0.0009 | 0.0014 | 0.043 | 0 | 0
1f37113 | UGI | 9 | 01m_076010_393x248x546.dat | 0.0663;0.0663;0.1400 | 393;248;546 | (-0.1590;68.6569;4.7351) | 80 | 8.502 | 60 | 81.4785 | 60 | EZpaque | [73,75] | [90,20] | 1 | 5 | 95 | normal | none | 6.6625 | 3.7644 | 25.0802 | 27.1427 | 15.3357 | 416.2522 | 0 | 0.0042 | 0.0081 | 0.019 | 0.0023 | 0.0762 | 0.0092 | 0.0498 | 0.0033 | 0.001 | 0.3773 | 0.0007 | 0.0016 | 0.0123 | 0.0539 | 0.0021 | 0.0179 | 0.0014 | 0.0016 | 0.0026 | 0.0098 | 0.0359 | 0.0102 | 0 | 0 | 0.0029 | 0.0009 | 0.0014 | 0.0419 | 0 | 0
1f37113 | UGI | 1 | 05f_109019_419x230x572.dat | 0.0850;0.0850;0.1928 | 419;230;572 | (-0.1602;73.5575;32.2979) | 110 | 3.9 | 52 | 86.845 | 60 | EZpaque | [5] | [0] | 0 | 5 | 75 | normal | none | 6.4065 | 6.7134 | 43.0091 | 27.8185 | 29.1512 | 810.9426 | 0 | 0.0161 | 0.001 | 0.0061 | 0.0122 | 0.0046 | 0.0397 | 0.1665 | 0.0016 | 0.0058 | 0.0549 | 0.0017 | 0.0008 | 0.0045 | 0.0059 | 0.0094 | 0.002 | 0.0084 | 0.0045 | 0.0044 | 0.0029 | 0.0057 | 0.0744 | 0 | 0 | 0.0039 | 0.0004 | 0.0012 | 0.1357 | 0 | 0
1f37113 | UGI | 1 | 05f_109019_419x230x572.dat | 0.0850;0.0850;0.1928 | 419;230;572 | (-0.1602;73.5575;32.2979) | 110 | 7.85 | 62 | 86.845 | 60 | EZpaque | [5] | [0] | 0 | 5 | 75 | normal | none | 6.4065 | 6.7134 | 43.0091 | 27.8185 | 29.1512 | 810.9426 | 0 | 0.0148 | 0.0009 | 0.0063 | 0.0105 | 0.0044 | 0.0339 | 0.1449 | 0.0016 | 0.0051 | 0.0519 | 0.0015 | 0.0008 | 0.0043 | 0.006 | 0.0084 | 0.002 | 0.0073 | 0.0043 | 0.0042 | 0.0028 | 0.0059 | 0.0611 | 0 | 0 | 0.0039 | 0.0004 | 0.0013 | 0.133 | 0 | 0
1f37113 | UGI | 1 | 05f_109019_419x230x572.dat | 0.0850;0.0850;0.1928 | 419;230;572 | (-0.1602;73.5575;32.2979) | 110 | 9.9905 | 69 | 86.845 | 60 | EZpaque | [5] | [0] | 0 | 5 | 75 | normal | none | 6.4065 | 6.7134 | 43.0091 | 27.8185 | 29.1512 | 810.9426 | 0 | 0.0141 | 0.0009 | 0.0061 | 0.0099 | 0.0043 | 0.0314 | 0.1408 | 0.0015 | 0.0049 | 0.0488 | 0.0015 | 0.0008 | 0.0042 | 0.0059 | 0.0081 | 0.002 | 0.0067 | 0.0042 | 0.0041 | 0.0027 | 0.0059 | 0.057 | 0 | 0 | 0.0038 | 0.0004 | 0.0013 | 0.1194 | 0 | 0
1f37113 | UGI | 1 | 05f_109019_419x230x572.dat | 0.0850;0.0850;0.1928 | 419;230;572 | (-0.1602;73.5575;32.2979) | 60 | 2.5 | 38 | 86.845 | 60 | EZpaque | [5] | [0] | 0 | 5 | 75 | normal | none | 6.4065 | 6.7134 | 43.0091 | 27.8185 | 29.1512 | 810.9426 | 0 | 0.0189 | 0.0012 | 0.006 | 0.017 | 0.0048 | 0.054 | 0.2474 | 0.0017 | 0.0074 | 0.0666 | 0.002 | 0.0008 | 0.0047 | 0.0057 | 0.0118 | 0.002 | 0.012 | 0.0048 | 0.0047 | 0.0031 | 0.0055 | 0.1361 | 0 | 0 | 0.0041 | 0.0004 | 0.0011 | 0.2402 | 0 | 0
1f37113 | UGI | 1 | 05f_109019_419x230x572.dat | 0.0850;0.0850;0.1928 | 419;230;572 | (-0.1602;73.5575;32.2979) | 60 | 5.7448 | 47 | 86.845 | 60 | EZpaque | [5] | [0] | 0 | 5 | 75 | normal | none | 6.4065 | 6.7134 | 43.0091 | 27.8185 | 29.1512 | 810.9426 | 0 | 0.0162 | 0.001 | 0.0068 | 0.0129 | 0.0048 | 0.043 | 0.1711 | 0.0016 | 0.0059 | 0.0606 | 0.0017 | 0.0008 | 0.0046 | 0.0063 | 0.0094 | 0.0021 | 0.0089 | 0.0044 | 0.0043 | 0.0029 | 0.0058 | 0.0874 | 0 | 0 | 0.0041 | 0.0004 | 0.0013 | 0.154 | 0 | 0
1f37113 | UGI | 1 | 05f_109019_419x230x572.dat | 0.0850;0.0850;0.1928 | 419;230;572 | (-0.1602;73.5575;32.2979) | 60 | 6.3535 | 49 | 86.845 | 60 | EZpaque | [5] | [0] | 0 | 5 | 75 | normal | none | 6.4065 | 6.7134 | 43.0091 | 27.8185 | 29.1512 | 810.9426 | 0 | 0.0159 | 0.001 | 0.0068 | 0.0125 | 0.0048 | 0.0408 | 0.1809 | 0.0016 | 0.0057 | 0.0595 | 0.0016 | 0.0009 | 0.0046 | 0.0064 | 0.0092 | 0.0021 | 0.0086 | 0.0043 | 0.0043 | 0.0029 | 0.0059 | 0.0791 | 0 | 0 | 0.0041 | 0.0004 | 0.0013 | 0.155 | 0 | 0
1f37113 | UGI | 1 | 05f_109019_419x230x572.dat | 0.0850;0.0850;0.1928 | 419;230;572 | (-0.1602;73.5575;32.2979) | 80 | 2.9 | 44 | 86.845 | 60 | EZpaque | [5] | [0] | 0 | 5 | 75 | normal | none | 6.4065 | 6.7134 | 43.0091 | 27.8185 | 29.1512 | 810.9426 | 0 | 0.0177 | 0.0011 | 0.0061 | 0.0144 | 0.0047 | 0.0469 | 0.2014 | 0.0017 | 0.0065 | 0.0613 | 0.0018 | 0.0008 | 0.0047 | 0.0058 | 0.0104 | 0.002 | 0.0099 | 0.0047 | 0.0046 | 0.003 | 0.0056 | 0.0888 | 0 | 0 | 0.004 | 0.0004 | 0.0011 | 0.2406 | 0 | 0
1f37113 | UGI | 1 | 05f_109019_419x230x572.dat | 0.0850;0.0850;0.1928 | 419;230;572 | (-0.1602;73.5575;32.2979) | 80 | 7.702 | 57 | 86.845 | 60 | EZpaque | [5] | [0] | 0 | 5 | 75 | normal | none | 6.4065 | 6.7134 | 43.0091 | 27.8185 | 29.1512 | 810.9426 | 0 | 0.015 | 0.001 | 0.0066 | 0.011 | 0.0046 | 0.0363 | 0.1566 | 0.0016 | 0.0053 | 0.0532 | 0.0016 | 0.0008 | 0.0045 | 0.0062 | 0.0086 | 0.0021 | 0.0076 | 0.0043 | 0.0042 | 0.0028 | 0.006 | 0.0689 | 0 | 0 | 0.004 | 0.0004 | 0.0013 | 0.1209 | 0 | 0
1f37113 | UGI | 1 | 05f_109019_419x230x572.dat | 0.0850;0.0850;0.1928 | 419;230;572 | (-0.1602;73.5575;32.2979) | 80 | 8.502 | 60 | 86.845 | 60 | EZpaque | [5] | [0] | 0 | 5 | 75 | normal | none | 6.4065 | 6.7134 | 43.0091 | 27.8185 | 29.1512 | 810.9426 | 0 | 0.0149 | 0.0009 | 0.0065 | 0.0105 | 0.0046 | 0.0349 | 0.1562 | 0.0016 | 0.0051 | 0.0526 | 0.0015 | 0.0008 | 0.0044 | 0.0062 | 0.0084 | 0.0021 | 0.0073 | 0.0043 | 0.0042 | 0.0028 | 0.006 | 0.0635 | 0 | 0 | 0.004 | 0.0004 | 0.0013 | 0.1296 | 0 | 0
1f37113 | UGI | 2 | 05f_109019_419x230x572.dat | 0.0850;0.0850;0.1928 | 419;230;572 | (-0.1602;73.5575;39.0280) | 110 | 3.9 | 52 | 86.845 | 60 | EZpaque | [5] | [0] | 0 | 5 | 75 | normal | none | 6.4065 | 2.9016 | 18.5892 | 27.8185 | 12.5996 | 350.5019 | 0 | 0.0671 | 0.0008 | 0.0434 | 0.0392 | 0.0036 | 0.1358 | 0.6158 | 0.0079 | 0.0226 | 0.0508 | 0.0066 | 0.0028 | 0.0061 | 0.0045 | 0.037 | 0.0016 | 0.0289 | 0.0196 | 0.0205 | 0.0068 | 0.0049 | 0.1963 | 0 | 0 | 0.0043 | 0.0004 | 0.0014 | 0.4065 | 0 | 0
1f37113 | UGI | 2 | 05f_109019_419x230x572.dat | 0.0850;0.0850;0.1928 | 419;230;572 | (-0.1602;73.5575;39.0280) | 110 | 7.85 | 62 | 86.845 | 60 | EZpaque | [5] | [0] | 0 | 5 | 75 | normal | none | 6.4065 | 2.9016 | 18.5892 | 27.8185 | 12.5996 | 350.5019 | 0 | 0.0591 | 0.0007 | 0.0396 | 0.0343 | 0.0035 | 0.1159 | 0.483 | 0.0071 | 0.0188 | 0.0465 | 0.0058 | 0.0026 | 0.0061 | 0.0047 | 0.0321 | 0.0016 | 0.0247 | 0.0173 | 0.0181 | 0.0064 | 0.0051 | 0.175 | 0 | 0 | 0.0043 | 0.0004 | 0.0015 | 0.4175 | 0 | 0
1f37113 | UGI | 2 | 05f_109019_419x230x572.dat | 0.0850;0.0850;0.1928 | 419;230;572 | (-0.1602;73.5575;39.0280) | 110 | 9.9905 | 69 | 86.845 | 60 | EZpaque | [5] | [0] | 0 | 5 | 75 | normal | none | 6.4065 | 2.9016 | 18.5892 | 27.8185 | 12.5996 | 350.5019 | 0 | 0.0536 | 0.0007 | 0.038 | 0.0317 | 0.0034 | 0.105 | 0.4339 | 0.0068 | 0.0171 | 0.046 | 0.0053 | 0.0026 | 0.006 | 0.0046 | 0.0299 | 0.0016 | 0.0224 | 0.0162 | 0.0172 | 0.0062 | 0.0052 | 0.1635 | 0 | 0 | 0.0042 | 0.0004 | 0.0015 | 0.267 | 0 | 0
1f37113 | UGI | 2 | 05f_109019_419x230x572.dat | 0.0850;0.0850;0.1928 | 419;230;572 | (-0.1602;73.5575;39.0280) | 60 | 2.5 | 38 | 86.845 | 60 | EZpaque | [5] | [0] | 0 | 5 | 75 | normal | none | 6.4065 | 2.9016 | 18.5892 | 27.8185 | 12.5996 | 350.5019 | 0 | 0.0919 | 0.0009 | 0.0502 | 0.0585 | 0.0037 | 0.2093 | 0 | 0.0096 | 0.0336 | 0.0568 | 0.0093 | 0.003 | 0.0062 | 0.0044 | 0.0561 | 0.0016 | 0.0447 | 0.025 | 0.0276 | 0.0075 | 0.0046 | 0.3326 | 0 | 0 | 0.0044 | 0.0004 | 0.0013 | 0.7087 | 0 | 0
1f37113 | UGI | 2 | 05f_109019_419x230x572.dat | 0.0850;0.0850;0.1928 | 419;230;572 | (-0.1602;73.5575;39.0280) | 60 | 5.7448 | 47 | 86.845 | 60 | EZpaque | [5] | [0] | 0 | 5 | 75 | normal | none | 6.4065 | 2.9016 | 18.5892 | 27.8185 | 12.5996 | 350.5019 | 0 | 0.0707 | 0.0008 | 0.0458 | 0.047 | 0.0038 | 0.162 | 0.9138 | 0.0079 | 0.0243 | 0.0523 | 0.0069 | 0.0028 | 0.0063 | 0.0049 | 0.0412 | 0.0017 | 0.0339 | 0.0198 | 0.0217 | 0.0067 | 0.0051 | 0.2275 | 0 | 0 | 0.0045 | 0.0004 | 0.0016 | 0.5897 | 0 | 0
1f37113 | UGI | 2 | 05f_109019_419x230x572.dat | 0.0850;0.0850;0.1928 | 419;230;572 | (-0.1602;73.5575;39.0280) | 60 | 6.3535 | 49 | 86.845 | 60 | EZpaque | [5] | [0] | 0 | 5 | 75 | normal | none | 6.4065 | 2.9016 | 18.5892 | 27.8185 | 12.5996 | 350.5019 | 0 | 0.0676 | 0.0008 | 0.0452 | 0.0431 | 0.0037 | 0.1463 | 0.8265 | 0.0077 | 0.0233 | 0.0529 | 0.0066 | 0.0027 | 0.0064 | 0.005 | 0.039 | 0.0017 | 0.032 | 0.0192 | 0.0208 | 0.0066 | 0.0052 | 0.1976 | 0 | 0 | 0.0045 | 0.0004 | 0.0016 | 0.4726 | 0 | 0
1f37113 | UGI | 2 | 05f_109019_419x230x572.dat | 0.0850;0.0850;0.1928 | 419;230;572 | (-0.1602;73.5575;39.0280) | 80 | 2.9 | 44 | 86.845 | 60 | EZpaque | [5] | [0] | 0 | 5 | 75 | normal | none | 6.4065 | 2.9016 | 18.5892 | 27.8185 | 12.5996 | 350.5019 | 0 | 0.0799 | 0.0009 | 0.0464 | 0.0478 | 0.0037 | 0.1682 | 0.7766 | 0.0087 | 0.0264 | 0.0551 | 0.0077 | 0.0029 | 0.0062 | 0.0045 | 0.0449 | 0.0016 | 0.0366 | 0.0222 | 0.0237 | 0.0071 | 0.0048 | 0.2807 | 0 | 0 | 0.0044 | 0.0004 | 0.0013 | 0.5036 | 0 | 0
1f37113 | UGI | 2 | 05f_109019_419x230x572.dat | 0.0850;0.0850;0.1928 | 419;230;572 | (-0.1602;73.5575;39.0280) | 80 | 7.702 | 57 | 86.845 | 60 | EZpaque | [5] | [0] | 0 | 5 | 75 | normal | none | 6.4065 | 2.9016 | 18.5892 | 27.8185 | 12.5996 | 350.5019 | 0 | 0.0609 | 0.0008 | 0.0415 | 0.0378 | 0.0036 | 0.1279 | 0.5224 | 0.0073 | 0.0201 | 0.0503 | 0.006 | 0.0027 | 0.0063 | 0.0049 | 0.0337 | 0.0017 | 0.0261 | 0.0179 | 0.0186 | 0.0065 | 0.0052 | 0.1936 | 0 | 0 | 0.0044 | 0.0004 | 0.0016 | 0.471 | 0 | 0
1f37113 | UGI | 2 | 05f_109019_419x230x572.dat | 0.0850;0.0850;0.1928 | 419;230;572 | (-0.1602;73.5575;39.0280) | 80 | 8.502 | 60 | 86.845 | 60 | EZpaque | [5] | [0] | 0 | 5 | 75 | normal | none | 6.4065 | 2.9016 | 18.5892 | 27.8185 | 12.5996 | 350.5019 | 0 | 0.0575 | 0.0007 | 0.0399 | 0.036 | 0.0036 | 0.1261 | 0.5439 | 0.0071 | 0.0191 | 0.0486 | 0.0058 | 0.0026 | 0.0063 | 0.0049 | 0.0329 | 0.0017 | 0.0254 | 0.0173 | 0.0182 | 0.0064 | 0.0053 | 0.2076 | 0 | 0 | 0.0044 | 0.0004 | 0.0016 | 0.3439 | 0 | 0
1f37113 | UGI | 3 | 05f_109019_419x230x572.dat | 0.0850;0.0850;0.1928 | 419;230;572 | (-0.1602;73.5575;39.0280) | 110 | 3.9 | 52 | 86.845 | 60 | EZpaque | [5,133,110] | [30,30,100] | 0 | 10 | 75 | normal | none | 6.4065 | 2.9016 | 18.5892 | 27.8185 | 12.5996 | 350.5019 | 0 | 0.0692 | 0.0008 | 0.0444 | 0.0409 | 0.0036 | 0.1382 | 0.6158 | 0.0083 | 0.0236 | 0.0515 | 0.007 | 0.0029 | 0.0019 | 0.0031 | 0.0387 | 0.0016 | 0.0301 | 0.0203 | 0.0212 | 0.0071 | 0.0049 | 0.2023 | 0 | 0 | 0.0044 | 0.0004 | 0.0014 | 0.425 | 0 | 0
1f37113 | UGI | 3 | 05f_109019_419x230x572.dat | 0.0850;0.0850;0.1928 | 419;230;572 | (-0.1602;73.5575;39.0280) | 110 | 7.85 | 62 | 86.845 | 60 | EZpaque | [5,133,110] | [30,30,100] | 0 | 10 | 75 | normal | none | 6.4065 | 2.9016 | 18.5892 | 27.8185 | 12.5996 | 350.5019 | 0 | 0.0621 | 0.0008 | 0.0409 | 0.0357 | 0.0035 | 0.1235 | 0.483 | 0.0075 | 0.0198 | 0.0473 | 0.0062 | 0.0027 | 0.0018 | 0.0029 | 0.0336 | 0.0017 | 0.0259 | 0.0179 | 0.0188 | 0.0068 | 0.0052 | 0.1831 | 0 | 0 | 0.0043 | 0.0004 | 0.0015 | 0.4437 | 0 | 0
1f37113 | UGI | 3 | 05f_109019_419x230x572.dat | 0.0850;0.0850;0.1928 | 419;230;572 | (-0.1602;73.5575;39.0280) | 110 | 9.9905 | 69 | 86.845 | 60 | EZpaque | [5,133,110] | [30,30,100] | 0 | 10 | 75 | normal | none | 6.4065 | 2.9016 | 18.5892 | 27.8185 | 12.5996 | 350.5019 | 0 | 0.0568 | 0.0007 | 0.0394 | 0.0332 | 0.0034 | 0.1119 | 0.4699 | 0.0072 | 0.0179 | 0.0471 | 0.0057 | 0.0027 | 0.0018 | 0.0029 | 0.0312 | 0.0016 | 0.0235 | 0.0167 | 0.0178 | 0.0066 | 0.0052 | 0.1669 | 0 | 0 | 0.0043 | 0.0004 | 0.0015 | 0.267 | 0 | 0
1f37113 | UGI | 3 | 05f_109019_419x230x572.dat | 0.0850;0.0850;0.1928 | 419;230;572 | (-0.1602;73.5575;39.0280) | 60 | 2.5 | 38 | 86.845 | 60 | EZpaque | [5,133,110] | [30,30,100] | 0 | 10 | 75 | normal | none | 6.4065 | 2.9016 | 18.5892 | 27.8185 | 12.5996 | 350.5019 | 0 | 0.0989 | 0.0009 | 0.0512 | 0.0596 | 0.0038 | 0.2392 | 0 | 0.0101 | 0.0352 | 0.0573 | 0.0098 | 0.0032 | 0.0021 | 0.0033 | 0.0588 | 0.0016 | 0.0464 | 0.0256 | 0.0283 | 0.0078 | 0.0046 | 0.3326 | 0 | 0 | 0.0045 | 0.0004 | 0.0013 | 0.7087 | 0 | 0
1f37113 | UGI | 3 | 05f_109019_419x230x572.dat | 0.0850;0.0850;0.1928 | 419;230;572 | (-0.1602;73.5575;39.0280) | 60 | 5.7448 | 47 | 86.845 | 60 | EZpaque | [5,133,110] | [30,30,100] | 0 | 10 | 75 | normal | none | 6.4065 | 2.9016 | 18.5892 | 27.8185 | 12.5996 | 350.5019 | 0 | 0.0753 | 0.0008 | 0.0471 | 0.0485 | 0.0038 | 0.1649 | 0.6766 | 0.0083 | 0.0254 | 0.0538 | 0.0074 | 0.0029 | 0.0018 | 0.003 | 0.043 | 0.0017 | 0.0351 | 0.0202 | 0.0223 | 0.0071 | 0.0052 | 0.2337 | 0 | 0 | 0.0046 | 0.0004 | 0.0016 | 0.7603 | 0 | 0
1f37113 | UGI | 3 | 05f_109019_419x230x572.dat | 0.0850;0.0850;0.1928 | 419;230;572 | (-0.1602;73.5575;39.0280) | 60 | 6.3535 | 49 | 86.845 | 60 | EZpaque | [5,133,110] | [30,30,100] | 0 | 10 | 75 | normal | none | 6.4065 | 2.9016 | 18.5892 | 27.8185 | 12.5996 | 350.5019 | 0 | 0.071 | 0.0008 | 0.0468 | 0.0445 | 0.0038 | 0.1521 | 0.8265 | 0.0081 | 0.0245 | 0.0537 | 0.0071 | 0.0028 | 0.0018 | 0.0029 | 0.0407 | 0.0017 | 0.0332 | 0.0197 | 0.0213 | 0.007 | 0.0052 | 0.2057 | 0 | 0 | 0.0046 | 0.0004 | 0.0016 | 0.6026 | 0 | 0
1f37113 | UGI | 3 | 05f_109019_419x230x572.dat | 0.0850;0.0850;0.1928 | 419;230;572 | (-0.1602;73.5575;39.0280) | 80 | 2.9 | 44 | 86.845 | 60 | EZpaque | [5,133,110] | [30,30,100] | 0 | 10 | 75 | normal | none | 6.4065 | 2.9016 | 18.5892 | 27.8185 | 12.5996 | 350.5019 | 0 | 0.0843 | 0.0009 | 0.0481 | 0.0498 | 0.0037 | 0.1806 | 0.7766 | 0.0092 | 0.0276 | 0.0559 | 0.0083 | 0.003 | 0.002 | 0.0031 | 0.0463 | 0.0016 | 0.0379 | 0.0228 | 0.0244 | 0.0075 | 0.0048 | 0.3164 | 0 | 0 | 0.0045 | 0.0004 | 0.0014 | 0.5036 | 0 | 0
1f37113 | UGI | 3 | 05f_109019_419x230x572.dat | 0.0850;0.0850;0.1928 | 419;230;572 | (-0.1602;73.5575;39.0280) | 80 | 7.702 | 57 | 86.845 | 60 | EZpaque | [5,133,110] | [30,30,100] | 0 | 10 | 75 | normal | none | 6.4065 | 2.9016 | 18.5892 | 27.8185 | 12.5996 | 350.5019 | 0 | 0.064 | 0.0008 | 0.0423 | 0.0393 | 0.0036 | 0.1349 | 0.535 | 0.0077 | 0.0212 | 0.0514 | 0.0064 | 0.0028 | 0.0018 | 0.0029 | 0.035 | 0.0017 | 0.0274 | 0.0185 | 0.0194 | 0.0068 | 0.0053 | 0.1996 | 0 | 0 | 0.0045 | 0.0004 | 0.0016 | 0.471 | 0 | 0
1f37113 | UGI | 3 | 05f_109019_419x230x572.dat | 0.0850;0.0850;0.1928 | 419;230;572 | (-0.1602;73.5575;39.0280) | 80 | 8.502 | 60 | 86.845 | 60 | EZpaque | [5,133,110] | [30,30,100] | 0 | 10 | 75 | normal | none | 6.4065 | 2.9016 | 18.5892 | 27.8185 | 12.5996 | 350.5019 | 0 | 0.0607 | 0.0008 | 0.0411 | 0.0375 | 0.0036 | 0.1342 | 0.5439 | 0.0075 | 0.0202 | 0.0499 | 0.0062 | 0.0027 | 0.0017 | 0.0028 | 0.0341 | 0.0017 | 0.0268 | 0.018 | 0.019 | 0.0068 | 0.0053 | 0.2232 | 0 | 0 | 0.0045 | 0.0004 | 0.0016 | 0.3733 | 0 | 0
1f37113 | UGI | 4 | 05f_109019_419x230x572.dat | 0.0850;0.0850;0.1928 | 419;230;572 | (-0.1602;73.5575;30.4139) | 110 | 3.9 | 52 | 86.845 | 60 | EZpaque | [5,133,110,73] | [10,10,100,10] | 1 | 10 | 75 | normal | none | 6.4065 | 6.5236 | 41.7932 | 27.8185 | 28.327 | 788.0158 | 0 | 0.0123 | 0.0015 | 0.0059 | 0.0112 | 0.0067 | 0.034 | 0.1598 | 0.0016 | 0.005 | 0.0992 | 0.0014 | 0.0008 | 0.0013 | 0.0048 | 0.0088 | 0.002 | 0.0077 | 0.0031 | 0.0031 | 0.0029 | 0.0058 | 0.0674 | 0 | 0 | 0.0039 | 0.0004 | 0.0012 | 0.1318 | 0 | 0
1f37113 | UGI | 4 | 05f_109019_419x230x572.dat | 0.0850;0.0850;0.1928 | 419;230;572 | (-0.1602;73.5575;30.4139) | 110 | 7.85 | 62 | 86.845 | 60 | EZpaque | [5,133,110,73] | [10,10,100,10] | 1 | 10 | 75 | normal | none | 6.4065 | 6.5236 | 41.7932 | 27.8185 | 28.327 | 788.0158 | 0 | 0.0113 | 0.0014 | 0.006 | 0.0097 | 0.0064 | 0.0296 | 0.1276 | 0.0015 | 0.0045 | 0.0942 | 0.0013 | 0.0008 | 0.0012 | 0.0047 | 0.0078 | 0.0021 | 0.0066 | 0.003 | 0.003 | 0.0027 | 0.006 | 0.0606 | 0 | 0 | 0.0038 | 0.0004 | 0.0013 | 0.1104 | 0 | 0
1f37113 | UGI | 4 | 05f_109019_419x230x572.dat | 0.0850;0.0850;0.1928 | 419;230;572 | (-0.1602;73.5575;30.4139) | 110 | 9.9905 | 69 | 86.845 | 60 | EZpaque | [5,133,110,73] | [10,10,100,10] | 1 | 10 | 75 | normal | none | 6.4065 | 6.5236 | 41.7932 | 27.8185 | 28.327 | 788.0158 | 0 | 0.0109 | 0.0013 | 0.0059 | 0.009 | 0.0062 | 0.0279 | 0.1195 | 0.0015 | 0.0042 | 0.091 | 0.0012 | 0.0008 | 0.0012 | 0.0047 | 0.0074 | 0.0021 | 0.0062 | 0.003 | 0.0029 | 0.0027 | 0.006 | 0.0533 | 0 | 0 | 0.0037 | 0.0004 | 0.0013 | 0.1034 | 0 | 0
1f37113 | UGI | 4 | 05f_109019_419x230x572.dat | 0.0850;0.0850;0.1928 | 419;230;572 | (-0.1602;73.5575;30.4139) | 60 | 2.5 | 38 | 86.845 | 60 | EZpaque | [5,133,110,73] | [10,10,100,10] | 1 | 10 | 75 | normal | none | 6.4065 | 6.5236 | 41.7932 | 27.8185 | 28.327 | 788.0158 | 0 | 0.0139 | 0.0019 | 0.0058 | 0.0157 | 0.0073 | 0.0462 | 0.3554 | 0.0016 | 0.0062 | 0.1404 | 0.0016 | 0.0008 | 0.0015 | 0.0049 | 0.0109 | 0.002 | 0.0109 | 0.0031 | 0.0032 | 0.0031 | 0.0056 | 0.1101 | 0 | 0 | 0.004 | 0.0004 | 0.0011 | 0.25 | 0 | 0
1f37113 | UGI | 4 | 05f_109019_419x230x572.dat | 0.0850;0.0850;0.1928 | 419;230;572 | (-0.1602;73.5575;30.4139) | 60 | 5.7448 | 47 | 86.845 | 60 | EZpaque | [5,133,110,73] | [10,10,100,10] | 1 | 10 | 75 | normal | none | 6.4065 | 6.5236 | 41.7932 | 27.8185 | 28.327 | 788.0158 | 0 | 0.0123 | 0.0015 | 0.0065 | 0.0121 | 0.0069 | 0.036 | 0.1753 | 0.0016 | 0.0051 | 0.107 | 0.0014 | 0.0008 | 0.0013 | 0.0048 | 0.0089 | 0.0021 | 0.0083 | 0.003 | 0.0031 | 0.0029 | 0.006 | 0.0799 | 0 | 0 | 0.004 | 0.0004 | 0.0013 | 0.1522 | 0 | 0
1f37113 | UGI | 4 | 05f_109019_419x230x572.dat | 0.0850;0.0850;0.1928 | 419;230;572 | (-0.1602;73.5575;30.4139) | 60 | 6.3535 | 49 | 86.845 | 60 | EZpaque | [5,133,110,73] | [10,10,100,10] | 1 | 10 | 75 | normal | none | 6.4065 | 6.5236 | 41.7932 | 27.8185 | 28.327 | 788.0158 | 0 | 0.0121 | 0.0015 | 0.0065 | 0.0117 | 0.0069 | 0.0342 | 0.1716 | 0.0016 | 0.0049 | 0.1075 | 0.0014 | 0.0008 | 0.0012 | 0.0047 | 0.0087 | 0.0022 | 0.008 | 0.0031 | 0.0031 | 0.0029 | 0.006 | 0.075 | 0 | 0 | 0.004 | 0.0004 | 0.0013 | 0.1574 | 0 | 0
1f37113 | UGI | 4 | 05f_109019_419x230x572.dat | 0.0850;0.0850;0.1928 | 419;230;572 | (-0.1602;73.5575;30.4139) | 80 | 2.9 | 44 | 86.845 | 60 | EZpaque | [5,133,110,73] | [10,10,100,10] | 1 | 10 | 75 | normal | none | 6.4065 | 6.5236 | 41.7932 | 27.8185 | 28.327 | 788.0158 | 0 | 0.0131 | 0.0017 | 0.0059 | 0.0134 | 0.007 | 0.041 | 0.1806 | 0.0016 | 0.0056 | 0.1211 | 0.0015 | 0.0008 | 0.0014 | 0.0048 | 0.0098 | 0.002 | 0.0092 | 0.0031 | 0.0031 | 0.003 | 0.0057 | 0.0832 | 0 | 0 | 0.0039 | 0.0004 | 0.0011 | 0.1864 | 0 | 0
1f37113 | UGI | 4 | 05f_109019_419x230x572.dat | 0.0850;0.0850;0.1928 | 419;230;572 | (-0.1602;73.5575;30.4139) | 80 | 7.702 | 57 | 86.845 | 60 | EZpaque | [5,133,110,73] | [10,10,100,10] | 1 | 10 | 75 | normal | none | 6.4065 | 6.5236 | 41.7932 | 27.8185 | 28.327 | 788.0158 | 0 | 0.0117 | 0.0014 | 0.0063 | 0.0103 | 0.0066 | 0.0306 | 0.1473 | 0.0015 | 0.0046 | 0.0987 | 0.0013 | 0.0008 | 0.0012 | 0.0047 | 0.008 | 0.0021 | 0.007 | 0.0031 | 0.003 | 0.0028 | 0.0061 | 0.0638 | 0 | 0 | 0.0039 | 0.0004 | 0.0013 | 0.1316 | 0 | 0
1f37113 | UGI | 4 | 05f_109019_419x230x572.dat | 0.0850;0.0850;0.1928 | 419;230;572 | (-0.1602;73.5575;30.4139) | 80 | 8.502 | 60 | 86.845 | 60 | EZpaque | [5,133,110,73] | [10,10,100,10] | 1 | 10 | 75 | normal | none | 6.4065 | 6.5236 | 41.7932 | 27.8185 | 28.327 | 788.0158 | 0 | 0.0115 | 0.0014 | 0.0063 | 0.0099 | 0.0065 | 0.0302 | 0.1372 | 0.0015 | 0.0045 | 0.0993 | 0.0013 | 0.0008 | 0.0012 | 0.0046 | 0.0078 | 0.0021 | 0.0067 | 0.0031 | 0.003 | 0.0028 | 0.0061 | 0.0614 | 0 | 0 | 0.0039 | 0.0004 | 0.0013 | 0.1252 | 0 | 0
1f37113 | UGI | 5 | 05f_109019_419x230x572.dat | 0.0850;0.0850;0.1928 | 419;230;572 | (0.1254;69.2650;29.6645) | 110 | 3.9 | 52 | 83.87 | 60 | EZpaque | [110,73] | [100,60] | 1 | 10 | 75 | normal | none | 5.436 | 6.474 | 35.1925 | 22.7958 | 27.1486 | 618.876 | 0 | 0.0089 | 0.0018 | 0.0101 | 0.0098 | 0.0086 | 0.0235 | 0.138 | 0.0016 | 0.0038 | 0.1335 | 0.0009 | 0.0006 | 0.001 | 0.0132 | 0.008 | 0.0021 | 0.0064 | 0.0025 | 0.0031 | 0.0028 | 0.0075 | 0.0561 | 0 | 0 | 0.0039 | 0.0003 | 0.0011 | 0.1208 | 0 | 0
1f37113 | UGI | 5 | 05f_109019_419x230x572.dat | 0.0850;0.0850;0.1928 | 419;230;572 | (0.1254;69.2650;29.6645) | 110 | 7.85 | 62 | 83.87 | 60 | EZpaque | [110,73] | [100,60] | 1 | 10 | 75 | normal | none | 5.436 | 6.474 | 35.1925 | 22.7958 | 27.1486 | 618.876 | 0 | 0.0085 | 0.0016 | 0.009 | 0.0084 | 0.0079 | 0.0213 | 0.1216 | 0.0015 | 0.0035 | 0.1258 | 0.0008 | 0.0006 | 0.0009 | 0.0116 | 0.0072 | 0.0021 | 0.0055 | 0.0025 | 0.003 | 0.0026 | 0.007 | 0.0487 | 0 | 0 | 0.0036 | 0.0003 | 0.0012 | 0.0963 | 0 | 0
1f37113 | UGI | 5 | 05f_109019_419x230x572.dat | 0.0850;0.0850;0.1928 | 419;230;572 | (0.1254;69.2650;29.6645) | 110 | 9.9905 | 69 | 83.87 | 60 | EZpaque | [110,73] | [100,60] | 1 | 10 | 75 | normal | none | 5.436 | 6.474 | 35.1925 | 22.7958 | 27.1486 | 618.876 | 0 | 0.0083 | 0.0016 | 0.0085 | 0.0078 | 0.0075 | 0.02 | 0.1044 | 0.0014 | 0.0034 | 0.1086 | 0.0008 | 0.0006 | 0.0009 | 0.0109 | 0.0068 | 0.0021 | 0.0052 | 0.0025 | 0.0029 | 0.0025 | 0.0068 | 0.0455 | 0 | 0 | 0.0035 | 0.0003 | 0.0012 | 0.0903 | 0 | 0
1f37113 | UGI | 5 | 05f_109019_419x230x572.dat | 0.0850;0.0850;0.1928 | 419;230;572 | (0.1254;69.2650;29.6645) | 60 | 2.5 | 38 | 83.87 | 60 | EZpaque | [110,73] | [100,60] | 1 | 10 | 75 | normal | none | 5.436 | 6.474 | 35.1925 | 22.7958 | 27.1486 | 618.876 | 0 | 0.0095 | 0.0022 | 0.0128 | 0.0138 | 0.0103 | 0.0301 | 0.2244 | 0.0017 | 0.0046 | 0.2121 | 0.0009 | 0.0006 | 0.0012 | 0.0168 | 0.0101 | 0.0021 | 0.0091 | 0.0025 | 0.0034 | 0.0032 | 0.0084 | 0.0966 | 0 | 0 | 0.0042 | 0.0003 | 0.001 | 0.1877 | 0 | 0
1f37113 | UGI | 5 | 05f_109019_419x230x572.dat | 0.0850;0.0850;0.1928 | 419;230;572 | (0.1254;69.2650;29.6645) | 60 | 5.7448 | 47 | 83.87 | 60 | EZpaque | [110,73] | [100,60] | 1 | 10 | 75 | normal | none | 5.436 | 6.474 | 35.1925 | 22.7958 | 27.1486 | 618.876 | 0 | 0.0088 | 0.0018 | 0.0108 | 0.0103 | 0.0089 | 0.0246 | 0.1713 | 0.0016 | 0.0038 | 0.146 | 0.0009 | 0.0006 | 0.001 | 0.0137 | 0.0082 | 0.0022 | 0.0068 | 0.0025 | 0.0032 | 0.0028 | 0.0075 | 0.0711 | 0 | 0 | 0.0039 | 0.0003 | 0.0012 | 0.1325 | 0 | 0
1f37113 | UGI | 5 | 05f_109019_419x230x572.dat | 0.0850;0.0850;0.1928 | 419;230;572 | (0.1254;69.2650;29.6645) | 60 | 6.3535 | 49 | 83.87 | 60 | EZpaque | [110,73] | [100,60] | 1 | 10 | 75 | normal | none | 5.436 | 6.474 | 35.1925 | 22.7958 | 27.1486 | 618.876 | 0 | 0.0087 | 0.0018 | 0.0106 | 0.0099 | 0.0088 | 0.023 | 0.1588 | 0.0016 | 0.0037 | 0.1455 | 0.0009 | 0.0006 | 0.0009 | 0.0134 | 0.0079 | 0.0022 | 0.0065 | 0.0025 | 0.0031 | 0.0028 | 0.0074 | 0.0665 | 0 | 0 | 0.0039 | 0.0003 | 0.0012 | 0.1255 | 0 | 0
1f37113 | UGI | 5 | 05f_109019_419x230x572.dat | 0.0850;0.0850;0.1928 | 419;230;572 | (0.1254;69.2650;29.6645) | 80 | 2.9 | 44 | 83.87 | 60 | EZpaque | [110,73] | [100,60] | 1 | 10 | 75 | normal | none | 5.436 | 6.474 | 35.1925 | 22.7958 | 27.1486 | 618.876 | 0 | 0.0092 | 0.002 | 0.0116 | 0.0116 | 0.0095 | 0.0273 | 0.1643 | 0.0016 | 0.0042 | 0.1617 | 0.0009 | 0.0006 | 0.0011 | 0.015 | 0.009 | 0.0022 | 0.0076 | 0.0025 | 0.0033 | 0.003 | 0.008 | 0.079 | 0 | 0 | 0.0041 | 0.0003 | 0.001 | 0.1505 | 0 | 0
1f37113 | UGI | 5 | 05f_109019_419x230x572.dat | 0.0850;0.0850;0.1928 | 419;230;572 | (0.1254;69.2650;29.6645) | 80 | 7.702 | 57 | 83.87 | 60 | EZpaque | [110,73] | [100,60] | 1 | 10 | 75 | normal | none | 5.436 | 6.474 | 35.1925 | 22.7958 | 27.1486 | 618.876 | 0 | 0.0086 | 0.0017 | 0.0096 | 0.0088 | 0.0082 | 0.0217 | 0.1363 | 0.0015 | 0.0035 | 0.1319 | 0.0008 | 0.0006 | 0.0009 | 0.0122 | 0.0074 | 0.0022 | 0.0058 | 0.0025 | 0.0031 | 0.0027 | 0.0072 | 0.053 | 0 | 0 | 0.0038 | 0.0003 | 0.0012 | 0.1033 | 0 | 0
1f37113 | UGI | 5 | 05f_109019_419x230x572.dat | 0.0850;0.0850;0.1928 | 419;230;572 | (0.1254;69.2650;29.6645) | 80 | 8.502 | 60 | 83.87 | 60 | EZpaque | [110,73] | [100,60] | 1 | 10 | 75 | normal | none | 5.436 | 6.474 | 35.1925 | 22.7958 | 27.1486 | 618.876 | 0 | 0.0085 | 0.0016 | 0.0094 | 0.0085 | 0.008 | 0.0212 | 0.1154 | 0.0015 | 0.0035 | 0.1207 | 0.0008 | 0.0006 | 0.0009 | 0.012 | 0.0072 | 0.0022 | 0.0056 | 0.0026 | 0.003 | 0.0027 | 0.0071 | 0.0514 | 0 | 0 | 0.0037 | 0.0004 | 0.0012 | 0.0995 | 0 | 0
1f37113 | UGI | 6 | 05f_109019_419x230x572.dat | 0.0850;0.0850;0.1928 | 419;230;572 | (0.8363;73.4725;14.0821) | 110 | 3.9 | 52 | 87.015 | 60 | EZpaque | [73,75] | [100,10] | 1 | 10 | 75 | normal | none | 5.5284 | 4.4072 | 24.3646 | 24.0526 | 19.1745 | 461.1974 | 0 | 0.0057 | 0.0101 | 0.0122 | 0.0012 | 0.0615 | 0.0056 | 0.0269 | 0.0028 | 0.001 | 0.4763 | 0.0004 | 0.0019 | 0.0093 | 0.0666 | 0.0032 | 0.0233 | 0.001 | 0.0041 | 0.0034 | 0.0094 | 0.0441 | 0.012 | 0 | 0 | 0.0024 | 0.0005 | 0.001 | 0.023 | 0 | 0
1f37113 | UGI | 6 | 05f_109019_419x230x572.dat | 0.0850;0.0850;0.1928 | 419;230;572 | (0.8363;73.4725;14.0821) | 110 | 7.85 | 62 | 87.015 | 60 | EZpaque | [73,75] | [100,10] | 1 | 10 | 75 | normal | none | 5.5284 | 4.4072 | 24.3646 | 24.0526 | 19.1745 | 461.1974 | 0 | 0.0054 | 0.0085 | 0.0115 | 0.0012 | 0.0534 | 0.0054 | 0.0237 | 0.0025 | 0.001 | 0.3061 | 0.0004 | 0.0018 | 0.0083 | 0.0594 | 0.0029 | 0.0202 | 0.001 | 0.0036 | 0.003 | 0.0083 | 0.04 | 0.0107 | 0 | 0 | 0.0024 | 0.0005 | 0.0011 | 0.0204 | 0 | 0
1f37113 | UGI | 6 | 05f_109019_419x230x572.dat | 0.0850;0.0850;0.1928 | 419;230;572 | (0.8363;73.4725;14.0821) | 110 | 9.9905 | 69 | 87.015 | 60 | EZpaque | [73,75] | [100,10] | 1 | 10 | 75 | normal | none | 5.5284 | 4.4072 | 24.3646 | 24.0526 | 19.1745 | 461.1974 | 0 | 0.0052 | 0.0077 | 0.011 | 0.0012 | 0.0483 | 0.0053 | 0.0227 | 0.0024 | 0.001 | 0.3381 | 0.0004 | 0.0017 | 0.0079 | 0.0533 | 0.0027 | 0.0187 | 0.0009 | 0.0034 | 0.0028 | 0.0078 | 0.0368 | 0.01 | 0 | 0 | 0.0024 | 0.0005 | 0.0011 | 0.0193 | 0 | 0
1f37113 | UGI | 6 | 05f_109019_419x230x572.dat | 0.0850;0.0850;0.1928 | 419;230;572 | (0.8363;73.4725;14.0821) | 60 | 2.5 | 38 | 87.015 | 60 | EZpaque | [73,75] | [100,10] | 1 | 10 | 75 | normal | none | 5.5284 | 4.4072 | 24.3646 | 24.0526 | 19.1745 | 461.1974 | 0 | 0.0064 | 0.0161 | 0.0136 | 0.0012 | 0.0923 | 0.0059 | 0.034 | 0.0034 | 0.0011 | 0.5575 | 0.0004 | 0.0021 | 0.0117 | 0.0917 | 0.0039 | 0.032 | 0.001 | 0.0055 | 0.0043 | 0.0123 | 0.0599 | 0.0155 | 0 | 0 | 0.0023 | 0.0004 | 0.0009 | 0.03 | 0 | 0
1f37113 | UGI | 6 | 05f_109019_419x230x572.dat | 0.0850;0.0850;0.1928 | 419;230;572 | (0.8363;73.4725;14.0821) | 60 | 5.7448 | 47 | 87.015 | 60 | EZpaque | [73,75] | [100,10] | 1 | 10 | 75 | normal | none | 5.5284 | 4.4072 | 24.3646 | 24.0526 | 19.1745 | 461.1974 | 0 | 0.0058 | 0.0115 | 0.0128 | 0.0012 | 0.0688 | 0.0056 | 0.0277 | 0.0028 | 0.001 | 0.5217 | 0.0004 | 0.0019 | 0.0094 | 0.0704 | 0.0032 | 0.025 | 0.001 | 0.0043 | 0.0034 | 0.0096 | 0.0467 | 0.0123 | 0 | 0 | 0.0025 | 0.0005 | 0.0011 | 0.0235 | 0 | 0
1f37113 | UGI | 6 | 05f_109019_419x230x572.dat | 0.0850;0.0850;0.1928 | 419;230;572 | (0.8363;73.4725;14.0821) | 60 | 6.3535 | 49 | 87.015 | 60 | EZpaque | [73,75] | [100,10] | 1 | 10 | 75 | normal | none | 5.5284 | 4.4072 | 24.3646 | 24.0526 | 19.1745 | 461.1974 | 0 | 0.0058 | 0.0109 | 0.0128 | 0.0012 | 0.0661 | 0.0056 | 0.0266 | 0.0027 | 0.001 | 0.4424 | 0.0004 | 0.0019 | 0.0092 | 0.0649 | 0.0031 | 0.0241 | 0.001 | 0.0041 | 0.0033 | 0.0093 | 0.0433 | 0.012 | 0 | 0 | 0.0025 | 0.0005 | 0.0011 | 0.0229 | 0 | 0
1f37113 | UGI | 6 | 05f_109019_419x230x572.dat | 0.0850;0.0850;0.1928 | 419;230;572 | (0.8363;73.4725;14.0821) | 80 | 2.9 | 44 | 87.015 | 60 | EZpaque | [73,75] | [100,10] | 1 | 10 | 75 | normal | none | 5.5284 | 4.4072 | 24.3646 | 24.0526 | 19.1745 | 461.1974 | 0 | 0.0061 | 0.0125 | 0.0131 | 0.0012 | 0.0756 | 0.0058 | 0.0303 | 0.0031 | 0.0011 | 0.525 | 0.0004 | 0.002 | 0.0105 | 0.0746 | 0.0035 | 0.0278 | 0.001 | 0.0047 | 0.0038 | 0.0107 | 0.0521 | 0.0135 | 0 | 0 | 0.0024 | 0.0005 | 0.0009 | 0.0261 | 0 | 0
1f37113 | UGI | 6 | 05f_109019_419x230x572.dat | 0.0850;0.0850;0.1928 | 419;230;572 | (0.8363;73.4725;14.0821) | 80 | 7.702 | 57 | 87.015 | 60 | EZpaque | [73,75] | [100,10] | 1 | 10 | 75 | normal | none | 5.5284 | 4.4072 | 24.3646 | 24.0526 | 19.1745 | 461.1974 | 0 | 0.0055 | 0.0091 | 0.0121 | 0.0012 | 0.0564 | 0.0055 | 0.0249 | 0.0026 | 0.001 | 0.4831 | 0.0004 | 0.0018 | 0.0086 | 0.0629 | 0.003 | 0.0213 | 0.001 | 0.0038 | 0.0031 | 0.0085 | 0.0418 | 0.011 | 0 | 0 | 0.0025 | 0.0005 | 0.0011 | 0.021 | 0 | 0
1f37113 | UGI | 6 | 05f_109019_419x230x572.dat | 0.0850;0.0850;0.1928 | 419;230;572 | (0.8363;73.4725;14.0821) | 80 | 8.502 | 60 | 87.015 | 60 | EZpaque | [73,75] | [100,10] | 1 | 10 | 75 | normal | none | 5.5284 | 4.4072 | 24.3646 | 24.0526 | 19.1745 | 461.1974 | 0 | 0.0055 | 0.0087 | 0.0118 | 0.0012 | 0.0551 | 0.0055 | 0.0239 | 0.0026 | 0.001 | 0.3837 | 0.0004 | 0.0018 | 0.0085 | 0.0604 | 0.0029 | 0.0205 | 0.001 | 0.0037 | 0.003 | 0.0083 | 0.0394 | 0.0107 | 0 | 0 | 0.0025 | 0.0005 | 0.0011 | 0.0204 | 0 | 0
1f37113 | UGI | 7 | 05f_109019_419x230x572.dat | 0.0850;0.0850;0.1928 | 419;230;572 | (0.8363;73.4725;14.0821) | 110 | 3.9 | 52 | 87.015 | 60 | EZpaque | [73,75] | [90,20] | 1 | 10 | 75 | normal | none | 5.5284 | 4.4072 | 24.3646 | 24.0526 | 19.1745 | 461.1974 | 0 | 0.0057 | 0.0101 | 0.0122 | 0.0012 | 0.0613 | 0.0056 | 0.0285 | 0.0028 | 0.001 | 0.4763 | 0.0004 | 0.0019 | 0.0093 | 0.0669 | 0.0032 | 0.0233 | 0.001 | 0.0041 | 0.0034 | 0.0094 | 0.0441 | 0.0125 | 0 | 0 | 0.0024 | 0.0005 | 0.001 | 0.0237 | 0 | 0
1f37113 | UGI | 7 | 05f_109019_419x230x572.dat | 0.0850;0.0850;0.1928 | 419;230;572 | (0.8363;73.4725;14.0821) | 110 | 7.85 | 62 | 87.015 | 60 | EZpaque | [73,75] | [90,20] | 1 | 10 | 75 | normal | none | 5.5284 | 4.4072 | 24.3646 | 24.0526 | 19.1745 | 461.1974 | 0 | 0.0054 | 0.0085 | 0.0115 | 0.0012 | 0.0534 | 0.0054 | 0.0249 | 0.0025 | 0.001 | 0.3061 | 0.0004 | 0.0018 | 0.0083 | 0.0595 | 0.0029 | 0.0203 | 0.001 | 0.0036 | 0.003 | 0.0083 | 0.0402 | 0.0111 | 0 | 0 | 0.0024 | 0.0005 | 0.0011 | 0.0211 | 0 | 0
1f37113 | UGI | 7 | 05f_109019_419x230x572.dat | 0.0850;0.0850;0.1928 | 419;230;572 | (0.8363;73.4725;14.0821) | 110 | 9.9905 | 69 | 87.015 | 60 | EZpaque | [73,75] | [90,20] | 1 | 10 | 75 | normal | none | 5.5284 | 4.4072 | 24.3646 | 24.0526 | 19.1745 | 461.1974 | 0 | 0.0052 | 0.0077 | 0.011 | 0.0012 | 0.0484 | 0.0053 | 0.0233 | 0.0024 | 0.001 | 0.3381 | 0.0004 | 0.0017 | 0.0079 | 0.0533 | 0.0027 | 0.0187 | 0.0009 | 0.0034 | 0.0028 | 0.0078 | 0.0369 | 0.0104 | 0 | 0 | 0.0024 | 0.0005 | 0.0011 | 0.0199 | 0 | 0
1f37113 | UGI | 7 | 05f_109019_419x230x572.dat | 0.0850;0.0850;0.1928 | 419;230;572 | (0.8363;73.4725;14.0821) | 60 | 2.5 | 38 | 87.015 | 60 | EZpaque | [73,75] | [90,20] | 1 | 10 | 75 | normal | none | 5.5284 | 4.4072 | 24.3646 | 24.0526 | 19.1745 | 461.1974 | 0 | 0.0064 | 0.0161 | 0.0136 | 0.0012 | 0.0924 | 0.0059 | 0.0354 | 0.0034 | 0.0011 | 0.5575 | 0.0004 | 0.0021 | 0.0117 | 0.0913 | 0.0039 | 0.032 | 0.0011 | 0.0055 | 0.0043 | 0.0123 | 0.06 | 0.0162 | 0 | 0 | 0.0023 | 0.0004 | 0.0009 | 0.0309 | 0 | 0
1f37113 | UGI | 7 | 05f_109019_419x230x572.dat | 0.0850;0.0850;0.1928 | 419;230;572 | (0.8363;73.4725;14.0821) | 60 | 5.7448 | 47 | 87.015 | 60 | EZpaque | [73,75] | [90,20] | 1 | 10 | 75 | normal | none | 5.5284 | 4.4072 | 24.3646 | 24.0526 | 19.1745 | 461.1974 | 0 | 0.0058 | 0.0115 | 0.0128 | 0.0012 | 0.0687 | 0.0056 | 0.0288 | 0.0028 | 0.001 | 0.5217 | 0.0004 | 0.0019 | 0.0094 | 0.0703 | 0.0032 | 0.025 | 0.001 | 0.0043 | 0.0034 | 0.0096 | 0.0467 | 0.013 | 0 | 0 | 0.0025 | 0.0005 | 0.0011 | 0.0243 | 0 | 0
1f37113 | UGI | 7 | 05f_109019_419x230x572.dat | 0.0850;0.0850;0.1928 | 419;230;572 | (0.8363;73.4725;14.0821) | 60 | 6.3535 | 49 | 87.015 | 60 | EZpaque | [73,75] | [90,20] | 1 | 10 | 75 | normal | none | 5.5284 | 4.4072 | 24.3646 | 24.0526 | 19.1745 | 461.1974 | 0 | 0.0058 | 0.0109 | 0.0128 | 0.0012 | 0.0662 | 0.0056 | 0.028 | 0.0027 | 0.0011 | 0.4424 | 0.0004 | 0.0019 | 0.0092 | 0.0653 | 0.0032 | 0.0242 | 0.001 | 0.0041 | 0.0033 | 0.0093 | 0.0433 | 0.0126 | 0 | 0 | 0.0025 | 0.0005 | 0.0011 | 0.0235 | 0 | 0
1f37113 | UGI | 7 | 05f_109019_419x230x572.dat | 0.0850;0.0850;0.1928 | 419;230;572 | (0.8363;73.4725;14.0821) | 80 | 2.9 | 44 | 87.015 | 60 | EZpaque | [73,75] | [90,20] | 1 | 10 | 75 | normal | none | 5.5284 | 4.4072 | 24.3646 | 24.0526 | 19.1745 | 461.1974 | 0 | 0.0061 | 0.0125 | 0.0131 | 0.0012 | 0.0757 | 0.0058 | 0.0314 | 0.0031 | 0.0011 | 0.525 | 0.0004 | 0.002 | 0.0105 | 0.0747 | 0.0036 | 0.0278 | 0.001 | 0.0047 | 0.0038 | 0.0107 | 0.0518 | 0.0142 | 0 | 0 | 0.0024 | 0.0005 | 0.0009 | 0.0272 | 0 | 0
1f37113 | UGI | 7 | 05f_109019_419x230x572.dat | 0.0850;0.0850;0.1928 | 419;230;572 | (0.8363;73.4725;14.0821) | 80 | 7.702 | 57 | 87.015 | 60 | EZpaque | [73,75] | [90,20] | 1 | 10 | 75 | normal | none | 5.5284 | 4.4072 | 24.3646 | 24.0526 | 19.1745 | 461.1974 | 0 | 0.0055 | 0.0091 | 0.0121 | 0.0012 | 0.0564 | 0.0055 | 0.0258 | 0.0026 | 0.001 | 0.4831 | 0.0004 | 0.0018 | 0.0086 | 0.0629 | 0.003 | 0.0214 | 0.001 | 0.0038 | 0.0031 | 0.0086 | 0.0418 | 0.0115 | 0 | 0 | 0.0025 | 0.0005 | 0.0011 | 0.0217 | 0 | 0
1f37113 | UGI | 7 | 05f_109019_419x230x572.dat | 0.0850;0.0850;0.1928 | 419;230;572 | (0.8363;73.4725;14.0821) | 80 | 8.502 | 60 | 87.015 | 60 | EZpaque | [73,75] | [90,20] | 1 | 10 | 75 | normal | none | 5.5284 | 4.4072 | 24.3646 | 24.0526 | 19.1745 | 461.1974 | 0 | 0.0055 | 0.0087 | 0.0118 | 0.0012 | 0.0549 | 0.0055 | 0.025 | 0.0026 | 0.001 | 0.3837 | 0.0004 | 0.0018 | 0.0085 | 0.0608 | 0.0029 | 0.0206 | 0.001 | 0.0037 | 0.003 | 0.0083 | 0.0395 | 0.0112 | 0 | 0 | 0.0025 | 0.0005 | 0.0011 | 0.0214 | 0 | 0
1f37113 | UGI | 8 | 05f_109019_419x230x572.dat | 0.0850;0.0850;0.1928 | 419;230;572 | (0.1749;69.2650;13.4236) | 110 | 3.9 | 52 | 83.87 | 60 | EZpaque | [73,75] | [90,20] | 1 | 10 | 75 | normal | none | 7.8373 | 4.4571 | 34.9318 | 32.8656 | 18.691 | 614.2918 | 0 | 0.004 | 0.012 | 0.0226 | 0.0017 | 0.0817 | 0.0076 | 0.0269 | 0.0036 | 0.0008 | 0.561 | 0.0006 | 0.0023 | 0.0096 | 0.0967 | 0.0019 | 0.0293 | 0.0011 | 0.0014 | 0.0022 | 0.0122 | 0.0537 | 0.0126 | 0 | 0 | 0.0026 | 0.0005 | 0.0011 | 0.0232 | 0 | 0
1f37113 | UGI | 8 | 05f_109019_419x230x572.dat | 0.0850;0.0850;0.1928 | 419;230;572 | (0.1749;69.2650;13.4236) | 110 | 7.85 | 62 | 83.87 | 60 | EZpaque | [73,75] | [90,20] | 1 | 10 | 75 | normal | none | 7.8373 | 4.4571 | 34.9318 | 32.8656 | 18.691 | 614.2918 | 0 | 0.0041 | 0.0102 | 0.0194 | 0.0017 | 0.0689 | 0.0073 | 0.024 | 0.0033 | 0.0009 | 0.529 | 0.0006 | 0.0021 | 0.0088 | 0.0831 | 0.0019 | 0.0248 | 0.0011 | 0.0014 | 0.0021 | 0.0107 | 0.0471 | 0.0112 | 0 | 0 | 0.0026 | 0.0005 | 0.0012 | 0.0207 | 0 | 0
1f37113 | UGI | 8 | 05f_109019_419x230x572.dat | 0.0850;0.0850;0.1928 | 419;230;572 | (0.1749;69.2650;13.4236) | 110 | 9.9905 | 69 | 83.87 | 60 | EZpaque | [73,75] | [90,20] | 1 | 10 | 75 | normal | none | 7.8373 | 4.4571 | 34.9318 | 32.8656 | 18.691 | 614.2918 | 0 | 0.0041 | 0.0093 | 0.0182 | 0.0016 | 0.0635 | 0.0071 | 0.0231 | 0.0031 | 0.0009 | 0.5682 | 0.0006 | 0.002 | 0.0085 | 0.0785 | 0.0019 | 0.0236 | 0.001 | 0.0014 | 0.0021 | 0.01 | 0.0439 | 0.0106 | 0 | 0 | 0.0026 | 0.0005 | 0.0012 | 0.0198 | 0 | 0
1f37113 | UGI | 8 | 05f_109019_419x230x572.dat | 0.0850;0.0850;0.1928 | 419;230;572 | (0.1749;69.2650;13.4236) | 60 | 2.5 | 38 | 83.87 | 60 | EZpaque | [73,75] | [90,20] | 1 | 10 | 75 | normal | none | 7.8373 | 4.4571 | 34.9318 | 32.8656 | 18.691 | 614.2918 | 0 | 0.0039 | 0.0192 | 0.0301 | 0.0018 | 0.1382 | 0.0084 | 0.0334 | 0.0043 | 0.0008 | 0.6072 | 0.0006 | 0.0025 | 0.0113 | 0.1217 | 0.002 | 0.0412 | 0.0012 | 0.0013 | 0.0024 | 0.0162 | 0.0722 | 0.0158 | 0 | 0 | 0.0026 | 0.0005 | 0.001 | 0.0286 | 0 | 0
1f37113 | UGI | 8 | 05f_109019_419x230x572.dat | 0.0850;0.0850;0.1928 | 419;230;572 | (0.1749;69.2650;13.4236) | 60 | 5.7448 | 47 | 83.87 | 60 | EZpaque | [73,75] | [90,20] | 1 | 10 | 75 | normal | none | 7.8373 | 4.4571 | 34.9318 | 32.8656 | 18.691 | 614.2918 | 0 | 0.0042 | 0.0138 | 0.0242 | 0.0018 | 0.0956 | 0.0077 | 0.0273 | 0.0036 | 0.0009 | 0.6586 | 0.0006 | 0.0022 | 0.0097 | 0.1069 | 0.0019 | 0.0308 | 0.0011 | 0.0014 | 0.0022 | 0.0125 | 0.0555 | 0.0127 | 0 | 0 | 0.0027 | 0.0006 | 0.0012 | 0.0235 | 0 | 0
1f37113 | UGI | 8 | 05f_109019_419x230x572.dat | 0.0850;0.0850;0.1928 | 419;230;572 | (0.1749;69.2650;13.4236) | 60 | 6.3535 | 49 | 83.87 | 60 | EZpaque | [73,75] | [90,20] | 1 | 10 | 75 | normal | none | 7.8373 | 4.4571 | 34.9318 | 32.8656 | 18.691 | 614.2918 | 0 | 0.0042 | 0.013 | 0.0231 | 0.0018 | 0.096 | 0.0076 | 0.0264 | 0.0035 | 0.0009 | 0.7544 | 0.0006 | 0.0022 | 0.0096 | 0.1002 | 0.0019 | 0.0297 | 0.0011 | 0.0014 | 0.0022 | 0.0121 | 0.0545 | 0.0124 | 0 | 0 | 0.0027 | 0.0006 | 0.0013 | 0.0231 | 0 | 0
1f37113 | UGI | 8 | 05f_109019_419x230x572.dat | 0.0850;0.0850;0.1928 | 419;230;572 | (0.1749;69.2650;13.4236) | 80 | 2.9 | 44 | 83.87 | 60 | EZpaque | [73,75] | [90,20] | 1 | 10 | 75 | normal | none | 7.8373 | 4.4571 | 34.9318 | 32.8656 | 18.691 | 614.2918 | 0 | 0.004 | 0.0149 | 0.0265 | 0.0018 | 0.1037 | 0.008 | 0.031 | 0.004 | 0.0008 | 0.6225 | 0.0006 | 0.0024 | 0.0105 | 0.12 | 0.002 | 0.0344 | 0.0012 | 0.0014 | 0.0023 | 0.0139 | 0.0637 | 0.0142 | 0 | 0 | 0.0026 | 0.0005 | 0.0011 | 0.0255 | 0 | 0
1f37113 | UGI | 8 | 05f_109019_419x230x572.dat | 0.0850;0.0850;0.1928 | 419;230;572 | (0.1749;69.2650;13.4236) | 80 | 7.702 | 57 | 83.87 | 60 | EZpaque | [73,75] | [90,20] | 1 | 10 | 75 | normal | none | 7.8373 | 4.4571 | 34.9318 | 32.8656 | 18.691 | 614.2918 | 0 | 0.0042 | 0.0109 | 0.0207 | 0.0017 | 0.0722 | 0.0074 | 0.0244 | 0.0034 | 0.0009 | 0.6055 | 0.0006 | 0.0021 | 0.0091 | 0.0881 | 0.0019 | 0.0265 | 0.0011 | 0.0014 | 0.0022 | 0.011 | 0.0503 | 0.0114 | 0 | 0 | 0.0027 | 0.0006 | 0.0013 | 0.0213 | 0 | 0
1f37113 | UGI | 8 | 05f_109019_419x230x572.dat | 0.0850;0.0850;0.1928 | 419;230;572 | (0.1749;69.2650;13.4236) | 80 | 8.502 | 60 | 83.87 | 60 | EZpaque | [73,75] | [90,20] | 1 | 10 | 75 | normal | none | 7.8373 | 4.4571 | 34.9318 | 32.8656 | 18.691 | 614.2918 | 0 | 0.0042 | 0.0105 | 0.0202 | 0.0017 | 0.0733 | 0.0074 | 0.0242 | 0.0033 | 0.0009 | 0.5723 | 0.0006 | 0.0021 | 0.0089 | 0.0825 | 0.0019 | 0.0256 | 0.0011 | 0.0015 | 0.0021 | 0.0107 | 0.0491 | 0.0113 | 0 | 0 | 0.0027 | 0.0006 | 0.0013 | 0.0208 | 0 | 0
1f37113 | UGI | 9 | 05f_109019_419x230x572.dat | 0.0850;0.0850;0.1928 | 419;230;572 | (0.2562;70.3993;13.2905) | 110 | 3.9 | 52 | 84.644 | 60 | EZpaque | [73,75] | [90,20] | 1 | 5 | 75 | normal | none | 7.5677 | 4.3235 | 32.719 | 32.0282 | 18.2979 | 586.048 | 0 | 0.0041 | 0.0122 | 0.0239 | 0.0017 | 0.0865 | 0.008 | 0.0262 | 0.0038 | 0.0008 | 0.6203 | 0.0007 | 0.0024 | 0.0098 | 0.0915 | 0.0018 | 0.0297 | 0.0011 | 0.0013 | 0.0021 | 0.0125 | 0.0579 | 0.0125 | 0 | 0 | 0.0026 | 0.0005 | 0.0011 | 0.0229 | 0 | 0
1f37113 | UGI | 9 | 05f_109019_419x230x572.dat | 0.0850;0.0850;0.1928 | 419;230;572 | (0.2562;70.3993;13.2905) | 110 | 7.85 | 62 | 84.644 | 60 | EZpaque | [73,75] | [90,20] | 1 | 5 | 75 | normal | none | 7.5677 | 4.3235 | 32.719 | 32.0282 | 18.2979 | 586.048 | 0 | 0.0041 | 0.0104 | 0.0209 | 0.0017 | 0.0727 | 0.0076 | 0.0241 | 0.0034 | 0.0009 | 0.461 | 0.0006 | 0.0022 | 0.0091 | 0.082 | 0.0018 | 0.0258 | 0.0011 | 0.0013 | 0.002 | 0.011 | 0.0504 | 0.0111 | 0 | 0 | 0.0026 | 0.0005 | 0.0012 | 0.0209 | 0 | 0
1f37113 | UGI | 9 | 05f_109019_419x230x572.dat | 0.0850;0.0850;0.1928 | 419;230;572 | (0.2562;70.3993;13.2905) | 110 | 9.9905 | 69 | 84.644 | 60 | EZpaque | [73,75] | [90,20] | 1 | 5 | 75 | normal | none | 7.5677 | 4.3235 | 32.719 | 32.0282 | 18.2979 | 586.048 | 0 | 0.0041 | 0.0095 | 0.0194 | 0.0016 | 0.0662 | 0.0073 | 0.0223 | 0.0033 | 0.0009 | 0.6099 | 0.0006 | 0.0021 | 0.0087 | 0.0781 | 0.0018 | 0.0241 | 0.001 | 0.0013 | 0.0019 | 0.0103 | 0.046 | 0.0105 | 0 | 0 | 0.0026 | 0.0005 | 0.0012 | 0.0196 | 0 | 0
1f37113 | UGI | 9 | 05f_109019_419x230x572.dat | 0.0850;0.0850;0.1928 | 419;230;572 | (0.2562;70.3993;13.2905) | 60 | 2.5 | 38 | 84.644 | 60 | EZpaque | [73,75] | [90,20] | 1 | 5 | 75 | normal | none | 7.5677 | 4.3235 | 32.719 | 32.0282 | 18.2979 | 586.048 | 0 | 0.004 | 0.0196 | 0.0322 | 0.0018 | 0.1351 | 0.009 | 0.0327 | 0.0046 | 0.0008 | 0.9275 | 0.0007 | 0.0026 | 0.0113 | 0.14 | 0.0018 | 0.0432 | 0.0012 | 0.0012 | 0.0022 | 0.017 | 0.077 | 0.016 | 0 | 0 | 0.0026 | 0.0005 | 0.001 | 0.0284 | 0 | 0
1f37113 | UGI | 9 | 05f_109019_419x230x572.dat | 0.0850;0.0850;0.1928 | 419;230;572 | (0.2562;70.3993;13.2905) | 60 | 5.7448 | 47 | 84.644 | 60 | EZpaque | [73,75] | [90,20] | 1 | 5 | 75 | normal | none | 7.5677 | 4.3235 | 32.719 | 32.0282 | 18.2979 | 586.048 | 0 | 0.0042 | 0.014 | 0.026 | 0.0018 | 0.095 | 0.0081 | 0.0267 | 0.0038 | 0.0009 | 0.7163 | 0.0007 | 0.0023 | 0.0099 | 0.1163 | 0.0018 | 0.0323 | 0.0011 | 0.0013 | 0.0021 | 0.0129 | 0.0602 | 0.0126 | 0 | 0 | 0.0027 | 0.0006 | 0.0012 | 0.0233 | 0 | 0
1f37113 | UGI | 9 | 05f_109019_419x230x572.dat | 0.0850;0.0850;0.1928 | 419;230;572 | (0.2562;70.3993;13.2905) | 60 | 6.3535 | 49 | 84.644 | 60 | EZpaque | [73,75] | [90,20] | 1 | 5 | 75 | normal | none | 7.5677 | 4.3235 | 32.719 | 32.0282 | 18.2979 | 586.048 | 0 | 0.0042 | 0.0134 | 0.0249 | 0.0017 | 0.0963 | 0.0081 | 0.0257 | 0.0037 | 0.0009 | 0.7011 | 0.0007 | 0.0023 | 0.0098 | 0.1018 | 0.0018 | 0.0307 | 0.0011 | 0.0013 | 0.0021 | 0.0125 | 0.0567 | 0.0124 | 0 | 0 | 0.0027 | 0.0006 | 0.0013 | 0.0224 | 0 | 0
1f37113 | UGI | 9 | 05f_109019_419x230x572.dat | 0.0850;0.0850;0.1928 | 419;230;572 | (0.2562;70.3993;13.2905) | 80 | 2.9 | 44 | 84.644 | 60 | EZpaque | [73,75] | [90,20] | 1 | 5 | 75 | normal | none | 7.5677 | 4.3235 | 32.719 | 32.0282 | 18.2979 | 586.048 | 0 | 0.0041 | 0.0152 | 0.0282 | 0.0018 | 0.1007 | 0.0086 | 0.0293 | 0.0042 | 0.0008 | 0.5855 | 0.0007 | 0.0025 | 0.0106 | 0.1201 | 0.0018 | 0.0355 | 0.0012 | 0.0013 | 0.0022 | 0.0144 | 0.0672 | 0.014 | 0 | 0 | 0.0026 | 0.0005 | 0.0011 | 0.0257 | 0 | 0
1f37113 | UGI | 9 | 05f_109019_419x230x572.dat | 0.0850;0.0850;0.1928 | 419;230;572 | (0.2562;70.3993;13.2905) | 80 | 7.702 | 57 | 84.644 | 60 | EZpaque | [73,75] | [90,20] | 1 | 5 | 75 | normal | none | 7.5677 | 4.3235 | 32.719 | 32.0282 | 18.2979 | 586.048 | 0 | 0.0042 | 0.0112 | 0.0225 | 0.0017 | 0.0774 | 0.0078 | 0.0247 | 0.0035 | 0.0009 | 0.6266 | 0.0007 | 0.0022 | 0.0093 | 0.0922 | 0.0018 | 0.0271 | 0.0011 | 0.0013 | 0.002 | 0.0114 | 0.0547 | 0.0113 | 0 | 0 | 0.0027 | 0.0006 | 0.0013 | 0.0207 | 0 | 0
1f37113 | UGI | 9 | 05f_109019_419x230x572.dat | 0.0850;0.0850;0.1928 | 419;230;572 | (0.2562;70.3993;13.2905) | 80 | 8.502 | 60 | 84.644 | 60 | EZpaque | [73,75] | [90,20] | 1 | 5 | 75 | normal | none | 7.5677 | 4.3235 | 32.719 | 32.0282 | 18.2979 | 586.048 | 0 | 0.0042 | 0.0107 | 0.0219 | 0.0017 | 0.0735 | 0.0077 | 0.0236 | 0.0034 | 0.0009 | 0.6369 | 0.0007 | 0.0022 | 0.0091 | 0.0884 | 0.0018 | 0.0265 | 0.0011 | 0.0014 | 0.002 | 0.011 | 0.051 | 0.011 | 0 | 0 | 0.0027 | 0.0006 | 0.0013 | 0.0204 | 0 | 0
1f37113 | UGI | 1 | 05m_109019_419x230x572.dat | 0.0850;0.0850;0.1928 | 419;230;572 | (-0.1602;73.5575;32.2979) | 110 | 3.9 | 52 | 86.845 | 60 | EZpaque | [5] | [0] | 0 | 5 | 75 | normal | none | 6.4065 | 6.7134 | 43.0091 | 27.8185 | 29.1512 | 810.9426 | 0 | 0.0161 | 0.001 | 0.0062 | 0.0122 | 0.0046 | 0.0397 | 0.3839 | 0.0016 | 0.0058 | 0.0547 | 0.0017 | 0.0008 | 0.0045 | 0.0059 | 0.0094 | 0.002 | 0.0084 | 0.0045 | 0.0044 | 0.0029 | 0.0057 | 0.0752 | 0 | 0 | 0.0039 | 0.0004 | 0.0012 | 0.2725 | 0 | 0
1f37113 | UGI | 1 | 05m_109019_419x230x572.dat | 0.0850;0.0850;0.1928 | 419;230;572 | (-0.1602;73.5575;32.2979) | 110 | 7.85 | 62 | 86.845 | 60 | EZpaque | [5] | [0] | 0 | 5 | 75 | normal | none | 6.4065 | 6.7134 | 43.0091 | 27.8185 | 29.1512 | 810.9426 | 0 | 0.0147 | 0.0009 | 0.0063 | 0.0106 | 0.0044 | 0.0335 | 0.3656 | 0.0016 | 0.0051 | 0.0516 | 0.0015 | 0.0008 | 0.0044 | 0.006 | 0.0084 | 0.002 | 0.0073 | 0.0043 | 0.0042 | 0.0028 | 0.0059 | 0.0615 | 0 | 0 | 0.0038 | 0.0004 | 0.0013 | 0.4035 | 0 | 0
1f37113 | UGI | 1 | 05m_109019_419x230x572.dat | 0.0850;0.0850;0.1928 | 419;230;572 | (-0.1602;73.5575;32.2979) | 110 | 9.9905 | 69 | 86.845 | 60 | EZpaque | [5] | [0] | 0 | 5 | 75 | normal | none | 6.4065 | 6.7134 | 43.0091 | 27.8185 | 29.1512 | 810.9426 | 0 | 0.0141 | 0.0009 | 0.0061 | 0.0099 | 0.0043 | 0.0312 | 0.3013 | 0.0015 | 0.0049 | 0.0487 | 0.0015 | 0.0008 | 0.0043 | 0.0059 | 0.008 | 0.002 | 0.0067 | 0.0042 | 0.0041 | 0.0027 | 0.0059 | 0.0558 | 0 | 0 | 0.0038 | 0.0004 | 0.0013 | 0.329 | 0 | 0
1f37113 | UGI | 1 | 05m_109019_419x230x572.dat | 0.0850;0.0850;0.1928 | 419;230;572 | (-0.1602;73.5575;32.2979) | 60 | 2.5 | 38 | 86.845 | 60 | EZpaque | [5] | [0] | 0 | 5 | 75 | normal | none | 6.4065 | 6.7134 | 43.0091 | 27.8185 | 29.1512 | 810.9426 | 0 | 0.019 | 0.0012 | 0.006 | 0.017 | 0.0048 | 0.0534 | 0.5073 | 0.0017 | 0.0074 | 0.0663 | 0.002 | 0.0008 | 0.0048 | 0.0057 | 0.0118 | 0.002 | 0.012 | 0.0048 | 0.0047 | 0.0031 | 0.0055 | 0.1204 | 0 | 0 | 0.004 | 0.0004 | 0.0011 | 0.9375 | 0 | 0
1f37113 | UGI | 1 | 05m_109019_419x230x572.dat | 0.0850;0.0850;0.1928 | 419;230;572 | (-0.1602;73.5575;32.2979) | 60 | 5.7448 | 47 | 86.845 | 60 | EZpaque | [5] | [0] | 0 | 5 | 75 | normal | none | 6.4065 | 6.7134 | 43.0091 | 27.8185 | 29.1512 | 810.9426 | 0 | 0.0161 | 0.001 | 0.0068 | 0.013 | 0.0048 | 0.0427 | 0.6946 | 0.0016 | 0.0059 | 0.0607 | 0.0017 | 0.0008 | 0.0046 | 0.0063 | 0.0094 | 0.0021 | 0.009 | 0.0044 | 0.0043 | 0.0029 | 0.0058 | 0.0849 | 0 | 0 | 0.0041 | 0.0004 | 0.0013 | 0.4372 | 0 | 0
1f37113 | UGI | 1 | 05m_109019_419x230x572.dat | 0.0850;0.0850;0.1928 | 419;230;572 | (-0.1602;73.5575;32.2979) | 60 | 6.3535 | 49 | 86.845 | 60 | EZpaque | [5] | [0] | 0 | 5 | 75 | normal | none | 6.4065 | 6.7134 | 43.0091 | 27.8185 | 29.1512 | 810.9426 | 0 | 0.0158 | 0.001 | 0.0069 | 0.0125 | 0.0048 | 0.0403 | 0.3487 | 0.0016 | 0.0057 | 0.0596 | 0.0016 | 0.0009 | 0.0046 | 0.0064 | 0.0092 | 0.0021 | 0.0086 | 0.0043 | 0.0043 | 0.0029 | 0.0059 | 0.0812 | 0 | 0 | 0.0041 | 0.0004 | 0.0013 | 0.647 | 0 | 0
1f37113 | UGI | 1 | 05m_109019_419x230x572.dat | 0.0850;0.0850;0.1928 | 419;230;572 | (-0.1602;73.5575;32.2979) | 80 | 2.9 | 44 | 86.845 | 60 | EZpaque | [5] | [0] | 0 | 5 | 75 | normal | none | 6.4065 | 6.7134 | 43.0091 | 27.8185 | 29.1512 | 810.9426 | 0 | 0.0177 | 0.0011 | 0.0061 | 0.0144 | 0.0047 | 0.0468 | 0.5502 | 0.0017 | 0.0065 | 0.0611 | 0.0018 | 0.0008 | 0.0047 | 0.0058 | 0.0104 | 0.002 | 0.0099 | 0.0047 | 0.0046 | 0.003 | 0.0056 | 0.0914 | 0 | 0 | 0.004 | 0.0004 | 0.0011 | 0.6532 | 0 | 0
1f37113 | UGI | 1 | 05m_109019_419x230x572.dat | 0.0850;0.0850;0.1928 | 419;230;572 | (-0.1602;73.5575;32.2979) | 80 | 7.702 | 57 | 86.845 | 60 | EZpaque | [5] | [0] | 0 | 5 | 75 | normal | none | 6.4065 | 6.7134 | 43.0091 | 27.8185 | 29.1512 | 810.9426 | 0 | 0.015 | 0.001 | 0.0066 | 0.011 | 0.0046 | 0.0362 | 0.3589 | 0.0016 | 0.0053 | 0.0535 | 0.0016 | 0.0008 | 0.0045 | 0.0062 | 0.0086 | 0.0021 | 0.0076 | 0.0043 | 0.0042 | 0.0028 | 0.006 | 0.0688 | 0 | 0 | 0.004 | 0.0004 | 0.0013 | 0.4152 | 0 | 0
1f37113 | UGI | 1 | 05m_109019_419x230x572.dat | 0.0850;0.0850;0.1928 | 419;230;572 | (-0.1602;73.5575;32.2979) | 80 | 8.502 | 60 | 86.845 | 60 | EZpaque | [5] | [0] | 0 | 5 | 75 | normal | none | 6.4065 | 6.7134 | 43.0091 | 27.8185 | 29.1512 | 810.9426 | 0 | 0.0148 | 0.0009 | 0.0065 | 0.0105 | 0.0046 | 0.0349 | 0.3304 | 0.0016 | 0.0051 | 0.0528 | 0.0015 | 0.0008 | 0.0045 | 0.0062 | 0.0084 | 0.0021 | 0.0073 | 0.0043 | 0.0042 | 0.0028 | 0.006 | 0.0642 | 0 | 0 | 0.0039 | 0.0004 | 0.0013 | 0.3823 | 0 | 0
1f37113 | UGI | 2 | 05m_109019_419x230x572.dat | 0.0850;0.0850;0.1928 | 419;230;572 | (-0.1602;73.5575;39.0280) | 110 | 3.9 | 52 | 86.845 | 60 | EZpaque | [5] | [0] | 0 | 5 | 75 | normal | none | 6.4065 | 2.9016 | 18.5892 | 27.8185 | 12.5996 | 350.5019 | 0 | 0.067 | 0.0008 | 0.0435 | 0.0396 | 0.0036 | 0.1417 | 0.7151 | 0.0079 | 0.0224 | 0.0511 | 0.0066 | 0.0028 | 0.0063 | 0.0045 | 0.0372 | 0.0016 | 0.0291 | 0.0196 | 0.0206 | 0.0068 | 0.0049 | 0.2239 | 0 | 0 | 0.0043 | 0.0004 | 0.0014 | 1 | 0 | 0
1f37113 | UGI | 2 | 05m_109019_419x230x572.dat | 0.0850;0.0850;0.1928 | 419;230;572 | (-0.1602;73.5575;39.0280) | 110 | 7.85 | 62 | 86.845 | 60 | EZpaque | [5] | [0] | 0 | 5 | 75 | normal | none | 6.4065 | 2.9016 | 18.5892 | 27.8185 | 12.5996 | 350.5019 | 0 | 0.0591 | 0.0007 | 0.0397 | 0.0344 | 0.0035 | 0.1205 | 0.6331 | 0.0071 | 0.0188 | 0.0464 | 0.0058 | 0.0026 | 0.0063 | 0.0047 | 0.0322 | 0.0016 | 0.0246 | 0.0173 | 0.018 | 0.0064 | 0.0051 | 0.1943 | 0 | 0 | 0.0042 | 0.0004 | 0.0015 | 0.8474 | 0 | 0
1f37113 | UGI | 2 | 05m_109019_419x230x572.dat | 0.0850;0.0850;0.1928 | 419;230;572 | (-0.1602;73.5575;39.0280) | 110 | 9.9905 | 69 | 86.845 | 60 | EZpaque | [5] | [0] | 0 | 5 | 75 | normal | none | 6.4065 | 2.9016 | 18.5892 | 27.8185 | 12.5996 | 350.5019 | 0 | 0.0536 | 0.0007 | 0.0381 | 0.0318 | 0.0034 | 0.1079 | 0.4983 | 0.0068 | 0.0171 | 0.0458 | 0.0053 | 0.0026 | 0.0062 | 0.0046 | 0.0299 | 0.0016 | 0.0224 | 0.0162 | 0.0171 | 0.0062 | 0.0052 | 0.1626 | 0 | 0 | 0.0041 | 0.0004 | 0.0015 | 0.5214 | 0 | 0
1f37113 | UGI | 2 | 05m_109019_419x230x572.dat | 0.0850;0.0850;0.1928 | 419;230;572 | (-0.1602;73.5575;39.0280) | 60 | 2.5 | 38 | 86.845 | 60 | EZpaque | [5] | [0] | 0 | 5 | 75 | normal | none | 6.4065 | 2.9016 | 18.5892 | 27.8185 | 12.5996 | 350.5019 | 0 | 0.091 | 0.0009 | 0.0503 | 0.0594 | 0.0037 | 0.2135 | 0 | 0.0096 | 0.0336 | 0.0573 | 0.0093 | 0.003 | 0.0063 | 0.0044 | 0.0557 | 0.0016 | 0.0446 | 0.025 | 0.0274 | 0.0075 | 0.0046 | 0.3864 | 0 | 0 | 0.0043 | 0.0004 | 0.0013 | 1 | 0 | 0
1f37113 | UGI | 2 | 05m_109019_419x230x572.dat | 0.0850;0.0850;0.1928 | 419;230;572 | (-0.1602;73.5575;39.0280) | 60 | 5.7448 | 47 | 86.845 | 60 | EZpaque | [5] | [0] | 0 | 5 | 75 | normal | none | 6.4065 | 2.9016 | 18.5892 | 27.8185 | 12.5996 | 350.5019 | 0 | 0.0722 | 0.0008 | 0.0461 | 0.047 | 0.0038 | 0.1712 | 0 | 0.0079 | 0.0243 | 0.0521 | 0.0069 | 0.0028 | 0.0065 | 0.0049 | 0.0411 | 0.0017 | 0.0334 | 0.0198 | 0.0216 | 0.0067 | 0.0051 | 0.2759 | 0 | 0 | 0.0044 | 0.0004 | 0.0016 | 0.7957 | 0 | 0
1f37113 | UGI | 2 | 05m_109019_419x230x572.dat | 0.0850;0.0850;0.1928 | 419;230;572 | (-0.1602;73.5575;39.0280) | 60 | 6.3535 | 49 | 86.845 | 60 | EZpaque | [5] | [0] | 0 | 5 | 75 | normal | none | 6.4065 | 2.9016 | 18.5892 | 27.8185 | 12.5996 | 350.5019 | 0 | 0.0679 | 0.0008 | 0.0452 | 0.0431 | 0.0037 | 0.1408 | 0.8815 | 0.0077 | 0.0232 | 0.0527 | 0.0066 | 0.0027 | 0.0065 | 0.005 | 0.0387 | 0.0017 | 0.0318 | 0.0192 | 0.0206 | 0.0066 | 0.0052 | 0.23 | 0 | 0 | 0.0044 | 0.0004 | 0.0016 | 0.6791 | 0 | 0
1f37113 | UGI | 2 | 05m_109019_419x230x572.dat | 0.0850;0.0850;0.1928 | 419;230;572 | (-0.1602;73.5575;39.0280) | 80 | 2.9 | 44 | 86.845 | 60 | EZpaque | [5] | [0] | 0 | 5 | 75 | normal | none | 6.4065 | 2.9016 | 18.5892 | 27.8185 | 12.5996 | 350.5019 | 0 | 0.0793 | 0.0009 | 0.0474 | 0.0478 | 0.0037 | 0.173 | 1 | 0.0087 | 0.0264 | 0.0548 | 0.0077 | 0.0029 | 0.0064 | 0.0045 | 0.0447 | 0.0016 | 0.0366 | 0.0223 | 0.0238 | 0.0071 | 0.0048 | 0.2474 | 0 | 0 | 0.0043 | 0.0004 | 0.0013 | 0.9289 | 0 | 0
1f37113 | UGI | 2 | 05m_109019_419x230x572.dat | 0.0850;0.0850;0.1928 | 419;230;572 | (-0.1602;73.5575;39.0280) | 80 | 7.702 | 57 | 86.845 | 60 | EZpaque | [5] | [0] | 0 | 5 | 75 | normal | none | 6.4065 | 2.9016 | 18.5892 | 27.8185 | 12.5996 | 350.5019 | 0 | 0.0611 | 0.0008 | 0.0417 | 0.0374 | 0.0036 | 0.125 | 0.7585 | 0.0073 | 0.02 | 0.0505 | 0.006 | 0.0027 | 0.0064 | 0.0049 | 0.0336 | 0.0017 | 0.0263 | 0.0178 | 0.0186 | 0.0065 | 0.0052 | 0.2264 | 0 | 0 | 0.0044 | 0.0004 | 0.0016 | 0.6249 | 0 | 0
1f37113 | UGI | 2 | 05m_109019_419x230x572.dat | 0.0850;0.0850;0.1928 | 419;230;572 | (-0.1602;73.5575;39.0280) | 80 | 8.502 | 60 | 86.845 | 60 | EZpaque | [5] | [0] | 0 | 5 | 75 | normal | none | 6.4065 | 2.9016 | 18.5892 | 27.8185 | 12.5996 | 350.5019 | 0 | 0.0579 | 0.0007 | 0.0402 | 0.036 | 0.0036 | 0.1284 | 0.8388 | 0.0071 | 0.0191 | 0.0487 | 0.0058 | 0.0026 | 0.0065 | 0.0049 | 0.0329 | 0.0017 | 0.0255 | 0.0174 | 0.0181 | 0.0064 | 0.0053 | 0.1956 | 0 | 0 | 0.0043 | 0.0004 | 0.0016 | 0.4918 | 0 | 0
1f37113 | UGI | 3 | 05m_109019_419x230x572.dat | 0.0850;0.0850;0.1928 | 419;230;572 | (-0.1602;73.5575;39.0280) | 110 | 3.9 | 52 | 86.845 | 60 | EZpaque | [5,133,110] | [30,30,100] | 0 | 10 | 75 | normal | none | 6.4065 | 2.9016 | 18.5892 | 27.8185 | 12.5996 | 350.5019 | 0 | 0.0694 | 0.0008 | 0.0446 | 0.0413 | 0.0036 | 0.1455 | 0.7151 | 0.0083 | 0.0235 | 0.0518 | 0.007 | 0.0029 | 0.002 | 0.0031 | 0.0388 | 0.0016 | 0.0302 | 0.0203 | 0.0214 | 0.0071 | 0.0049 | 0.2362 | 0 | 0 | 0.0043 | 0.0004 | 0.0014 | 1 | 0 | 0
1f37113 | UGI | 3 | 05m_109019_419x230x572.dat | 0.0850;0.0850;0.1928 | 419;230;572 | (-0.1602;73.5575;39.0280) | 110 | 7.85 | 62 | 86.845 | 60 | EZpaque | [5,133,110] | [30,30,100] | 0 | 10 | 75 | normal | none | 6.4065 | 2.9016 | 18.5892 | 27.8185 | 12.5996 | 350.5019 | 0 | 0.0621 | 0.0008 | 0.041 | 0.0358 | 0.0035 | 0.126 | 0.6331 | 0.0075 | 0.0197 | 0.0472 | 0.0061 | 0.0027 | 0.0019 | 0.0029 | 0.0337 | 0.0017 | 0.0259 | 0.0179 | 0.0188 | 0.0067 | 0.0052 | 0.2078 | 0 | 0 | 0.0043 | 0.0004 | 0.0015 | 0.8474 | 0 | 0
1f37113 | UGI | 3 | 05m_109019_419x230x572.dat | 0.0850;0.0850;0.1928 | 419;230;572 | (-0.1602;73.5575;39.0280) | 110 | 9.9905 | 69 | 86.845 | 60 | EZpaque | [5,133,110] | [30,30,100] | 0 | 10 | 75 | normal | none | 6.4065 | 2.9016 | 18.5892 | 27.8185 | 12.5996 | 350.5019 | 0 | 0.0569 | 0.0007 | 0.0395 | 0.0332 | 0.0034 | 0.1131 | 0.4983 | 0.0072 | 0.018 | 0.0468 | 0.0057 | 0.0027 | 0.0018 | 0.0029 | 0.0313 | 0.0016 | 0.0236 | 0.0168 | 0.0178 | 0.0066 | 0.0052 | 0.1701 | 0 | 0 | 0.0042 | 0.0004 | 0.0015 | 0.6101 | 0 | 0
1f37113 | UGI | 3 | 05m_109019_419x230x572.dat | 0.0850;0.0850;0.1928 | 419;230;572 | (-0.1602;73.5575;39.0280) | 60 | 2.5 | 38 | 86.845 | 60 | EZpaque | [5,133,110] | [30,30,100] | 0 | 10 | 75 | normal | none | 6.4065 | 2.9016 | 18.5892 | 27.8185 | 12.5996 | 350.5019 | 0 | 0.097 | 0.0009 | 0.0513 | 0.0603 | 0.0038 | 0.2346 | 0 | 0.01 | 0.0353 | 0.0579 | 0.0098 | 0.0032 | 0.0022 | 0.0033 | 0.0585 | 0.0016 | 0.0464 | 0.0256 | 0.0281 | 0.0078 | 0.0046 | 0.3864 | 0 | 0 | 0.0044 | 0.0004 | 0.0013 | 1 | 0 | 0
1f37113 | UGI | 3 | 05m_109019_419x230x572.dat | 0.0850;0.0850;0.1928 | 419;230;572 | (-0.1602;73.5575;39.0280) | 60 | 5.7448 | 47 | 86.845 | 60 | EZpaque | [5,133,110] | [30,30,100] | 0 | 10 | 75 | normal | none | 6.4065 | 2.9016 | 18.5892 | 27.8185 | 12.5996 | 350.5019 | 0 | 0.0771 | 0.0008 | 0.0474 | 0.0487 | 0.0038 | 0.1727 | 0 | 0.0083 | 0.0255 | 0.0534 | 0.0074 | 0.0029 | 0.0019 | 0.003 | 0.0429 | 0.0017 | 0.0345 | 0.0202 | 0.0223 | 0.0071 | 0.0052 | 0.3139 | 0 | 0 | 0.0045 | 0.0004 | 0.0016 | 0.7957 | 0 | 0
1f37113 | UGI | 3 | 05m_109019_419x230x572.dat | 0.0850;0.0850;0.1928 | 419;230;572 | (-0.1602;73.5575;39.0280) | 60 | 6.3535 | 49 | 86.845 | 60 | EZpaque | [5,133,110] | [30,30,100] | 0 | 10 | 75 | normal | none | 6.4065 | 2.9016 | 18.5892 | 27.8185 | 12.5996 | 350.5019 | 0 | 0.0706 | 0.0008 | 0.0469 | 0.0446 | 0.0038 | 0.1509 | 0.8815 | 0.0081 | 0.0243 | 0.0534 | 0.0071 | 0.0028 | 0.0019 | 0.0029 | 0.0405 | 0.0017 | 0.0329 | 0.0197 | 0.0213 | 0.007 | 0.0052 | 0.2366 | 0 | 0 | 0.0045 | 0.0004 | 0.0016 | 0.6791 | 0 | 0
1f37113 | UGI | 3 | 05m_109019_419x230x572.dat | 0.0850;0.0850;0.1928 | 419;230;572 | (-0.1602;73.5575;39.0280) | 80 | 2.9 | 44 | 86.845 | 60 | EZpaque | [5,133,110] | [30,30,100] | 0 | 10 | 75 | normal | none | 6.4065 | 2.9016 | 18.5892 | 27.8185 | 12.5996 | 350.5019 | 0 | 0.084 | 0.0009 | 0.0488 | 0.0502 | 0.0037 | 0.1901 | 1 | 0.0092 | 0.0276 | 0.0556 | 0.0082 | 0.003 | 0.0021 | 0.0031 | 0.0461 | 0.0016 | 0.0378 | 0.0229 | 0.0245 | 0.0075 | 0.0048 | 0.2567 | 0 | 0 | 0.0044 | 0.0004 | 0.0014 | 0 | 0 | 0
1f37113 | UGI | 3 | 05m_109019_419x230x572.dat | 0.0850;0.0850;0.1928 | 419;230;572 | (-0.1602;73.5575;39.0280) | 80 | 7.702 | 57 | 86.845 | 60 | EZpaque | [5,133,110] | [30,30,100] | 0 | 10 | 75 | normal | none | 6.4065 | 2.9016 | 18.5892 | 27.8185 | 12.5996 | 350.5019 | 0 | 0.0644 | 0.0008 | 0.0425 | 0.0388 | 0.0036 | 0.1329 | 0.7585 | 0.0077 | 0.0211 | 0.0516 | 0.0064 | 0.0028 | 0.0018 | 0.0029 | 0.0349 | 0.0017 | 0.0276 | 0.0185 | 0.0194 | 0.0068 | 0.0053 | 0.227 | 0 | 0 | 0.0044 | 0.0004 | 0.0016 | 0.6249 | 0 | 0
1f37113 | UGI | 3 | 05m_109019_419x230x572.dat | 0.0850;0.0850;0.1928 | 419;230;572 | (-0.1602;73.5575;39.0280) | 80 | 8.502 | 60 | 86.845 | 60 | EZpaque | [5,133,110] | [30,30,100] | 0 | 10 | 75 | normal | none | 6.4065 | 2.9016 | 18.5892 | 27.8185 | 12.5996 | 350.5019 | 0 | 0.0608 | 0.0008 | 0.0412 | 0.0376 | 0.0036 | 0.1367 | 0.8388 | 0.0075 | 0.0201 | 0.05 | 0.0062 | 0.0027 | 0.0018 | 0.0028 | 0.034 | 0.0017 | 0.0269 | 0.018 | 0.019 | 0.0068 | 0.0053 | 0.208 | 0 | 0 | 0.0044 | 0.0004 | 0.0016 | 0.4918 | 0 | 0
1f37113 | UGI | 4 | 05m_109019_419x230x572.dat | 0.0850;0.0850;0.1928 | 419;230;572 | (-0.1602;73.5575;30.4139) | 110 | 3.9 | 52 | 86.845 | 60 | EZpaque | [5,133,110,73] | [10,10,100,10] | 1 | 10 | 75 | normal | none | 6.4065 | 6.5236 | 41.7932 | 27.8185 | 28.327 | 788.0158 | 0 | 0.0123 | 0.0015 | 0.0059 | 0.0112 | 0.0067 | 0.0339 | 0.4366 | 0.0016 | 0.005 | 0.0996 | 0.0014 | 0.0008 | 0.0013 | 0.0048 | 0.0088 | 0.002 | 0.0077 | 0.0031 | 0.0031 | 0.0029 | 0.0058 | 0.0729 | 0 | 0 | 0.0038 | 0.0004 | 0.0012 | 0.3898 | 0 | 0
1f37113 | UGI | 4 | 05m_109019_419x230x572.dat | 0.0850;0.0850;0.1928 | 419;230;572 | (-0.1602;73.5575;30.4139) | 110 | 7.85 | 62 | 86.845 | 60 | EZpaque | [5,133,110,73] | [10,10,100,10] | 1 | 10 | 75 | normal | none | 6.4065 | 6.5236 | 41.7932 | 27.8185 | 28.327 | 788.0158 | 0 | 0.0113 | 0.0014 | 0.006 | 0.0097 | 0.0064 | 0.0297 | 0.3102 | 0.0015 | 0.0045 | 0.0952 | 0.0013 | 0.0008 | 0.0012 | 0.0047 | 0.0078 | 0.0021 | 0.0067 | 0.003 | 0.003 | 0.0027 | 0.006 | 0.0584 | 0 | 0 | 0.0037 | 0.0004 | 0.0013 | 0.3387 | 0 | 0
1f37113 | UGI | 4 | 05m_109019_419x230x572.dat | 0.0850;0.0850;0.1928 | 419;230;572 | (-0.1602;73.5575;30.4139) | 110 | 9.9905 | 69 | 86.845 | 60 | EZpaque | [5,133,110,73] | [10,10,100,10] | 1 | 10 | 75 | normal | none | 6.4065 | 6.5236 | 41.7932 | 27.8185 | 28.327 | 788.0158 | 0 | 0.0109 | 0.0013 | 0.0059 | 0.009 | 0.0062 | 0.0277 | 0.3376 | 0.0015 | 0.0042 | 0.09 | 0.0012 | 0.0008 | 0.0012 | 0.0047 | 0.0074 | 0.0021 | 0.0062 | 0.003 | 0.0029 | 0.0027 | 0.006 | 0.055 | 0 | 0 | 0.0036 | 0.0004 | 0.0013 | 0.2762 | 0 | 0
1f37113 | UGI | 4 | 05m_109019_419x230x572.dat | 0.0850;0.0850;0.1928 | 419;230;572 | (-0.1602;73.5575;30.4139) | 60 | 2.5 | 38 | 86.845 | 60 | EZpaque | [5,133,110,73] | [10,10,100,10] | 1 | 10 | 75 | normal | none | 6.4065 | 6.5236 | 41.7932 | 27.8185 | 28.327 | 788.0158 | 0 | 0.0139 | 0.0019 | 0.0058 | 0.0157 | 0.0073 | 0.0464 | 0.911 | 0.0016 | 0.0062 | 0.1419 | 0.0016 | 0.0008 | 0.0015 | 0.0049 | 0.0109 | 0.002 | 0.0109 | 0.0031 | 0.0032 | 0.0031 | 0.0056 | 0.1176 | 0 | 0 | 0.0039 | 0.0004 | 0.0011 | 0.9786 | 0 | 0
1f37113 | UGI | 4 | 05m_109019_419x230x572.dat | 0.0850;0.0850;0.1928 | 419;230;572 | (-0.1602;73.5575;30.4139) | 60 | 5.7448 | 47 | 86.845 | 60 | EZpaque | [5,133,110,73] | [10,10,100,10] | 1 | 10 | 75 | normal | none | 6.4065 | 6.5236 | 41.7932 | 27.8185 | 28.327 | 788.0158 | 0 | 0.0122 | 0.0015 | 0.0065 | 0.0121 | 0.0069 | 0.036 | 0.3845 | 0.0016 | 0.0051 | 0.1099 | 0.0014 | 0.0008 | 0.0013 | 0.0048 | 0.0089 | 0.0021 | 0.0083 | 0.003 | 0.0031 | 0.0029 | 0.006 | 0.083 | 0 | 0 | 0.0039 | 0.0004 | 0.0013 | 0.4381 | 0 | 0
1f37113 | UGI | 4 | 05m_109019_419x230x572.dat | 0.0850;0.0850;0.1928 | 419;230;572 | (-0.1602;73.5575;30.4139) | 60 | 6.3535 | 49 | 86.845 | 60 | EZpaque | [5,133,110,73] | [10,10,100,10] | 1 | 10 | 75 | normal | none | 6.4065 | 6.5236 | 41.7932 | 27.8185 | 28.327 | 788.0158 | 0 | 0.0121 | 0.0015 | 0.0066 | 0.0117 | 0.0069 | 0.034 | 0.3812 | 0.0016 | 0.0049 | 0.1071 | 0.0014 | 0.0008 | 0.0012 | 0.0047 | 0.0087 | 0.0022 | 0.008 | 0.0031 | 0.0031 | 0.0029 | 0.006 | 0.078 | 0 | 0 | 0.004 | 0.0004 | 0.0013 | 0.3605 | 0 | 0
1f37113 | UGI | 4 | 05m_109019_419x230x572.dat | 0.0850;0.0850;0.1928 | 419;230;572 | (-0.1602;73.5575;30.4139) | 80 | 2.9 | 44 | 86.845 | 60 | EZpaque | [5,133,110,73] | [10,10,100,10] | 1 | 10 | 75 | normal | none | 6.4065 | 6.5236 | 41.7932 | 27.8185 | 28.327 | 788.0158 | 0 | 0.0131 | 0.0017 | 0.0059 | 0.0134 | 0.007 | 0.0412 | 0.5114 | 0.0016 | 0.0056 | 0.1204 | 0.0015 | 0.0008 | 0.0014 | 0.0048 | 0.0098 | 0.002 | 0.0092 | 0.0031 | 0.0031 | 0.003 | 0.0057 | 0.0898 | 0 | 0 | 0.0039 | 0.0004 | 0.0011 | 0.5145 | 0 | 0
1f37113 | UGI | 4 | 05m_109019_419x230x572.dat | 0.0850;0.0850;0.1928 | 419;230;572 | (-0.1602;73.5575;30.4139) | 80 | 7.702 | 57 | 86.845 | 60 | EZpaque | [5,133,110,73] | [10,10,100,10] | 1 | 10 | 75 | normal | none | 6.4065 | 6.5236 | 41.7932 | 27.8185 | 28.327 | 788.0158 | 0 | 0.0117 | 0.0014 | 0.0063 | 0.0103 | 0.0066 | 0.0307 | 0.4218 | 0.0015 | 0.0046 | 0.1003 | 0.0013 | 0.0008 | 0.0012 | 0.0047 | 0.008 | 0.0021 | 0.007 | 0.0031 | 0.003 | 0.0028 | 0.0061 | 0.0665 | 0 | 0 | 0.0039 | 0.0004 | 0.0013 | 0.3943 | 0 | 0
1f37113 | UGI | 4 | 05m_109019_419x230x572.dat | 0.0850;0.0850;0.1928 | 419;230;572 | (-0.1602;73.5575;30.4139) | 80 | 8.502 | 60 | 86.845 | 60 | EZpaque | [5,133,110,73] | [10,10,100,10] | 1 | 10 | 75 | normal | none | 6.4065 | 6.5236 | 41.7932 | 27.8185 | 28.327 | 788.0158 | 0 | 0.0115 | 0.0014 | 0.0063 | 0.0099 | 0.0065 | 0.0303 | 0.3653 | 0.0015 | 0.0045 | 0.0987 | 0.0013 | 0.0008 | 0.0012 | 0.0046 | 0.0078 | 0.0021 | 0.0067 | 0.0031 | 0.003 | 0.0028 | 0.0061 | 0.0619 | 0 | 0 | 0.0038 | 0.0004 | 0.0013 | 0.3291 | 0 | 0
1f37113 | UGI | 5 | 05m_109019_419x230x572.dat | 0.0850;0.0850;0.1928 | 419;230;572 | (0.1254;69.2650;29.6645) | 110 | 3.9 | 52 | 83.87 | 60 | EZpaque | [110,73] | [100,60] | 1 | 10 | 75 | normal | none | 5.436 | 6.474 | 35.1925 | 22.7958 | 27.1486 | 618.876 | 0 | 0.0089 | 0.0018 | 0.0101 | 0.0098 | 0.0086 | 0.0235 | 0.3469 | 0.0016 | 0.0038 | 0.1302 | 0.0009 | 0.0006 | 0.001 | 0.0132 | 0.008 | 0.0021 | 0.0065 | 0.0025 | 0.0031 | 0.0028 | 0.0075 | 0.058 | 0 | 0 | 0.0038 | 0.0003 | 0.0011 | 0.2359 | 0 | 0
1f37113 | UGI | 5 | 05m_109019_419x230x572.dat | 0.0850;0.0850;0.1928 | 419;230;572 | (0.1254;69.2650;29.6645) | 110 | 7.85 | 62 | 83.87 | 60 | EZpaque | [110,73] | [100,60] | 1 | 10 | 75 | normal | none | 5.436 | 6.474 | 35.1925 | 22.7958 | 27.1486 | 618.876 | 0 | 0.0085 | 0.0016 | 0.009 | 0.0084 | 0.0079 | 0.0213 | 0.3096 | 0.0015 | 0.0035 | 0.1237 | 0.0008 | 0.0006 | 0.0009 | 0.0116 | 0.0072 | 0.0021 | 0.0056 | 0.0025 | 0.003 | 0.0026 | 0.007 | 0.0468 | 0 | 0 | 0.0036 | 0.0003 | 0.0012 | 0.2693 | 0 | 0
1f37113 | UGI | 5 | 05m_109019_419x230x572.dat | 0.0850;0.0850;0.1928 | 419;230;572 | (0.1254;69.2650;29.6645) | 110 | 9.9905 | 69 | 83.87 | 60 | EZpaque | [110,73] | [100,60] | 1 | 10 | 75 | normal | none | 5.436 | 6.474 | 35.1925 | 22.7958 | 27.1486 | 618.876 | 0 | 0.0083 | 0.0016 | 0.0085 | 0.0078 | 0.0075 | 0.0199 | 0.2129 | 0.0014 | 0.0033 | 0.1078 | 0.0008 | 0.0006 | 0.0009 | 0.0109 | 0.0068 | 0.0021 | 0.0052 | 0.0025 | 0.0029 | 0.0025 | 0.0068 | 0.0448 | 0 | 0 | 0.0035 | 0.0003 | 0.0012 | 0.2265 | 0 | 0
1f37113 | UGI | 5 | 05m_109019_419x230x572.dat | 0.0850;0.0850;0.1928 | 419;230;572 | (0.1254;69.2650;29.6645) | 60 | 2.5 | 38 | 83.87 | 60 | EZpaque | [110,73] | [100,60] | 1 | 10 | 75 | normal | none | 5.436 | 6.474 | 35.1925 | 22.7958 | 27.1486 | 618.876 | 0 | 0.0095 | 0.0022 | 0.0129 | 0.0138 | 0.0103 | 0.0303 | 0.4367 | 0.0017 | 0.0046 | 0.2072 | 0.0009 | 0.0006 | 0.0012 | 0.0167 | 0.0101 | 0.0021 | 0.0091 | 0.0025 | 0.0034 | 0.0032 | 0.0084 | 0.0852 | 0 | 0 | 0.0042 | 0.0003 | 0.001 | 0.4645 | 0 | 0
1f37113 | UGI | 5 | 05m_109019_419x230x572.dat | 0.0850;0.0850;0.1928 | 419;230;572 | (0.1254;69.2650;29.6645) | 60 | 5.7448 | 47 | 83.87 | 60 | EZpaque | [110,73] | [100,60] | 1 | 10 | 75 | normal | none | 5.436 | 6.474 | 35.1925 | 22.7958 | 27.1486 | 618.876 | 0 | 0.0088 | 0.0018 | 0.0109 | 0.0103 | 0.0089 | 0.0246 | 0.3365 | 0.0016 | 0.0038 | 0.1446 | 0.0009 | 0.0006 | 0.001 | 0.0137 | 0.0082 | 0.0022 | 0.0068 | 0.0025 | 0.0032 | 0.0028 | 0.0075 | 0.0701 | 0 | 0 | 0.0039 | 0.0003 | 0.0012 | 0.3288 | 0 | 0
1f37113 | UGI | 5 | 05m_109019_419x230x572.dat | 0.0850;0.0850;0.1928 | 419;230;572 | (0.1254;69.2650;29.6645) | 60 | 6.3535 | 49 | 83.87 | 60 | EZpaque | [110,73] | [100,60] | 1 | 10 | 75 | normal | none | 5.436 | 6.474 | 35.1925 | 22.7958 | 27.1486 | 618.876 | 0 | 0.0087 | 0.0018 | 0.0106 | 0.0099 | 0.0088 | 0.0229 | 0.2926 | 0.0016 | 0.0037 | 0.1517 | 0.0009 | 0.0006 | 0.001 | 0.0134 | 0.0079 | 0.0022 | 0.0065 | 0.0025 | 0.0032 | 0.0028 | 0.0074 | 0.0644 | 0 | 0 | 0.0039 | 0.0003 | 0.0012 | 0.3897 | 0 | 0
1f37113 | UGI | 5 | 05m_109019_419x230x572.dat | 0.0850;0.0850;0.1928 | 419;230;572 | (0.1254;69.2650;29.6645) | 80 | 2.9 | 44 | 83.87 | 60 | EZpaque | [110,73] | [100,60] | 1 | 10 | 75 | normal | none | 5.436 | 6.474 | 35.1925 | 22.7958 | 27.1486 | 618.876 | 0 | 0.0092 | 0.002 | 0.0116 | 0.0116 | 0.0095 | 0.0275 | 0.3818 | 0.0016 | 0.0042 | 0.1621 | 0.0009 | 0.0006 | 0.0011 | 0.015 | 0.009 | 0.0022 | 0.0076 | 0.0025 | 0.0033 | 0.003 | 0.008 | 0.0757 | 0 | 0 | 0.004 | 0.0003 | 0.001 | 0.4082 | 0 | 0
1f37113 | UGI | 5 | 05m_109019_419x230x572.dat | 0.0850;0.0850;0.1928 | 419;230;572 | (0.1254;69.2650;29.6645) | 80 | 7.702 | 57 | 83.87 | 60 | EZpaque | [110,73] | [100,60] | 1 | 10 | 75 | normal | none | 5.436 | 6.474 | 35.1925 | 22.7958 | 27.1486 | 618.876 | 0 | 0.0086 | 0.0017 | 0.0096 | 0.0088 | 0.0082 | 0.0219 | 0.2971 | 0.0015 | 0.0035 | 0.1302 | 0.0008 | 0.0006 | 0.0009 | 0.0122 | 0.0074 | 0.0022 | 0.0058 | 0.0025 | 0.0031 | 0.0027 | 0.0072 | 0.0536 | 0 | 0 | 0.0037 | 0.0003 | 0.0012 | 0.3306 | 0 | 0
1f37113 | UGI | 5 | 05m_109019_419x230x572.dat | 0.0850;0.0850;0.1928 | 419;230;572 | (0.1254;69.2650;29.6645) | 80 | 8.502 | 60 | 83.87 | 60 | EZpaque | [110,73] | [100,60] | 1 | 10 | 75 | normal | none | 5.436 | 6.474 | 35.1925 | 22.7958 | 27.1486 | 618.876 | 0 | 0.0085 | 0.0016 | 0.0094 | 0.0086 | 0.008 | 0.0211 | 0.2746 | 0.0015 | 0.0035 | 0.1185 | 0.0008 | 0.0006 | 0.0009 | 0.012 | 0.0072 | 0.0022 | 0.0056 | 0.0026 | 0.003 | 0.0027 | 0.0071 | 0.0492 | 0 | 0 | 0.0037 | 0.0004 | 0.0012 | 0.2819 | 0 | 0
1f37113 | UGI | 6 | 05m_109019_419x230x572.dat | 0.0850;0.0850;0.1928 | 419;230;572 | (0.8363;73.4725;14.0821) | 110 | 3.9 | 52 | 87.015 | 60 | EZpaque | [73,75] | [100,10] | 1 | 10 | 75 | normal | none | 5.5284 | 4.4072 | 24.3646 | 24.0526 | 19.1745 | 461.1974 | 0 | 0.0057 | 0.0101 | 0.0122 | 0.0012 | 0.0614 | 0.0056 | 0.0761 | 0.0028 | 0.001 | 0.4763 | 0.0004 | 0.0019 | 0.0093 | 0.0672 | 0.0032 | 0.0232 | 0.001 | 0.0041 | 0.0034 | 0.0094 | 0.0441 | 0.0121 | 0 | 0 | 0.0023 | 0.0005 | 0.001 | 0.0701 | 0 | 0
1f37113 | UGI | 6 | 05m_109019_419x230x572.dat | 0.0850;0.0850;0.1928 | 419;230;572 | (0.8363;73.4725;14.0821) | 110 | 7.85 | 62 | 87.015 | 60 | EZpaque | [73,75] | [100,10] | 1 | 10 | 75 | normal | none | 5.5284 | 4.4072 | 24.3646 | 24.0526 | 19.1745 | 461.1974 | 0 | 0.0054 | 0.0085 | 0.0115 | 0.0012 | 0.0542 | 0.0054 | 0.0674 | 0.0025 | 0.001 | 0.2981 | 0.0004 | 0.0018 | 0.0083 | 0.0589 | 0.0029 | 0.0202 | 0.001 | 0.0036 | 0.003 | 0.0083 | 0.0401 | 0.0106 | 0 | 0 | 0.0024 | 0.0005 | 0.0011 | 0.061 | 0 | 0
1f37113 | UGI | 6 | 05m_109019_419x230x572.dat | 0.0850;0.0850;0.1928 | 419;230;572 | (0.8363;73.4725;14.0821) | 110 | 9.9905 | 69 | 87.015 | 60 | EZpaque | [73,75] | [100,10] | 1 | 10 | 75 | normal | none | 5.5284 | 4.4072 | 24.3646 | 24.0526 | 19.1745 | 461.1974 | 0 | 0.0052 | 0.0077 | 0.011 | 0.0012 | 0.0477 | 0.0053 | 0.0591 | 0.0024 | 0.001 | 0.3625 | 0.0004 | 0.0017 | 0.0079 | 0.0531 | 0.0027 | 0.0187 | 0.0009 | 0.0034 | 0.0028 | 0.0078 | 0.0367 | 0.0101 | 0 | 0 | 0.0023 | 0.0005 | 0.0011 | 0.058 | 0 | 0
1f37113 | UGI | 6 | 05m_109019_419x230x572.dat | 0.0850;0.0850;0.1928 | 419;230;572 | (0.8363;73.4725;14.0821) | 60 | 2.5 | 38 | 87.015 | 60 | EZpaque | [73,75] | [100,10] | 1 | 10 | 75 | normal | none | 5.5284 | 4.4072 | 24.3646 | 24.0526 | 19.1745 | 461.1974 | 0 | 0.0064 | 0.0161 | 0.0137 | 0.0012 | 0.0919 | 0.0059 | 0.104 | 0.0034 | 0.0011 | 0.5591 | 0.0004 | 0.0021 | 0.0117 | 0.0906 | 0.0039 | 0.0321 | 0.001 | 0.0055 | 0.0043 | 0.0123 | 0.0604 | 0.0154 | 0 | 0 | 0.0023 | 0.0004 | 0.0009 | 0.1032 | 0 | 0
1f37113 | UGI | 6 | 05m_109019_419x230x572.dat | 0.0850;0.0850;0.1928 | 419;230;572 | (0.8363;73.4725;14.0821) | 60 | 5.7448 | 47 | 87.015 | 60 | EZpaque | [73,75] | [100,10] | 1 | 10 | 75 | normal | none | 5.5284 | 4.4072 | 24.3646 | 24.0526 | 19.1745 | 461.1974 | 0 | 0.0058 | 0.0115 | 0.0129 | 0.0012 | 0.0698 | 0.0056 | 0.079 | 0.0028 | 0.001 | 0.5533 | 0.0004 | 0.0019 | 0.0094 | 0.0694 | 0.0032 | 0.0249 | 0.001 | 0.0043 | 0.0034 | 0.0096 | 0.0461 | 0.0122 | 0 | 0 | 0.0025 | 0.0005 | 0.0011 | 0.0764 | 0 | 0
1f37113 | UGI | 6 | 05m_109019_419x230x572.dat | 0.0850;0.0850;0.1928 | 419;230;572 | (0.8363;73.4725;14.0821) | 60 | 6.3535 | 49 | 87.015 | 60 | EZpaque | [73,75] | [100,10] | 1 | 10 | 75 | normal | none | 5.5284 | 4.4072 | 24.3646 | 24.0526 | 19.1745 | 461.1974 | 0 | 0.0058 | 0.0109 | 0.0128 | 0.0012 | 0.0666 | 0.0056 | 0.0798 | 0.0027 | 0.001 | 0.4471 | 0.0004 | 0.0019 | 0.0092 | 0.0649 | 0.0031 | 0.0241 | 0.001 | 0.0041 | 0.0033 | 0.0093 | 0.0433 | 0.012 | 0 | 0 | 0.0025 | 0.0005 | 0.0011 | 0.0775 | 0 | 0
1f37113 | UGI | 6 | 05m_109019_419x230x572.dat | 0.0850;0.0850;0.1928 | 419;230;572 | (0.8363;73.4725;14.0821) | 80 | 2.9 | 44 | 87.015 | 60 | EZpaque | [73,75] | [100,10] | 1 | 10 | 75 | normal | none | 5.5284 | 4.4072 | 24.3646 | 24.0526 | 19.1745 | 461.1974 | 0 | 0.0061 | 0.0125 | 0.0131 | 0.0012 | 0.0772 | 0.0058 | 0.0895 | 0.0031 | 0.0011 | 0.4891 | 0.0004 | 0.002 | 0.0105 | 0.0741 | 0.0035 | 0.0279 | 0.001 | 0.0047 | 0.0038 | 0.0107 | 0.0519 | 0.0135 | 0 | 0 | 0.0023 | 0.0005 | 0.0009 | 0.085 | 0 | 0
1f37113 | UGI | 6 | 05m_109019_419x230x572.dat | 0.0850;0.0850;0.1928 | 419;230;572 | (0.8363;73.4725;14.0821) | 80 | 7.702 | 57 | 87.015 | 60 | EZpaque | [73,75] | [100,10] | 1 | 10 | 75 | normal | none | 5.5284 | 4.4072 | 24.3646 | 24.0526 | 19.1745 | 461.1974 | 0 | 0.0055 | 0.0091 | 0.0121 | 0.0012 | 0.0564 | 0.0055 | 0.0706 | 0.0026 | 0.001 | 0.3902 | 0.0004 | 0.0018 | 0.0086 | 0.0636 | 0.003 | 0.0213 | 0.001 | 0.0038 | 0.0031 | 0.0086 | 0.0418 | 0.011 | 0 | 0 | 0.0024 | 0.0005 | 0.0011 | 0.0618 | 0 | 0
1f37113 | UGI | 6 | 05m_109019_419x230x572.dat | 0.0850;0.0850;0.1928 | 419;230;572 | (0.8363;73.4725;14.0821) | 80 | 8.502 | 60 | 87.015 | 60 | EZpaque | [73,75] | [100,10] | 1 | 10 | 75 | normal | none | 5.5284 | 4.4072 | 24.3646 | 24.0526 | 19.1745 | 461.1974 | 0 | 0.0055 | 0.0087 | 0.0118 | 0.0012 | 0.0557 | 0.0055 | 0.0695 | 0.0026 | 0.001 | 0.3642 | 0.0004 | 0.0018 | 0.0084 | 0.06 | 0.0029 | 0.0205 | 0.001 | 0.0037 | 0.003 | 0.0083 | 0.0395 | 0.0106 | 0 | 0 | 0.0024 | 0.0005 | 0.0011 | 0.0621 | 0 | 0
1f37113 | UGI | 7 | 05m_109019_419x230x572.dat | 0.0850;0.0850;0.1928 | 419;230;572 | (0.8363;73.4725;14.0821) | 110 | 3.9 | 52 | 87.015 | 60 | EZpaque | [73,75] | [90,20] | 1 | 10 | 75 | normal | none | 5.5284 | 4.4072 | 24.3646 | 24.0526 | 19.1745 | 461.1974 | 0 | 0.0057 | 0.0101 | 0.0122 | 0.0012 | 0.0613 | 0.0056 | 0.0783 | 0.0028 | 0.001 | 0.4763 | 0.0004 | 0.0019 | 0.0093 | 0.0675 | 0.0032 | 0.0232 | 0.001 | 0.0041 | 0.0034 | 0.0094 | 0.044 | 0.0125 | 0 | 0 | 0.0024 | 0.0005 | 0.001 | 0.0721 | 0 | 0
1f37113 | UGI | 7 | 05m_109019_419x230x572.dat | 0.0850;0.0850;0.1928 | 419;230;572 | (0.8363;73.4725;14.0821) | 110 | 7.85 | 62 | 87.015 | 60 | EZpaque | [73,75] | [90,20] | 1 | 10 | 75 | normal | none | 5.5284 | 4.4072 | 24.3646 | 24.0526 | 19.1745 | 461.1974 | 0 | 0.0054 | 0.0085 | 0.0115 | 0.0012 | 0.0541 | 0.0054 | 0.0707 | 0.0025 | 0.001 | 0.2981 | 0.0004 | 0.0018 | 0.0083 | 0.0589 | 0.0029 | 0.0202 | 0.001 | 0.0036 | 0.003 | 0.0083 | 0.0401 | 0.011 | 0 | 0 | 0.0024 | 0.0005 | 0.0011 | 0.0625 | 0 | 0
1f37113 | UGI | 7 | 05m_109019_419x230x572.dat | 0.0850;0.0850;0.1928 | 419;230;572 | (0.8363;73.4725;14.0821) | 110 | 9.9905 | 69 | 87.015 | 60 | EZpaque | [73,75] | [90,20] | 1 | 10 | 75 | normal | none | 5.5284 | 4.4072 | 24.3646 | 24.0526 | 19.1745 | 461.1974 | 0 | 0.0052 | 0.0077 | 0.011 | 0.0012 | 0.0478 | 0.0053 | 0.0642 | 0.0024 | 0.001 | 0.3625 | 0.0004 | 0.0017 | 0.0079 | 0.053 | 0.0027 | 0.0187 | 0.0009 | 0.0034 | 0.0028 | 0.0078 | 0.0367 | 0.0104 | 0 | 0 | 0.0024 | 0.0005 | 0.0011 | 0.0602 | 0 | 0
1f37113 | UGI | 7 | 05m_109019_419x230x572.dat | 0.0850;0.0850;0.1928 | 419;230;572 | (0.8363;73.4725;14.0821) | 60 | 2.5 | 38 | 87.015 | 60 | EZpaque | [73,75] | [90,20] | 1 | 10 | 75 | normal | none | 5.5284 | 4.4072 | 24.3646 | 24.0526 | 19.1745 | 461.1974 | 0 | 0.0064 | 0.0161 | 0.0137 | 0.0012 | 0.0925 | 0.0059 | 0.1041 | 0.0034 | 0.0011 | 0.5591 | 0.0004 | 0.0021 | 0.0117 | 0.0906 | 0.0039 | 0.032 | 0.0011 | 0.0055 | 0.0043 | 0.0123 | 0.0605 | 0.0162 | 0 | 0 | 0.0023 | 0.0004 | 0.0009 | 0.1067 | 0 | 0
1f37113 | UGI | 7 | 05m_109019_419x230x572.dat | 0.0850;0.0850;0.1928 | 419;230;572 | (0.8363;73.4725;14.0821) | 60 | 5.7448 | 47 | 87.015 | 60 | EZpaque | [73,75] | [90,20] | 1 | 10 | 75 | normal | none | 5.5284 | 4.4072 | 24.3646 | 24.0526 | 19.1745 | 461.1974 | 0 | 0.0058 | 0.0115 | 0.0129 | 0.0012 | 0.0697 | 0.0056 | 0.0832 | 0.0028 | 0.001 | 0.5533 | 0.0004 | 0.0019 | 0.0094 | 0.0695 | 0.0032 | 0.025 | 0.001 | 0.0043 | 0.0034 | 0.0096 | 0.0461 | 0.0128 | 0 | 0 | 0.0025 | 0.0005 | 0.0011 | 0.0814 | 0 | 0
1f37113 | UGI | 7 | 05m_109019_419x230x572.dat | 0.0850;0.0850;0.1928 | 419;230;572 | (0.8363;73.4725;14.0821) | 60 | 6.3535 | 49 | 87.015 | 60 | EZpaque | [73,75] | [90,20] | 1 | 10 | 75 | normal | none | 5.5284 | 4.4072 | 24.3646 | 24.0526 | 19.1745 | 461.1974 | 0 | 0.0058 | 0.0109 | 0.0128 | 0.0012 | 0.0666 | 0.0056 | 0.0803 | 0.0027 | 0.0011 | 0.4471 | 0.0004 | 0.0019 | 0.0092 | 0.0651 | 0.0032 | 0.0242 | 0.001 | 0.0041 | 0.0033 | 0.0093 | 0.0433 | 0.0125 | 0 | 0 | 0.0025 | 0.0005 | 0.0011 | 0.0789 | 0 | 0
1f37113 | UGI | 7 | 05m_109019_419x230x572.dat | 0.0850;0.0850;0.1928 | 419;230;572 | (0.8363;73.4725;14.0821) | 80 | 2.9 | 44 | 87.015 | 60 | EZpaque | [73,75] | [90,20] | 1 | 10 | 75 | normal | none | 5.5284 | 4.4072 | 24.3646 | 24.0526 | 19.1745 | 461.1974 | 0 | 0.0061 | 0.0125 | 0.0131 | 0.0012 | 0.0772 | 0.0058 | 0.0925 | 0.0031 | 0.0011 | 0.4891 | 0.0004 | 0.002 | 0.0105 | 0.0741 | 0.0036 | 0.0279 | 0.001 | 0.0047 | 0.0038 | 0.0107 | 0.0518 | 0.0141 | 0 | 0 | 0.0023 | 0.0005 | 0.0009 | 0.0888 | 0 | 0
1f37113 | UGI | 7 | 05m_109019_419x230x572.dat | 0.0850;0.0850;0.1928 | 419;230;572 | (0.8363;73.4725;14.0821) | 80 | 7.702 | 57 | 87.015 | 60 | EZpaque | [73,75] | [90,20] | 1 | 10 | 75 | normal | none | 5.5284 | 4.4072 | 24.3646 | 24.0526 | 19.1745 | 461.1974 | 0 | 0.0055 | 0.0091 | 0.0121 | 0.0012 | 0.0564 | 0.0055 | 0.0721 | 0.0026 | 0.001 | 0.3902 | 0.0004 | 0.0018 | 0.0086 | 0.0637 | 0.003 | 0.0213 | 0.001 | 0.0038 | 0.0031 | 0.0086 | 0.0417 | 0.0114 | 0 | 0 | 0.0025 | 0.0005 | 0.0011 | 0.0629 | 0 | 0
1f37113 | UGI | 7 | 05m_109019_419x230x572.dat | 0.0850;0.0850;0.1928 | 419;230;572 | (0.8363;73.4725;14.0821) | 80 | 8.502 | 60 | 87.015 | 60 | EZpaque | [73,75] | [90,20] | 1 | 10 | 75 | normal | none | 5.5284 | 4.4072 | 24.3646 | 24.0526 | 19.1745 | 461.1974 | 0 | 0.0055 | 0.0087 | 0.0118 | 0.0012 | 0.0556 | 0.0055 | 0.071 | 0.0026 | 0.001 | 0.3648 | 0.0004 | 0.0018 | 0.0084 | 0.0602 | 0.0029 | 0.0205 | 0.001 | 0.0037 | 0.003 | 0.0083 | 0.0395 | 0.011 | 0 | 0 | 0.0025 | 0.0005 | 0.0011 | 0.0626 | 0 | 0
1f37113 | UGI | 8 | 05m_109019_419x230x572.dat | 0.0850;0.0850;0.1928 | 419;230;572 | (0.1749;69.2650;13.4236) | 110 | 3.9 | 52 | 83.87 | 60 | EZpaque | [73,75] | [90,20] | 1 | 10 | 75 | normal | none | 7.8373 | 4.4571 | 34.9318 | 32.8656 | 18.691 | 614.2918 | 0 | 0.004 | 0.012 | 0.0226 | 0.0017 | 0.0829 | 0.0076 | 0.0811 | 0.0036 | 0.0008 | 0.7591 | 0.0006 | 0.0023 | 0.0096 | 0.0983 | 0.0019 | 0.0293 | 0.0011 | 0.0014 | 0.0022 | 0.0122 | 0.0534 | 0.0122 | 0 | 0 | 0.0026 | 0.0005 | 0.0011 | 0.0727 | 0 | 0
1f37113 | UGI | 8 | 05m_109019_419x230x572.dat | 0.0850;0.0850;0.1928 | 419;230;572 | (0.1749;69.2650;13.4236) | 110 | 7.85 | 62 | 83.87 | 60 | EZpaque | [73,75] | [90,20] | 1 | 10 | 75 | normal | none | 7.8373 | 4.4571 | 34.9318 | 32.8656 | 18.691 | 614.2918 | 0 | 0.0041 | 0.0102 | 0.0193 | 0.0017 | 0.0685 | 0.0073 | 0.0696 | 0.0033 | 0.0009 | 0.513 | 0.0006 | 0.0021 | 0.0088 | 0.0848 | 0.0019 | 0.0248 | 0.0011 | 0.0014 | 0.0021 | 0.0107 | 0.0467 | 0.0109 | 0 | 0 | 0.0026 | 0.0005 | 0.0012 | 0.0626 | 0 | 0
1f37113 | UGI | 8 | 05m_109019_419x230x572.dat | 0.0850;0.0850;0.1928 | 419;230;572 | (0.1749;69.2650;13.4236) | 110 | 9.9905 | 69 | 83.87 | 60 | EZpaque | [73,75] | [90,20] | 1 | 10 | 75 | normal | none | 7.8373 | 4.4571 | 34.9318 | 32.8656 | 18.691 | 614.2918 | 0 | 0.0041 | 0.0093 | 0.0182 | 0.0016 | 0.0637 | 0.0071 | 0.0681 | 0.0031 | 0.0009 | 0.5838 | 0.0006 | 0.002 | 0.0084 | 0.0771 | 0.0019 | 0.0235 | 0.001 | 0.0014 | 0.0021 | 0.01 | 0.0442 | 0.0103 | 0 | 0 | 0.0025 | 0.0005 | 0.0012 | 0.0595 | 0 | 0
1f37113 | UGI | 8 | 05m_109019_419x230x572.dat | 0.0850;0.0850;0.1928 | 419;230;572 | (0.1749;69.2650;13.4236) | 60 | 2.5 | 38 | 83.87 | 60 | EZpaque | [73,75] | [90,20] | 1 | 10 | 75 | normal | none | 7.8373 | 4.4571 | 34.9318 | 32.8656 | 18.691 | 614.2918 | 0 | 0.0039 | 0.0192 | 0.0301 | 0.0018 | 0.1421 | 0.0084 | 0.1149 | 0.0043 | 0.0008 | 0.6072 | 0.0006 | 0.0025 | 0.0112 | 0.1221 | 0.002 | 0.0414 | 0.0012 | 0.0013 | 0.0024 | 0.0162 | 0.0736 | 0.0154 | 0 | 0 | 0.0026 | 0.0005 | 0.001 | 0.0986 | 0 | 0
1f37113 | UGI | 8 | 05m_109019_419x230x572.dat | 0.0850;0.0850;0.1928 | 419;230;572 | (0.1749;69.2650;13.4236) | 60 | 5.7448 | 47 | 83.87 | 60 | EZpaque | [73,75] | [90,20] | 1 | 10 | 75 | normal | none | 7.8373 | 4.4571 | 34.9318 | 32.8656 | 18.691 | 614.2918 | 0 | 0.0042 | 0.0137 | 0.0242 | 0.0018 | 0.0956 | 0.0077 | 0.0833 | 0.0036 | 0.0009 | 0.5732 | 0.0006 | 0.0022 | 0.0097 | 0.1061 | 0.0019 | 0.0308 | 0.0011 | 0.0014 | 0.0022 | 0.0125 | 0.0553 | 0.0123 | 0 | 0 | 0.0027 | 0.0006 | 0.0012 | 0.0784 | 0 | 0
1f37113 | UGI | 8 | 05m_109019_419x230x572.dat | 0.0850;0.0850;0.1928 | 419;230;572 | (0.1749;69.2650;13.4236) | 60 | 6.3535 | 49 | 83.87 | 60 | EZpaque | [73,75] | [90,20] | 1 | 10 | 75 | normal | none | 7.8373 | 4.4571 | 34.9318 | 32.8656 | 18.691 | 614.2918 | 0 | 0.0042 | 0.013 | 0.0232 | 0.0018 | 0.0923 | 0.0076 | 0.0818 | 0.0035 | 0.0009 | 0.7231 | 0.0006 | 0.0022 | 0.0095 | 0.1034 | 0.0019 | 0.0297 | 0.0011 | 0.0014 | 0.0022 | 0.0121 | 0.0554 | 0.012 | 0 | 0 | 0.0027 | 0.0006 | 0.0013 | 0.0757 | 0 | 0
1f37113 | UGI | 8 | 05m_109019_419x230x572.dat | 0.0850;0.0850;0.1928 | 419;230;572 | (0.1749;69.2650;13.4236) | 80 | 2.9 | 44 | 83.87 | 60 | EZpaque | [73,75] | [90,20] | 1 | 10 | 75 | normal | none | 7.8373 | 4.4571 | 34.9318 | 32.8656 | 18.691 | 614.2918 | 0 | 0.004 | 0.0149 | 0.0264 | 0.0018 | 0.1047 | 0.008 | 0.0877 | 0.004 | 0.0008 | 0.561 | 0.0006 | 0.0024 | 0.0105 | 0.117 | 0.002 | 0.0342 | 0.0012 | 0.0014 | 0.0023 | 0.0138 | 0.064 | 0.0138 | 0 | 0 | 0.0026 | 0.0005 | 0.0011 | 0.0935 | 0 | 0
1f37113 | UGI | 8 | 05m_109019_419x230x572.dat | 0.0850;0.0850;0.1928 | 419;230;572 | (0.1749;69.2650;13.4236) | 80 | 7.702 | 57 | 83.87 | 60 | EZpaque | [73,75] | [90,20] | 1 | 10 | 75 | normal | none | 7.8373 | 4.4571 | 34.9318 | 32.8656 | 18.691 | 614.2918 | 0 | 0.0042 | 0.0109 | 0.0208 | 0.0017 | 0.0731 | 0.0074 | 0.0725 | 0.0034 | 0.0009 | 0.5623 | 0.0006 | 0.0021 | 0.0091 | 0.0893 | 0.0019 | 0.0265 | 0.0011 | 0.0014 | 0.0022 | 0.011 | 0.0505 | 0.011 | 0 | 0 | 0.0027 | 0.0006 | 0.0013 | 0.0675 | 0 | 0
1f37113 | UGI | 8 | 05m_109019_419x230x572.dat | 0.0850;0.0850;0.1928 | 419;230;572 | (0.1749;69.2650;13.4236) | 80 | 8.502 | 60 | 83.87 | 60 | EZpaque | [73,75] | [90,20] | 1 | 10 | 75 | normal | none | 7.8373 | 4.4571 | 34.9318 | 32.8656 | 18.691 | 614.2918 | 0 | 0.0042 | 0.0105 | 0.0202 | 0.0017 | 0.0739 | 0.0074 | 0.0687 | 0.0033 | 0.0009 | 0.5526 | 0.0006 | 0.0021 | 0.0089 | 0.0834 | 0.0019 | 0.0255 | 0.0011 | 0.0015 | 0.0021 | 0.0107 | 0.0491 | 0.0109 | 0 | 0 | 0.0026 | 0.0006 | 0.0013 | 0.0639 | 0 | 0
1f37113 | UGI | 9 | 05m_109019_419x230x572.dat | 0.0850;0.0850;0.1928 | 419;230;572 | (0.2562;70.3993;13.2905) | 110 | 3.9 | 52 | 84.644 | 60 | EZpaque | [73,75] | [90,20] | 1 | 5 | 75 | normal | none | 7.5677 | 4.3235 | 32.719 | 32.0282 | 18.2979 | 586.048 | 0 | 0.0041 | 0.0122 | 0.0238 | 0.0017 | 0.0869 | 0.0081 | 0.0785 | 0.0038 | 0.0008 | 0.602 | 0.0007 | 0.0024 | 0.0098 | 0.0927 | 0.0018 | 0.0298 | 0.0011 | 0.0013 | 0.0021 | 0.0125 | 0.058 | 0.012 | 0 | 0 | 0.0026 | 0.0005 | 0.0011 | 0.0707 | 0 | 0
1f37113 | UGI | 9 | 05m_109019_419x230x572.dat | 0.0850;0.0850;0.1928 | 419;230;572 | (0.2562;70.3993;13.2905) | 110 | 7.85 | 62 | 84.644 | 60 | EZpaque | [73,75] | [90,20] | 1 | 5 | 75 | normal | none | 7.5677 | 4.3235 | 32.719 | 32.0282 | 18.2979 | 586.048 | 0 | 0.0041 | 0.0104 | 0.0208 | 0.0017 | 0.0742 | 0.0076 | 0.0684 | 0.0034 | 0.0009 | 0.4922 | 0.0006 | 0.0022 | 0.009 | 0.0832 | 0.0018 | 0.0258 | 0.0011 | 0.0013 | 0.002 | 0.011 | 0.0507 | 0.0107 | 0 | 0 | 0.0026 | 0.0005 | 0.0012 | 0.0595 | 0 | 0
1f37113 | UGI | 9 | 05m_109019_419x230x572.dat | 0.0850;0.0850;0.1928 | 419;230;572 | (0.2562;70.3993;13.2905) | 110 | 9.9905 | 69 | 84.644 | 60 | EZpaque | [73,75] | [90,20] | 1 | 5 | 75 | normal | none | 7.5677 | 4.3235 | 32.719 | 32.0282 | 18.2979 | 586.048 | 0 | 0.0041 | 0.0095 | 0.0195 | 0.0016 | 0.0662 | 0.0073 | 0.0621 | 0.0033 | 0.0009 | 0.6321 | 0.0006 | 0.0021 | 0.0087 | 0.079 | 0.0018 | 0.0241 | 0.001 | 0.0013 | 0.0019 | 0.0103 | 0.0462 | 0.0101 | 0 | 0 | 0.0025 | 0.0005 | 0.0012 | 0.0583 | 0 | 0
1f37113 | UGI | 9 | 05m_109019_419x230x572.dat | 0.0850;0.0850;0.1928 | 419;230;572 | (0.2562;70.3993;13.2905) | 60 | 2.5 | 38 | 84.644 | 60 | EZpaque | [73,75] | [90,20] | 1 | 5 | 75 | normal | none | 7.5677 | 4.3235 | 32.719 | 32.0282 | 18.2979 | 586.048 | 0 | 0.004 | 0.0196 | 0.032 | 0.0018 | 0.1318 | 0.0089 | 0.1157 | 0.0046 | 0.0008 | 0.9275 | 0.0007 | 0.0026 | 0.0113 | 0.1363 | 0.0018 | 0.0433 | 0.0012 | 0.0012 | 0.0022 | 0.017 | 0.0768 | 0.0152 | 0 | 0 | 0.0025 | 0.0005 | 0.001 | 0.0908 | 0 | 0
1f37113 | UGI | 9 | 05m_109019_419x230x572.dat | 0.0850;0.0850;0.1928 | 419;230;572 | (0.2562;70.3993;13.2905) | 60 | 5.7448 | 47 | 84.644 | 60 | EZpaque | [73,75] | [90,20] | 1 | 5 | 75 | normal | none | 7.5677 | 4.3235 | 32.719 | 32.0282 | 18.2979 | 586.048 | 0 | 0.0042 | 0.014 | 0.026 | 0.0018 | 0.0948 | 0.0081 | 0.081 | 0.0038 | 0.0009 | 0.5318 | 0.0007 | 0.0023 | 0.0099 | 0.1174 | 0.0018 | 0.0324 | 0.0011 | 0.0013 | 0.0021 | 0.0129 | 0.0594 | 0.0122 | 0 | 0 | 0.0027 | 0.0006 | 0.0012 | 0.0739 | 0 | 0
1f37113 | UGI | 9 | 05m_109019_419x230x572.dat | 0.0850;0.0850;0.1928 | 419;230;572 | (0.2562;70.3993;13.2905) | 60 | 6.3535 | 49 | 84.644 | 60 | EZpaque | [73,75] | [90,20] | 1 | 5 | 75 | normal | none | 7.5677 | 4.3235 | 32.719 | 32.0282 | 18.2979 | 586.048 | 0 | 0.0042 | 0.0134 | 0.0251 | 0.0017 | 0.0942 | 0.0081 | 0.0837 | 0.0037 | 0.0009 | 0.647 | 0.0007 | 0.0023 | 0.0097 | 0.1022 | 0.0018 | 0.0306 | 0.0011 | 0.0013 | 0.0021 | 0.0125 | 0.0565 | 0.0119 | 0 | 0 | 0.0027 | 0.0006 | 0.0013 | 0.0753 | 0 | 0
1f37113 | UGI | 9 | 05m_109019_419x230x572.dat | 0.0850;0.0850;0.1928 | 419;230;572 | (0.2562;70.3993;13.2905) | 80 | 2.9 | 44 | 84.644 | 60 | EZpaque | [73,75] | [90,20] | 1 | 5 | 75 | normal | none | 7.5677 | 4.3235 | 32.719 | 32.0282 | 18.2979 | 586.048 | 0 | 0.0041 | 0.0153 | 0.0283 | 0.0018 | 0.1023 | 0.0086 | 0.0892 | 0.0042 | 0.0008 | 0.7185 | 0.0007 | 0.0025 | 0.0106 | 0.1248 | 0.0018 | 0.0353 | 0.0012 | 0.0013 | 0.0022 | 0.0144 | 0.0664 | 0.0134 | 0 | 0 | 0.0026 | 0.0005 | 0.0011 | 0.0846 | 0 | 0
1f37113 | UGI | 9 | 05m_109019_419x230x572.dat | 0.0850;0.0850;0.1928 | 419;230;572 | (0.2562;70.3993;13.2905) | 80 | 7.702 | 57 | 84.644 | 60 | EZpaque | [73,75] | [90,20] | 1 | 5 | 75 | normal | none | 7.5677 | 4.3235 | 32.719 | 32.0282 | 18.2979 | 586.048 | 0 | 0.0042 | 0.0112 | 0.0225 | 0.0017 | 0.0772 | 0.0078 | 0.0715 | 0.0035 | 0.0009 | 0.6266 | 0.0007 | 0.0022 | 0.0093 | 0.0914 | 0.0018 | 0.0272 | 0.0011 | 0.0013 | 0.002 | 0.0113 | 0.0541 | 0.011 | 0 | 0 | 0.0026 | 0.0006 | 0.0013 | 0.0655 | 0 | 0
1f37113 | UGI | 9 | 05m_109019_419x230x572.dat | 0.0850;0.0850;0.1928 | 419;230;572 | (0.2562;70.3993;13.2905) | 80 | 8.502 | 60 | 84.644 | 60 | EZpaque | [73,75] | [90,20] | 1 | 5 | 75 | normal | none | 7.5677 | 4.3235 | 32.719 | 32.0282 | 18.2979 | 586.048 | 0 | 0.0042 | 0.0107 | 0.022 | 0.0017 | 0.0732 | 0.0077 | 0.0683 | 0.0034 | 0.0009 | 0.6369 | 0.0007 | 0.0022 | 0.0091 | 0.0911 | 0.0018 | 0.0266 | 0.0011 | 0.0014 | 0.002 | 0.011 | 0.0514 | 0.0107 | 0 | 0 | 0.0026 | 0.0006 | 0.0013 | 0.0613 | 0 | 0
1f37113 | UGI | 1 | 10f_138032_419x226x576.dat | 0.0990;0.0990;0.2425 | 419;226;576 | (0.4286;75.7905;44.0066) | 110 | 3.9 | 52 | 88.958 | 60 | EZpaque | [5] | [0] | 0 | 5 | 75 | normal | none | 6.3911 | 8.0682 | 51.5646 | 28.4268 | 35.8868 | 1020.1442 | 0 | 0.0152 | 0.0011 | 0.0053 | 0.0091 | 0.0053 | 0.0314 | 0.2013 | 0.0015 | 0.0052 | 0.0598 | 0.0014 | 0.0008 | 0.0044 | 0.0074 | 0.007 | 0.002 | 0.0064 | 0.0035 | 0.0038 | 0.0033 | 0.0049 | 0.0808 | 0 | 0 | 0.0033 | 0.0003 | 0.001 | 0.2009 | 0 | 0
1f37113 | UGI | 1 | 10f_138032_419x226x576.dat | 0.0990;0.0990;0.2425 | 419;226;576 | (0.4286;75.7905;44.0066) | 110 | 7.85 | 62 | 88.958 | 60 | EZpaque | [5] | [0] | 0 | 5 | 75 | normal | none | 6.3911 | 8.0682 | 51.5646 | 28.4268 | 35.8868 | 1020.1442 | 0 | 0.0138 | 0.001 | 0.0055 | 0.0079 | 0.005 | 0.0278 | 0.1649 | 0.0015 | 0.0045 | 0.0569 | 0.0013 | 0.0008 | 0.0041 | 0.0075 | 0.0062 | 0.002 | 0.0055 | 0.0034 | 0.0035 | 0.003 | 0.005 | 0.0755 | 0 | 0 | 0.0033 | 0.0003 | 0.0011 | 0.1601 | 0 | 0
1f37113 | UGI | 1 | 10f_138032_419x226x576.dat | 0.0990;0.0990;0.2425 | 419;226;576 | (0.4286;75.7905;44.0066) | 110 | 9.9905 | 69 | 88.958 | 60 | EZpaque | [5] | [0] | 0 | 5 | 75 | normal | none | 6.3911 | 8.0682 | 51.5646 | 28.4268 | 35.8868 | 1020.1442 | 0 | 0.0131 | 0.001 | 0.0054 | 0.0073 | 0.0049 | 0.0248 | 0.1611 | 0.0014 | 0.0043 | 0.0508 | 0.0012 | 0.0007 | 0.004 | 0.0074 | 0.0059 | 0.002 | 0.0051 | 0.0033 | 0.0034 | 0.0029 | 0.005 | 0.0688 | 0 | 0 | 0.0032 | 0.0003 | 0.0011 | 0.1518 | 0 | 0
1f37113 | UGI | 1 | 10f_138032_419x226x576.dat | 0.0990;0.0990;0.2425 | 419;226;576 | (0.4286;75.7905;44.0066) | 60 | 2.5 | 38 | 88.958 | 60 | EZpaque | [5] | [0] | 0 | 5 | 75 | normal | none | 6.3911 | 8.0682 | 51.5646 | 28.4268 | 35.8868 | 1020.1442 | 0 | 0.0191 | 0.0013 | 0.0052 | 0.013 | 0.0057 | 0.0481 | 0.4014 | 0.0017 | 0.0067 | 0.0721 | 0.0017 | 0.0008 | 0.0049 | 0.0072 | 0.0091 | 0.0019 | 0.0093 | 0.0038 | 0.0043 | 0.0038 | 0.0049 | 0.1595 | 0 | 0 | 0.0033 | 0.0003 | 0.001 | 0.4183 | 0 | 0
1f37113 | UGI | 1 | 10f_138032_419x226x576.dat | 0.0990;0.0990;0.2425 | 419;226;576 | (0.4286;75.7905;44.0066) | 60 | 5.7448 | 47 | 88.958 | 60 | EZpaque | [5] | [0] | 0 | 5 | 75 | normal | none | 6.3911 | 8.0682 | 51.5646 | 28.4268 | 35.8868 | 1020.1442 | 0 | 0.0156 | 0.0011 | 0.0059 | 0.0097 | 0.0055 | 0.0341 | 0.2125 | 0.0015 | 0.0053 | 0.067 | 0.0014 | 0.0008 | 0.0045 | 0.008 | 0.0071 | 0.0021 | 0.0069 | 0.0034 | 0.0037 | 0.0033 | 0.0051 | 0.1081 | 0 | 0 | 0.0034 | 0.0003 | 0.0012 | 0.2496 | 0 | 0
1f37113 | UGI | 1 | 10f_138032_419x226x576.dat | 0.0990;0.0990;0.2425 | 419;226;576 | (0.4286;75.7905;44.0066) | 60 | 6.3535 | 49 | 88.958 | 60 | EZpaque | [5] | [0] | 0 | 5 | 75 | normal | none | 6.3911 | 8.0682 | 51.5646 | 28.4268 | 35.8868 | 1020.1442 | 0 | 0.0153 | 0.0011 | 0.006 | 0.0094 | 0.0055 | 0.0335 | 0.2265 | 0.0015 | 0.0051 | 0.0637 | 0.0014 | 0.0008 | 0.0044 | 0.008 | 0.0069 | 0.0021 | 0.0066 | 0.0034 | 0.0037 | 0.0033 | 0.0051 | 0.105 | 0 | 0 | 0.0035 | 0.0003 | 0.0012 | 0.2612 | 0 | 0
1f37113 | UGI | 1 | 10f_138032_419x226x576.dat | 0.0990;0.0990;0.2425 | 419;226;576 | (0.4286;75.7905;44.0066) | 80 | 2.9 | 44 | 88.958 | 60 | EZpaque | [5] | [0] | 0 | 5 | 75 | normal | none | 6.3911 | 8.0682 | 51.5646 | 28.4268 | 35.8868 | 1020.1442 | 0 | 0.0173 | 0.0012 | 0.0053 | 0.0107 | 0.0056 | 0.0385 | 0.2338 | 0.0016 | 0.0059 | 0.0702 | 0.0016 | 0.0008 | 0.0047 | 0.0074 | 0.0079 | 0.002 | 0.0076 | 0.0037 | 0.0041 | 0.0036 | 0.0049 | 0.1217 | 0 | 0 | 0.0033 | 0.0003 | 0.001 | 0.311 | 0 | 0
1f37113 | UGI | 1 | 10f_138032_419x226x576.dat | 0.0990;0.0990;0.2425 | 419;226;576 | (0.4286;75.7905;44.0066) | 80 | 7.702 | 57 | 88.958 | 60 | EZpaque | [5] | [0] | 0 | 5 | 75 | normal | none | 6.3911 | 8.0682 | 51.5646 | 28.4268 | 35.8868 | 1020.1442 | 0 | 0.0142 | 0.0011 | 0.0058 | 0.0083 | 0.0053 | 0.029 | 0.2015 | 0.0015 | 0.0047 | 0.0576 | 0.0013 | 0.0008 | 0.0043 | 0.0078 | 0.0064 | 0.0021 | 0.0058 | 0.0034 | 0.0036 | 0.0031 | 0.0051 | 0.0834 | 0 | 0 | 0.0034 | 0.0003 | 0.0012 | 0.1981 | 0 | 0
1f37113 | UGI | 1 | 10f_138032_419x226x576.dat | 0.0990;0.0990;0.2425 | 419;226;576 | (0.4286;75.7905;44.0066) | 80 | 8.502 | 60 | 88.958 | 60 | EZpaque | [5] | [0] | 0 | 5 | 75 | normal | none | 6.3911 | 8.0682 | 51.5646 | 28.4268 | 35.8868 | 1020.1442 | 0 | 0.0141 | 0.001 | 0.0057 | 0.008 | 0.0052 | 0.0276 | 0.1819 | 0.0015 | 0.0046 | 0.0563 | 0.0013 | 0.0008 | 0.0042 | 0.0078 | 0.0062 | 0.0021 | 0.0056 | 0.0034 | 0.0035 | 0.0031 | 0.0051 | 0.0816 | 0 | 0 | 0.0034 | 0.0003 | 0.0012 | 0.1826 | 0 | 0
1f37113 | UGI | 2 | 10f_138032_419x226x576.dat | 0.0990;0.0990;0.2425 | 419;226;576 | (0.4286;75.7905;52.3320) | 110 | 3.9 | 52 | 88.958 | 60 | EZpaque | [5] | [0] | 0 | 5 | 75 | normal | none | 6.3911 | 3.4921 | 22.318 | 28.4268 | 15.5324 | 441.5351 | 0 | 0.0751 | 0.0008 | 0.0435 | 0.0374 | 0.0039 | 0.1358 | 0.6678 | 0.0067 | 0.0232 | 0.0523 | 0.0067 | 0.0024 | 0.0053 | 0.0054 | 0.0336 | 0.0015 | 0.0269 | 0.0199 | 0.0212 | 0.0057 | 0.0033 | 0.2662 | 0 | 0 | 0.0032 | 0.0004 | 0.0012 | 0.5267 | 0 | 0
1f37113 | UGI | 2 | 10f_138032_419x226x576.dat | 0.0990;0.0990;0.2425 | 419;226;576 | (0.4286;75.7905;52.3320) | 110 | 7.85 | 62 | 88.958 | 60 | EZpaque | [5] | [0] | 0 | 5 | 75 | normal | none | 6.3911 | 3.4921 | 22.318 | 28.4268 | 15.5324 | 441.5351 | 0 | 0.0636 | 0.0008 | 0.0398 | 0.0318 | 0.0037 | 0.1011 | 0.5262 | 0.006 | 0.0197 | 0.0493 | 0.0057 | 0.0022 | 0.0052 | 0.0055 | 0.0278 | 0.0015 | 0.0226 | 0.0171 | 0.0182 | 0.0053 | 0.0035 | 0.2213 | 0 | 0 | 0.0032 | 0.0004 | 0.0013 | 0.4725 | 0 | 0
1f37113 | UGI | 2 | 10f_138032_419x226x576.dat | 0.0990;0.0990;0.2425 | 419;226;576 | (0.4286;75.7905;52.3320) | 110 | 9.9905 | 69 | 88.958 | 60 | EZpaque | [5] | [0] | 0 | 5 | 75 | normal | none | 6.3911 | 3.4921 | 22.318 | 28.4268 | 15.5324 | 441.5351 | 0 | 0.0591 | 0.0007 | 0.0368 | 0.0281 | 0.0036 | 0.0932 | 0.6229 | 0.0056 | 0.0179 | 0.0464 | 0.0052 | 0.0021 | 0.0051 | 0.0054 | 0.0254 | 0.0015 | 0.0203 | 0.0159 | 0.0167 | 0.0051 | 0.0035 | 0.1971 | 0 | 0 | 0.0032 | 0.0004 | 0.0013 | 0.4181 | 0 | 0
1f37113 | UGI | 2 | 10f_138032_419x226x576.dat | 0.0990;0.0990;0.2425 | 419;226;576 | (0.4286;75.7905;52.3320) | 60 | 2.5 | 38 | 88.958 | 60 | EZpaque | [5] | [0] | 0 | 5 | 75 | normal | none | 6.3911 | 3.4921 | 22.318 | 28.4268 | 15.5324 | 441.5351 | 0 | 0.1154 | 0.001 | 0.0515 | 0.0554 | 0.0041 | 0.2302 | 0.6977 | 0.0088 | 0.0369 | 0.0586 | 0.0101 | 0.0027 | 0.0055 | 0.0052 | 0.0538 | 0.0014 | 0.0425 | 0.0284 | 0.0316 | 0.0064 | 0.0031 | 0.3812 | 0 | 0 | 0.0032 | 0.0004 | 0.0011 | 0.6636 | 0 | 0
1f37113 | UGI | 2 | 10f_138032_419x226x576.dat | 0.0990;0.0990;0.2425 | 419;226;576 | (0.4286;75.7905;52.3320) | 60 | 5.7448 | 47 | 88.958 | 60 | EZpaque | [5] | [0] | 0 | 5 | 75 | normal | none | 6.3911 | 3.4921 | 22.318 | 28.4268 | 15.5324 | 441.5351 | 0 | 0.0828 | 0.0008 | 0.0471 | 0.0436 | 0.004 | 0.1338 | 0.9982 | 0.0069 | 0.0265 | 0.0538 | 0.0073 | 0.0023 | 0.0055 | 0.0058 | 0.0378 | 0.0016 | 0.0314 | 0.0209 | 0.0233 | 0.0056 | 0.0035 | 0.2922 | 0 | 0 | 0.0033 | 0.0004 | 0.0014 | 0.7355 | 0 | 0
1f37113 | UGI | 2 | 10f_138032_419x226x576.dat | 0.0990;0.0990;0.2425 | 419;226;576 | (0.4286;75.7905;52.3320) | 60 | 6.3535 | 49 | 88.958 | 60 | EZpaque | [5] | [0] | 0 | 5 | 75 | normal | none | 6.3911 | 3.4921 | 22.318 | 28.4268 | 15.5324 | 441.5351 | 0 | 0.0762 | 0.0008 | 0.0461 | 0.0419 | 0.004 | 0.1474 | 0.9928 | 0.0066 | 0.0254 | 0.0534 | 0.0069 | 0.0023 | 0.0055 | 0.0059 | 0.0361 | 0.0016 | 0.0293 | 0.02 | 0.0221 | 0.0055 | 0.0035 | 0.2445 | 0 | 0 | 0.0034 | 0.0004 | 0.0014 | 0.575 | 0 | 0
1f37113 | UGI | 2 | 10f_138032_419x226x576.dat | 0.0990;0.0990;0.2425 | 419;226;576 | (0.4286;75.7905;52.3320) | 80 | 2.9 | 44 | 88.958 | 60 | EZpaque | [5] | [0] | 0 | 5 | 75 | normal | none | 6.3911 | 3.4921 | 22.318 | 28.4268 | 15.5324 | 441.5351 | 0 | 0.09 | 0.0009 | 0.0474 | 0.0434 | 0.004 | 0.1302 | 1 | 0.0076 | 0.0289 | 0.0554 | 0.008 | 0.0025 | 0.0054 | 0.0054 | 0.0408 | 0.0015 | 0.0336 | 0.0231 | 0.0255 | 0.006 | 0.0033 | 0.4017 | 0 | 0 | 0.0032 | 0.0004 | 0.0012 | 0.6257 | 0 | 0
1f37113 | UGI | 2 | 10f_138032_419x226x576.dat | 0.0990;0.0990;0.2425 | 419;226;576 | (0.4286;75.7905;52.3320) | 80 | 7.702 | 57 | 88.958 | 60 | EZpaque | [5] | [0] | 0 | 5 | 75 | normal | none | 6.3911 | 3.4921 | 22.318 | 28.4268 | 15.5324 | 441.5351 | 0 | 0.0701 | 0.0008 | 0.0419 | 0.035 | 0.0039 | 0.1097 | 0.4084 | 0.0061 | 0.0211 | 0.0504 | 0.006 | 0.0022 | 0.0054 | 0.0057 | 0.0299 | 0.0016 | 0.0249 | 0.0177 | 0.0192 | 0.0054 | 0.0035 | 0.2753 | 0 | 0 | 0.0033 | 0.0004 | 0.0014 | 0.5492 | 0 | 0
1f37113 | UGI | 2 | 10f_138032_419x226x576.dat | 0.0990;0.0990;0.2425 | 419;226;576 | (0.4286;75.7905;52.3320) | 80 | 8.502 | 60 | 88.958 | 60 | EZpaque | [5] | [0] | 0 | 5 | 75 | normal | none | 6.3911 | 3.4921 | 22.318 | 28.4268 | 15.5324 | 441.5351 | 0 | 0.0682 | 0.0008 | 0.0415 | 0.033 | 0.0038 | 0.1125 | 0.52 | 0.0059 | 0.02 | 0.0502 | 0.0058 | 0.0022 | 0.0054 | 0.0057 | 0.0288 | 0.0016 | 0.024 | 0.0173 | 0.0185 | 0.0053 | 0.0036 | 0.2497 | 0 | 0 | 0.0033 | 0.0004 | 0.0014 | 0.5333 | 0 | 0
1f37113 | UGI | 3 | 10f_138032_419x226x576.dat | 0.0990;0.0990;0.2425 | 419;226;576 | (0.4286;75.7905;52.3320) | 110 | 3.9 | 52 | 88.958 | 60 | EZpaque | [5,133,110] | [30,30,100] | 0 | 10 | 75 | normal | none | 6.3911 | 3.4921 | 22.318 | 28.4268 | 15.5324 | 441.5351 | 0 | 0.0801 | 0.0008 | 0.0454 | 0.0387 | 0.0039 | 0.1469 | 0.6678 | 0.0071 | 0.0245 | 0.0533 | 0.0072 | 0.0025 | 0.0018 | 0.0038 | 0.0356 | 0.0015 | 0.0282 | 0.0206 | 0.022 | 0.006 | 0.0034 | 0.2724 | 0 | 0 | 0.0032 | 0.0004 | 0.0012 | 0.5267 | 0 | 0
1f37113 | UGI | 3 | 10f_138032_419x226x576.dat | 0.0990;0.0990;0.2425 | 419;226;576 | (0.4286;75.7905;52.3320) | 110 | 7.85 | 62 | 88.958 | 60 | EZpaque | [5,133,110] | [30,30,100] | 0 | 10 | 75 | normal | none | 6.3911 | 3.4921 | 22.318 | 28.4268 | 15.5324 | 441.5351 | 0 | 0.0683 | 0.0008 | 0.0417 | 0.0332 | 0.0037 | 0.1117 | 0.5262 | 0.0063 | 0.0207 | 0.0502 | 0.0061 | 0.0023 | 0.0016 | 0.0036 | 0.0294 | 0.0015 | 0.0238 | 0.0177 | 0.0191 | 0.0056 | 0.0035 | 0.2261 | 0 | 0 | 0.0032 | 0.0004 | 0.0013 | 0.4725 | 0 | 0
1f37113 | UGI | 3 | 10f_138032_419x226x576.dat | 0.0990;0.0990;0.2425 | 419;226;576 | (0.4286;75.7905;52.3320) | 110 | 9.9905 | 69 | 88.958 | 60 | EZpaque | [5,133,110] | [30,30,100] | 0 | 10 | 75 | normal | none | 6.3911 | 3.4921 | 22.318 | 28.4268 | 15.5324 | 441.5351 | 0 | 0.0627 | 0.0008 | 0.0389 | 0.0293 | 0.0036 | 0.1016 | 0.6584 | 0.006 | 0.019 | 0.047 | 0.0056 | 0.0022 | 0.0016 | 0.0035 | 0.0271 | 0.0015 | 0.0214 | 0.0165 | 0.0175 | 0.0054 | 0.0035 | 0.201 | 0 | 0 | 0.0032 | 0.0004 | 0.0013 | 0.4181 | 0 | 0
1f37113 | UGI | 3 | 10f_138032_419x226x576.dat | 0.0990;0.0990;0.2425 | 419;226;576 | (0.4286;75.7905;52.3320) | 60 | 2.5 | 38 | 88.958 | 60 | EZpaque | [5,133,110] | [30,30,100] | 0 | 10 | 75 | normal | none | 6.3911 | 3.4921 | 22.318 | 28.4268 | 15.5324 | 441.5351 | 0 | 0.122 | 0.001 | 0.0521 | 0.0572 | 0.0042 | 0.2413 | 0.6977 | 0.0092 | 0.0386 | 0.0597 | 0.0107 | 0.0028 | 0.002 | 0.004 | 0.0554 | 0.0015 | 0.0438 | 0.029 | 0.0328 | 0.0067 | 0.0032 | 0.3829 | 0 | 0 | 0.0032 | 0.0004 | 0.0011 | 0.6636 | 0 | 0
1f37113 | UGI | 3 | 10f_138032_419x226x576.dat | 0.0990;0.0990;0.2425 | 419;226;576 | (0.4286;75.7905;52.3320) | 60 | 5.7448 | 47 | 88.958 | 60 | EZpaque | [5,133,110] | [30,30,100] | 0 | 10 | 75 | normal | none | 6.3911 | 3.4921 | 22.318 | 28.4268 | 15.5324 | 441.5351 | 0 | 0.0888 | 0.0008 | 0.0488 | 0.0454 | 0.0041 | 0.1479 | 1 | 0.0072 | 0.0279 | 0.0546 | 0.0078 | 0.0024 | 0.0017 | 0.0037 | 0.0402 | 0.0016 | 0.0324 | 0.0214 | 0.024 | 0.0059 | 0.0035 | 0.2956 | 0 | 0 | 0.0034 | 0.0004 | 0.0014 | 0.8129 | 0 | 0
1f37113 | UGI | 3 | 10f_138032_419x226x576.dat | 0.0990;0.0990;0.2425 | 419;226;576 | (0.4286;75.7905;52.3320) | 60 | 6.3535 | 49 | 88.958 | 60 | EZpaque | [5,133,110] | [30,30,100] | 0 | 10 | 75 | normal | none | 6.3911 | 3.4921 | 22.318 | 28.4268 | 15.5324 | 441.5351 | 0 | 0.0797 | 0.0008 | 0.0485 | 0.0438 | 0.0041 | 0.1565 | 0.9928 | 0.007 | 0.0267 | 0.0545 | 0.0074 | 0.0024 | 0.0017 | 0.0036 | 0.0379 | 0.0016 | 0.0304 | 0.0206 | 0.023 | 0.0059 | 0.0035 | 0.2462 | 0 | 0 | 0.0034 | 0.0004 | 0.0014 | 0.575 | 0 | 0
1f37113 | UGI | 3 | 10f_138032_419x226x576.dat | 0.0990;0.0990;0.2425 | 419;226;576 | (0.4286;75.7905;52.3320) | 80 | 2.9 | 44 | 88.958 | 60 | EZpaque | [5,133,110] | [30,30,100] | 0 | 10 | 75 | normal | none | 6.3911 | 3.4921 | 22.318 | 28.4268 | 15.5324 | 441.5351 | 0 | 0.0962 | 0.0009 | 0.0486 | 0.0446 | 0.0041 | 0.1413 | 1 | 0.008 | 0.0304 | 0.0564 | 0.0086 | 0.0026 | 0.0019 | 0.0039 | 0.0429 | 0.0015 | 0.035 | 0.0238 | 0.0264 | 0.0064 | 0.0033 | 0.4017 | 0 | 0 | 0.0032 | 0.0004 | 0.0012 | 0.6257 | 0 | 0
1f37113 | UGI | 3 | 10f_138032_419x226x576.dat | 0.0990;0.0990;0.2425 | 419;226;576 | (0.4286;75.7905;52.3320) | 80 | 7.702 | 57 | 88.958 | 60 | EZpaque | [5,133,110] | [30,30,100] | 0 | 10 | 75 | normal | none | 6.3911 | 3.4921 | 22.318 | 28.4268 | 15.5324 | 441.5351 | 0 | 0.0753 | 0.0008 | 0.0436 | 0.0364 | 0.0039 | 0.1156 | 0.4638 | 0.0065 | 0.0224 | 0.0519 | 0.0065 | 0.0023 | 0.0016 | 0.0035 | 0.0319 | 0.0016 | 0.026 | 0.0183 | 0.02 | 0.0057 | 0.0036 | 0.2753 | 0 | 0 | 0.0034 | 0.0004 | 0.0014 | 0.5492 | 0 | 0
1f37113 | UGI | 3 | 10f_138032_419x226x576.dat | 0.0990;0.0990;0.2425 | 419;226;576 | (0.4286;75.7905;52.3320) | 80 | 8.502 | 60 | 88.958 | 60 | EZpaque | [5,133,110] | [30,30,100] | 0 | 10 | 75 | normal | none | 6.3911 | 3.4921 | 22.318 | 28.4268 | 15.5324 | 441.5351 | 0 | 0.0718 | 0.0008 | 0.0436 | 0.0343 | 0.0039 | 0.122 | 0.5232 | 0.0063 | 0.0212 | 0.0517 | 0.0062 | 0.0023 | 0.0016 | 0.0035 | 0.0308 | 0.0016 | 0.0253 | 0.0178 | 0.0194 | 0.0056 | 0.0036 | 0.2497 | 0 | 0 | 0.0034 | 0.0004 | 0.0014 | 0.5545 | 0 | 0
1f37113 | UGI | 4 | 10f_138032_419x226x576.dat | 0.0990;0.0990;0.2425 | 419;226;576 | (0.4286;75.7905;41.7218) | 110 | 3.9 | 52 | 88.958 | 60 | EZpaque | [5,133,110,73] | [10,10,100,10] | 1 | 10 | 75 | normal | none | 6.3911 | 8.0391 | 51.378 | 28.4268 | 35.7569 | 1016.4529 | 0 | 0.0103 | 0.0017 | 0.0053 | 0.008 | 0.0076 | 0.0243 | 0.191 | 0.0015 | 0.0041 | 0.1135 | 0.0012 | 0.0008 | 0.0014 | 0.0063 | 0.0062 | 0.0021 | 0.0057 | 0.0021 | 0.0026 | 0.0033 | 0.0052 | 0.0808 | 0 | 0 | 0.0032 | 0.0003 | 0.001 | 0.1742 | 0 | 0
1f37113 | UGI | 4 | 10f_138032_419x226x576.dat | 0.0990;0.0990;0.2425 | 419;226;576 | (0.4286;75.7905;41.7218) | 110 | 7.85 | 62 | 88.958 | 60 | EZpaque | [5,133,110,73] | [10,10,100,10] | 1 | 10 | 75 | normal | none | 6.3911 | 8.0391 | 51.378 | 28.4268 | 35.7569 | 1016.4529 | 0 | 0.0095 | 0.0016 | 0.0054 | 0.007 | 0.0072 | 0.0213 | 0.137 | 0.0014 | 0.0037 | 0.1054 | 0.0011 | 0.0007 | 0.0012 | 0.0062 | 0.0055 | 0.0021 | 0.0049 | 0.0021 | 0.0025 | 0.003 | 0.0052 | 0.0685 | 0 | 0 | 0.0032 | 0.0003 | 0.0011 | 0.1531 | 0 | 0
1f37113 | UGI | 4 | 10f_138032_419x226x576.dat | 0.0990;0.0990;0.2425 | 419;226;576 | (0.4286;75.7905;41.7218) | 110 | 9.9905 | 69 | 88.958 | 60 | EZpaque | [5,133,110,73] | [10,10,100,10] | 1 | 10 | 75 | normal | none | 6.3911 | 8.0391 | 51.378 | 28.4268 | 35.7569 | 1016.4529 | 0 | 0.009 | 0.0015 | 0.0053 | 0.0065 | 0.007 | 0.0199 | 0.1338 | 0.0014 | 0.0035 | 0.0953 | 0.001 | 0.0007 | 0.0012 | 0.0061 | 0.0052 | 0.0021 | 0.0045 | 0.0021 | 0.0024 | 0.0029 | 0.0052 | 0.0632 | 0 | 0 | 0.0032 | 0.0003 | 0.0011 | 0.1346 | 0 | 0
1f37113 | UGI | 4 | 10f_138032_419x226x576.dat | 0.0990;0.0990;0.2425 | 419;226;576 | (0.4286;75.7905;41.7218) | 60 | 2.5 | 38 | 88.958 | 60 | EZpaque | [5,133,110,73] | [10,10,100,10] | 1 | 10 | 75 | normal | none | 6.3911 | 8.0391 | 51.378 | 28.4268 | 35.7569 | 1016.4529 | 0 | 0.0119 | 0.0021 | 0.0051 | 0.011 | 0.0083 | 0.034 | 0.3195 | 0.0017 | 0.0051 | 0.1457 | 0.0014 | 0.0008 | 0.0017 | 0.0065 | 0.008 | 0.002 | 0.0081 | 0.002 | 0.0029 | 0.0038 | 0.0051 | 0.1604 | 0 | 0 | 0.0033 | 0.0003 | 0.0009 | 0.3559 | 0 | 0
1f37113 | UGI | 4 | 10f_138032_419x226x576.dat | 0.0990;0.0990;0.2425 | 419;226;576 | (0.4286;75.7905;41.7218) | 60 | 5.7448 | 47 | 88.958 | 60 | EZpaque | [5,133,110,73] | [10,10,100,10] | 1 | 10 | 75 | normal | none | 6.3911 | 8.0391 | 51.378 | 28.4268 | 35.7569 | 1016.4529 | 0 | 0.0104 | 0.0017 | 0.0058 | 0.0085 | 0.0079 | 0.026 | 0.2443 | 0.0015 | 0.0042 | 0.1332 | 0.0012 | 0.0008 | 0.0013 | 0.0064 | 0.0064 | 0.0022 | 0.0061 | 0.0021 | 0.0026 | 0.0033 | 0.0053 | 0.1039 | 0 | 0 | 0.0034 | 0.0003 | 0.0011 | 0.2438 | 0 | 0
1f37113 | UGI | 4 | 10f_138032_419x226x576.dat | 0.0990;0.0990;0.2425 | 419;226;576 | (0.4286;75.7905;41.7218) | 60 | 6.3535 | 49 | 88.958 | 60 | EZpaque | [5,133,110,73] | [10,10,100,10] | 1 | 10 | 75 | normal | none | 6.3911 | 8.0391 | 51.378 | 28.4268 | 35.7569 | 1016.4529 | 0 | 0.0103 | 0.0017 | 0.0059 | 0.0082 | 0.0078 | 0.0255 | 0.2333 | 0.0015 | 0.0041 | 0.1222 | 0.0011 | 0.0008 | 0.0013 | 0.0064 | 0.0062 | 0.0022 | 0.0059 | 0.0021 | 0.0026 | 0.0033 | 0.0054 | 0.097 | 0 | 0 | 0.0034 | 0.0003 | 0.0012 | 0.2187 | 0 | 0
1f37113 | UGI | 4 | 10f_138032_419x226x576.dat | 0.0990;0.0990;0.2425 | 419;226;576 | (0.4286;75.7905;41.7218) | 80 | 2.9 | 44 | 88.958 | 60 | EZpaque | [5,133,110,73] | [10,10,100,10] | 1 | 10 | 75 | normal | none | 6.3911 | 8.0391 | 51.378 | 28.4268 | 35.7569 | 1016.4529 | 0 | 0.0112 | 0.0019 | 0.0052 | 0.0094 | 0.008 | 0.029 | 0.2865 | 0.0016 | 0.0046 | 0.1489 | 0.0013 | 0.0008 | 0.0015 | 0.0064 | 0.007 | 0.002 | 0.0067 | 0.0021 | 0.0028 | 0.0036 | 0.0052 | 0.1218 | 0 | 0 | 0.0033 | 0.0003 | 0.001 | 0.2783 | 0 | 0
1f37113 | UGI | 4 | 10f_138032_419x226x576.dat | 0.0990;0.0990;0.2425 | 419;226;576 | (0.4286;75.7905;41.7218) | 80 | 7.702 | 57 | 88.958 | 60 | EZpaque | [5,133,110,73] | [10,10,100,10] | 1 | 10 | 75 | normal | none | 6.3911 | 8.0391 | 51.378 | 28.4268 | 35.7569 | 1016.4529 | 0 | 0.0098 | 0.0016 | 0.0057 | 0.0073 | 0.0075 | 0.0226 | 0.1508 | 0.0015 | 0.0038 | 0.1082 | 0.0011 | 0.0008 | 0.0012 | 0.0062 | 0.0057 | 0.0022 | 0.0052 | 0.0021 | 0.0026 | 0.0031 | 0.0054 | 0.0757 | 0 | 0 | 0.0034 | 0.0003 | 0.0012 | 0.1772 | 0 | 0
1f37113 | UGI | 4 | 10f_138032_419x226x576.dat | 0.0990;0.0990;0.2425 | 419;226;576 | (0.4286;75.7905;41.7218) | 80 | 8.502 | 60 | 88.958 | 60 | EZpaque | [5,133,110,73] | [10,10,100,10] | 1 | 10 | 75 | normal | none | 6.3911 | 8.0391 | 51.378 | 28.4268 | 35.7569 | 1016.4529 | 0 | 0.0096 | 0.0016 | 0.0056 | 0.0071 | 0.0074 | 0.0216 | 0.1623 | 0.0014 | 0.0037 | 0.1106 | 0.0011 | 0.0008 | 0.0012 | 0.0062 | 0.0056 | 0.0022 | 0.005 | 0.0021 | 0.0025 | 0.0031 | 0.0054 | 0.0724 | 0 | 0 | 0.0033 | 0.0003 | 0.0012 | 0.1544 | 0 | 0
1f37113 | UGI | 5 | 10f_138032_419x226x576.dat | 0.0990;0.0990;0.2425 | 419;226;576 | (-0.3113;71.2860;40.5985) | 110 | 3.9 | 52 | 86.78 | 60 | EZpaque | [110,73] | [100,60] | 1 | 10 | 75 | normal | none | 5.6937 | 8.0337 | 45.7412 | 24.7048 | 34.8582 | 861.1652 | 0 | 0.0072 | 0.0022 | 0.0143 | 0.0085 | 0.0099 | 0.0175 | 0.1487 | 0.0017 | 0.0032 | 0.1703 | 0.0008 | 0.0006 | 0.0011 | 0.0184 | 0.006 | 0.0022 | 0.0051 | 0.002 | 0.003 | 0.0033 | 0.0069 | 0.0773 | 0 | 0 | 0.003 | 0.0003 | 0.0011 | 0.1719 | 0 | 0
1f37113 | UGI | 5 | 10f_138032_419x226x576.dat | 0.0990;0.0990;0.2425 | 419;226;576 | (-0.3113;71.2860;40.5985) | 110 | 7.85 | 62 | 86.78 | 60 | EZpaque | [110,73] | [100,60] | 1 | 10 | 75 | normal | none | 5.6937 | 8.0337 | 45.7412 | 24.7048 | 34.8582 | 861.1652 | 0 | 0.0069 | 0.0019 | 0.0123 | 0.0072 | 0.0091 | 0.0154 | 0.1211 | 0.0015 | 0.003 | 0.1407 | 0.0008 | 0.0006 | 0.0009 | 0.0161 | 0.0053 | 0.0022 | 0.0044 | 0.002 | 0.0028 | 0.0029 | 0.0063 | 0.0615 | 0 | 0 | 0.0029 | 0.0003 | 0.0011 | 0.1414 | 0 | 0
1f37113 | UGI | 5 | 10f_138032_419x226x576.dat | 0.0990;0.0990;0.2425 | 419;226;576 | (-0.3113;71.2860;40.5985) | 110 | 9.9905 | 69 | 86.78 | 60 | EZpaque | [110,73] | [100,60] | 1 | 10 | 75 | normal | none | 5.6937 | 8.0337 | 45.7412 | 24.7048 | 34.8582 | 861.1652 | 0 | 0.0068 | 0.0018 | 0.0113 | 0.0066 | 0.0087 | 0.0147 | 0.1181 | 0.0015 | 0.0028 | 0.1174 | 0.0007 | 0.0006 | 0.0009 | 0.0151 | 0.005 | 0.0022 | 0.0041 | 0.002 | 0.0026 | 0.0028 | 0.006 | 0.0554 | 0 | 0 | 0.0028 | 0.0003 | 0.0011 | 0.1183 | 0 | 0
1f37113 | UGI | 5 | 10f_138032_419x226x576.dat | 0.0990;0.0990;0.2425 | 419;226;576 | (-0.3113;71.2860;40.5985) | 60 | 2.5 | 38 | 86.78 | 60 | EZpaque | [110,73] | [100,60] | 1 | 10 | 75 | normal | none | 5.6937 | 8.0337 | 45.7412 | 24.7048 | 34.8582 | 861.1652 | 0 | 0.0076 | 0.0027 | 0.0204 | 0.0126 | 0.0116 | 0.0226 | 0.26 | 0.002 | 0.0039 | 0.2598 | 0.0009 | 0.0006 | 0.0013 | 0.0239 | 0.0077 | 0.0021 | 0.0074 | 0.0021 | 0.0034 | 0.004 | 0.008 | 0.1364 | 0 | 0 | 0.003 | 0.0003 | 0.001 | 0.2877 | 0 | 0
1f37113 | UGI | 5 | 10f_138032_419x226x576.dat | 0.0990;0.0990;0.2425 | 419;226;576 | (-0.3113;71.2860;40.5985) | 60 | 5.7448 | 47 | 86.78 | 60 | EZpaque | [110,73] | [100,60] | 1 | 10 | 75 | normal | none | 5.6937 | 8.0337 | 45.7412 | 24.7048 | 34.8582 | 861.1652 | 0 | 0.0072 | 0.0022 | 0.0158 | 0.0092 | 0.0102 | 0.018 | 0.2609 | 0.0017 | 0.0032 | 0.1875 | 0.0008 | 0.0006 | 0.001 | 0.0197 | 0.0061 | 0.0023 | 0.0055 | 0.0021 | 0.003 | 0.0033 | 0.0069 | 0.096 | 0 | 0 | 0.0031 | 0.0003 | 0.0012 | 0.2516 | 0 | 0
1f37113 | UGI | 5 | 10f_138032_419x226x576.dat | 0.0990;0.0990;0.2425 | 419;226;576 | (-0.3113;71.2860;40.5985) | 60 | 6.3535 | 49 | 86.78 | 60 | EZpaque | [110,73] | [100,60] | 1 | 10 | 75 | normal | none | 5.6937 | 8.0337 | 45.7412 | 24.7048 | 34.8582 | 861.1652 | 0 | 0.0072 | 0.0021 | 0.0152 | 0.0088 | 0.0101 | 0.0175 | 0.2007 | 0.0017 | 0.0032 | 0.1763 | 0.0008 | 0.0006 | 0.001 | 0.0193 | 0.0059 | 0.0023 | 0.0052 | 0.0021 | 0.003 | 0.0032 | 0.0068 | 0.095 | 0 | 0 | 0.0031 | 0.0003 | 0.0012 | 0.2582 | 0 | 0
1f37113 | UGI | 5 | 10f_138032_419x226x576.dat | 0.0990;0.0990;0.2425 | 419;226;576 | (-0.3113;71.2860;40.5985) | 80 | 2.9 | 44 | 86.78 | 60 | EZpaque | [110,73] | [100,60] | 1 | 10 | 75 | normal | none | 5.6937 | 8.0337 | 45.7412 | 24.7048 | 34.8582 | 861.1652 | 0 | 0.0074 | 0.0024 | 0.0172 | 0.0101 | 0.0108 | 0.0196 | 0.2345 | 0.0018 | 0.0035 | 0.1887 | 0.0009 | 0.0006 | 0.0012 | 0.0212 | 0.0067 | 0.0022 | 0.0061 | 0.0021 | 0.0032 | 0.0036 | 0.0074 | 0.1015 | 0 | 0 | 0.003 | 0.0003 | 0.001 | 0.221 | 0 | 0
1f37113 | UGI | 5 | 10f_138032_419x226x576.dat | 0.0990;0.0990;0.2425 | 419;226;576 | (-0.3113;71.2860;40.5985) | 80 | 7.702 | 57 | 86.78 | 60 | EZpaque | [110,73] | [100,60] | 1 | 10 | 75 | normal | none | 5.6937 | 8.0337 | 45.7412 | 24.7048 | 34.8582 | 861.1652 | 0 | 0.007 | 0.002 | 0.0134 | 0.0076 | 0.0094 | 0.016 | 0.1657 | 0.0016 | 0.003 | 0.1545 | 0.0008 | 0.0006 | 0.0009 | 0.0173 | 0.0054 | 0.0023 | 0.0046 | 0.0021 | 0.0028 | 0.003 | 0.0065 | 0.0679 | 0 | 0 | 0.003 | 0.0003 | 0.0012 | 0.1465 | 0 | 0
1f37113 | UGI | 5 | 10f_138032_419x226x576.dat | 0.0990;0.0990;0.2425 | 419;226;576 | (-0.3113;71.2860;40.5985) | 80 | 8.502 | 60 | 86.78 | 60 | EZpaque | [110,73] | [100,60] | 1 | 10 | 75 | normal | none | 5.6937 | 8.0337 | 45.7412 | 24.7048 | 34.8582 | 861.1652 | 0 | 0.007 | 0.0019 | 0.0129 | 0.0073 | 0.0093 | 0.0155 | 0.1556 | 0.0015 | 0.003 | 0.1451 | 0.0008 | 0.0006 | 0.0009 | 0.0166 | 0.0053 | 0.0023 | 0.0044 | 0.0021 | 0.0028 | 0.003 | 0.0064 | 0.0639 | 0 | 0 | 0.003 | 0.0003 | 0.0012 | 0.1443 | 0 | 0
1f37113 | UGI | 6 | 10f_138032_419x226x576.dat | 0.0990;0.0990;0.2425 | 419;226;576 | (0.7727;75.6915;21.1656) | 110 | 3.9 | 52 | 89.156 | 60 | EZpaque | [73,75] | [100,10] | 1 | 10 | 75 | normal | none | 6.5047 | 6.1928 | 40.2825 | 28.9968 | 27.6062 | 800.4937 | 0 | 0.0063 | 0.015 | 0.0161 | 0.001 | 0.0952 | 0.005 | 0.026 | 0.0028 | 0.0011 | 0.5669 | 0.0004 | 0.0017 | 0.0088 | 0.112 | 0.0027 | 0.0321 | 0.0009 | 0.0051 | 0.0032 | 0.0122 | 0.0452 | 0.0126 | 0 | 0 | 0.0021 | 0.0003 | 0.0009 | 0.0262 | 0 | 0
1f37113 | UGI | 6 | 10f_138032_419x226x576.dat | 0.0990;0.0990;0.2425 | 419;226;576 | (0.7727;75.6915;21.1656) | 110 | 7.85 | 62 | 89.156 | 60 | EZpaque | [73,75] | [100,10] | 1 | 10 | 75 | normal | none | 6.5047 | 6.1928 | 40.2825 | 28.9968 | 27.6062 | 800.4937 | 0 | 0.0058 | 0.0126 | 0.0145 | 0.001 | 0.084 | 0.0048 | 0.0227 | 0.0026 | 0.001 | 0.5371 | 0.0004 | 0.0016 | 0.0078 | 0.0992 | 0.0025 | 0.0273 | 0.0008 | 0.0044 | 0.0028 | 0.0104 | 0.0383 | 0.0109 | 0 | 0 | 0.0021 | 0.0004 | 0.001 | 0.023 | 0 | 0
1f37113 | UGI | 6 | 10f_138032_419x226x576.dat | 0.0990;0.0990;0.2425 | 419;226;576 | (0.7727;75.6915;21.1656) | 110 | 9.9905 | 69 | 89.156 | 60 | EZpaque | [73,75] | [100,10] | 1 | 10 | 75 | normal | none | 6.5047 | 6.1928 | 40.2825 | 28.9968 | 27.6062 | 800.4937 | 0 | 0.0056 | 0.0113 | 0.0136 | 0.001 | 0.0736 | 0.0047 | 0.0213 | 0.0024 | 0.001 | 0.4812 | 0.0004 | 0.0015 | 0.0074 | 0.0963 | 0.0023 | 0.0255 | 0.0008 | 0.0041 | 0.0027 | 0.0098 | 0.0352 | 0.0102 | 0 | 0 | 0.0021 | 0.0004 | 0.001 | 0.0215 | 0 | 0
1f37113 | UGI | 6 | 10f_138032_419x226x576.dat | 0.0990;0.0990;0.2425 | 419;226;576 | (0.7727;75.6915;21.1656) | 60 | 2.5 | 38 | 89.156 | 60 | EZpaque | [73,75] | [100,10] | 1 | 10 | 75 | normal | none | 6.5047 | 6.1928 | 40.2825 | 28.9968 | 27.6062 | 800.4937 | 0 | 0.0072 | 0.0251 | 0.0194 | 0.001 | 0.1493 | 0.0053 | 0.0352 | 0.0035 | 0.0011 | 0.613 | 0.0004 | 0.002 | 0.0114 | 0.1667 | 0.0033 | 0.0465 | 0.0009 | 0.0073 | 0.0041 | 0.0168 | 0.069 | 0.0175 | 0 | 0 | 0.0021 | 0.0003 | 0.0008 | 0.0383 | 0 | 0
1f37113 | UGI | 6 | 10f_138032_419x226x576.dat | 0.0990;0.0990;0.2425 | 419;226;576 | (0.7727;75.6915;21.1656) | 60 | 5.7448 | 47 | 89.156 | 60 | EZpaque | [73,75] | [100,10] | 1 | 10 | 75 | normal | none | 6.5047 | 6.1928 | 40.2825 | 28.9968 | 27.6062 | 800.4937 | 0 | 0.0064 | 0.0183 | 0.017 | 0.0011 | 0.1189 | 0.005 | 0.0273 | 0.0029 | 0.0011 | 0.8467 | 0.0004 | 0.0017 | 0.0091 | 0.1216 | 0.0028 | 0.0353 | 0.0009 | 0.0054 | 0.0033 | 0.0127 | 0.0475 | 0.0135 | 0 | 0 | 0.0022 | 0.0004 | 0.001 | 0.0282 | 0 | 0
1f37113 | UGI | 6 | 10f_138032_419x226x576.dat | 0.0990;0.0990;0.2425 | 419;226;576 | (0.7727;75.6915;21.1656) | 60 | 6.3535 | 49 | 89.156 | 60 | EZpaque | [73,75] | [100,10] | 1 | 10 | 75 | normal | none | 6.5047 | 6.1928 | 40.2825 | 28.9968 | 27.6062 | 800.4937 | 0 | 0.0063 | 0.0173 | 0.0165 | 0.0011 | 0.1108 | 0.005 | 0.0269 | 0.0028 | 0.0011 | 0.9121 | 0.0004 | 0.0017 | 0.0088 | 0.1146 | 0.0027 | 0.0339 | 0.0009 | 0.0052 | 0.0032 | 0.0123 | 0.0468 | 0.0131 | 0 | 0 | 0.0022 | 0.0004 | 0.001 | 0.0271 | 0 | 0
1f37113 | UGI | 6 | 10f_138032_419x226x576.dat | 0.0990;0.0990;0.2425 | 419;226;576 | (0.7727;75.6915;21.1656) | 80 | 2.9 | 44 | 89.156 | 60 | EZpaque | [73,75] | [100,10] | 1 | 10 | 75 | normal | none | 6.5047 | 6.1928 | 40.2825 | 28.9968 | 27.6062 | 800.4937 | 0 | 0.0068 | 0.0192 | 0.0176 | 0.001 | 0.1435 | 0.0052 | 0.0306 | 0.0032 | 0.0011 | 0.9778 | 0.0004 | 0.0019 | 0.0099 | 0.1183 | 0.003 | 0.0393 | 0.0009 | 0.0061 | 0.0036 | 0.0143 | 0.0554 | 0.0148 | 0 | 0 | 0.0021 | 0.0003 | 0.0009 | 0.0319 | 0 | 0
1f37113 | UGI | 6 | 10f_138032_419x226x576.dat | 0.0990;0.0990;0.2425 | 419;226;576 | (0.7727;75.6915;21.1656) | 80 | 7.702 | 57 | 89.156 | 60 | EZpaque | [73,75] | [100,10] | 1 | 10 | 75 | normal | none | 6.5047 | 6.1928 | 40.2825 | 28.9968 | 27.6062 | 800.4937 | 0 | 0.006 | 0.0139 | 0.0154 | 0.0011 | 0.0901 | 0.0049 | 0.0243 | 0.0026 | 0.001 | 0.476 | 0.0004 | 0.0016 | 0.0081 | 0.1085 | 0.0025 | 0.0292 | 0.0008 | 0.0046 | 0.0029 | 0.011 | 0.0394 | 0.0116 | 0 | 0 | 0.0022 | 0.0004 | 0.001 | 0.0243 | 0 | 0
1f37113 | UGI | 6 | 10f_138032_419x226x576.dat | 0.0990;0.0990;0.2425 | 419;226;576 | (0.7727;75.6915;21.1656) | 80 | 8.502 | 60 | 89.156 | 60 | EZpaque | [73,75] | [100,10] | 1 | 10 | 75 | normal | none | 6.5047 | 6.1928 | 40.2825 | 28.9968 | 27.6062 | 800.4937 | 0 | 0.006 | 0.0133 | 0.015 | 0.0011 | 0.0937 | 0.0049 | 0.023 | 0.0026 | 0.001 | 0.7521 | 0.0004 | 0.0016 | 0.0078 | 0.106 | 0.0025 | 0.0285 | 0.0008 | 0.0045 | 0.0029 | 0.0106 | 0.0387 | 0.0112 | 0 | 0 | 0.0022 | 0.0004 | 0.001 | 0.0236 | 0 | 0
1f37113 | UGI | 7 | 10f_138032_419x226x576.dat | 0.0990;0.0990;0.2425 | 419;226;576 | (0.7727;75.6915;21.1656) | 110 | 3.9 | 52 | 89.156 | 60 | EZpaque | [73,75] | [90,20] | 1 | 10 | 75 | normal | none | 6.5047 | 6.1928 | 40.2825 | 28.9968 | 27.6062 | 800.4937 | 0 | 0.0063 | 0.015 | 0.0161 | 0.001 | 0.0972 | 0.005 | 0.0281 | 0.0028 | 0.0011 | 0.5669 | 0.0004 | 0.0017 | 0.0088 | 0.1126 | 0.0028 | 0.0322 | 0.0009 | 0.0051 | 0.0032 | 0.0122 | 0.0454 | 0.0138 | 0 | 0 | 0.0021 | 0.0004 | 0.0009 | 0.0279 | 0 | 0
1f37113 | UGI | 7 | 10f_138032_419x226x576.dat | 0.0990;0.0990;0.2425 | 419;226;576 | (0.7727;75.6915;21.1656) | 110 | 7.85 | 62 | 89.156 | 60 | EZpaque | [73,75] | [90,20] | 1 | 10 | 75 | normal | none | 6.5047 | 6.1928 | 40.2825 | 28.9968 | 27.6062 | 800.4937 | 0 | 0.0059 | 0.0126 | 0.0146 | 0.0011 | 0.0842 | 0.0048 | 0.0245 | 0.0026 | 0.001 | 0.5371 | 0.0004 | 0.0016 | 0.0078 | 0.099 | 0.0025 | 0.0274 | 0.0009 | 0.0044 | 0.0029 | 0.0105 | 0.0381 | 0.012 | 0 | 0 | 0.0021 | 0.0004 | 0.001 | 0.0246 | 0 | 0
1f37113 | UGI | 7 | 10f_138032_419x226x576.dat | 0.0990;0.0990;0.2425 | 419;226;576 | (0.7727;75.6915;21.1656) | 110 | 9.9905 | 69 | 89.156 | 60 | EZpaque | [73,75] | [90,20] | 1 | 10 | 75 | normal | none | 6.5047 | 6.1928 | 40.2825 | 28.9968 | 27.6062 | 800.4937 | 0 | 0.0056 | 0.0114 | 0.0136 | 0.001 | 0.0745 | 0.0047 | 0.0229 | 0.0024 | 0.001 | 0.4812 | 0.0004 | 0.0015 | 0.0074 | 0.097 | 0.0024 | 0.0255 | 0.0008 | 0.0041 | 0.0027 | 0.0098 | 0.0353 | 0.0112 | 0 | 0 | 0.0021 | 0.0004 | 0.001 | 0.0231 | 0 | 0
1f37113 | UGI | 7 | 10f_138032_419x226x576.dat | 0.0990;0.0990;0.2425 | 419;226;576 | (0.7727;75.6915;21.1656) | 60 | 2.5 | 38 | 89.156 | 60 | EZpaque | [73,75] | [90,20] | 1 | 10 | 75 | normal | none | 6.5047 | 6.1928 | 40.2825 | 28.9968 | 27.6062 | 800.4937 | 0 | 0.0072 | 0.0251 | 0.0194 | 0.001 | 0.1493 | 0.0053 | 0.0383 | 0.0035 | 0.0011 | 0.613 | 0.0004 | 0.002 | 0.0115 | 0.1677 | 0.0035 | 0.0466 | 0.001 | 0.0073 | 0.0041 | 0.0168 | 0.0692 | 0.0194 | 0 | 0 | 0.0021 | 0.0003 | 0.0008 | 0.0415 | 0 | 0
1f37113 | UGI | 7 | 10f_138032_419x226x576.dat | 0.0990;0.0990;0.2425 | 419;226;576 | (0.7727;75.6915;21.1656) | 60 | 5.7448 | 47 | 89.156 | 60 | EZpaque | [73,75] | [90,20] | 1 | 10 | 75 | normal | none | 6.5047 | 6.1928 | 40.2825 | 28.9968 | 27.6062 | 800.4937 | 0 | 0.0064 | 0.0184 | 0.017 | 0.0011 | 0.1201 | 0.005 | 0.0299 | 0.0029 | 0.0011 | 0.8467 | 0.0004 | 0.0017 | 0.0091 | 0.1213 | 0.0029 | 0.0354 | 0.0009 | 0.0055 | 0.0033 | 0.0127 | 0.0476 | 0.0148 | 0 | 0 | 0.0022 | 0.0004 | 0.001 | 0.031 | 0 | 0
1f37113 | UGI | 7 | 10f_138032_419x226x576.dat | 0.0990;0.0990;0.2425 | 419;226;576 | (0.7727;75.6915;21.1656) | 60 | 6.3535 | 49 | 89.156 | 60 | EZpaque | [73,75] | [90,20] | 1 | 10 | 75 | normal | none | 6.5047 | 6.1928 | 40.2825 | 28.9968 | 27.6062 | 800.4937 | 0 | 0.0064 | 0.0173 | 0.0166 | 0.0011 | 0.1112 | 0.005 | 0.0295 | 0.0028 | 0.0011 | 0.9121 | 0.0004 | 0.0017 | 0.0089 | 0.1135 | 0.0028 | 0.034 | 0.0009 | 0.0053 | 0.0032 | 0.0123 | 0.0468 | 0.0142 | 0 | 0 | 0.0022 | 0.0004 | 0.001 | 0.0292 | 0 | 0
1f37113 | UGI | 7 | 10f_138032_419x226x576.dat | 0.0990;0.0990;0.2425 | 419;226;576 | (0.7727;75.6915;21.1656) | 80 | 2.9 | 44 | 89.156 | 60 | EZpaque | [73,75] | [90,20] | 1 | 10 | 75 | normal | none | 6.5047 | 6.1928 | 40.2825 | 28.9968 | 27.6062 | 800.4937 | 0 | 0.0068 | 0.0192 | 0.0177 | 0.001 | 0.1436 | 0.0052 | 0.0326 | 0.0032 | 0.0011 | 0.9778 | 0.0004 | 0.0019 | 0.01 | 0.1175 | 0.0031 | 0.0395 | 0.001 | 0.0061 | 0.0037 | 0.0143 | 0.0553 | 0.0163 | 0 | 0 | 0.0021 | 0.0003 | 0.0009 | 0.0347 | 0 | 0
1f37113 | UGI | 7 | 10f_138032_419x226x576.dat | 0.0990;0.0990;0.2425 | 419;226;576 | (0.7727;75.6915;21.1656) | 80 | 7.702 | 57 | 89.156 | 60 | EZpaque | [73,75] | [90,20] | 1 | 10 | 75 | normal | none | 6.5047 | 6.1928 | 40.2825 | 28.9968 | 27.6062 | 800.4937 | 0 | 0.0061 | 0.0139 | 0.0154 | 0.0011 | 0.09 | 0.005 | 0.0261 | 0.0026 | 0.0011 | 0.476 | 0.0004 | 0.0016 | 0.0081 | 0.109 | 0.0026 | 0.0292 | 0.0009 | 0.0047 | 0.003 | 0.011 | 0.0394 | 0.0127 | 0 | 0 | 0.0022 | 0.0004 | 0.001 | 0.0261 | 0 | 0
1f37113 | UGI | 7 | 10f_138032_419x226x576.dat | 0.0990;0.0990;0.2425 | 419;226;576 | (0.7727;75.6915;21.1656) | 80 | 8.502 | 60 | 89.156 | 60 | EZpaque | [73,75] | [90,20] | 1 | 10 | 75 | normal | none | 6.5047 | 6.1928 | 40.2825 | 28.9968 | 27.6062 | 800.4937 | 0 | 0.006 | 0.0133 | 0.015 | 0.0011 | 0.0942 | 0.0049 | 0.0252 | 0.0026 | 0.0011 | 0.7287 | 0.0004 | 0.0016 | 0.0079 | 0.1059 | 0.0026 | 0.0286 | 0.0009 | 0.0046 | 0.0029 | 0.0106 | 0.0388 | 0.0124 | 0 | 0 | 0.0022 | 0.0004 | 0.001 | 0.0255 | 0 | 0
1f37113 | UGI | 8 | 10f_138032_419x226x576.dat | 0.0990;0.0990;0.2425 | 419;226;576 | (0.3854;71.2860;20.1050) | 110 | 3.9 | 52 | 86.78 | 60 | EZpaque | [73,75] | [90,20] | 1 | 10 | 75 | normal | none | 8.3867 | 6.3692 | 53.4163 | 36.3897 | 27.6359 | 1005.6636 | 0 | 0.0042 | 0.0173 | 0.0308 | 0.0018 | 0.1172 | 0.0085 | 0.0236 | 0.0038 | 0.0008 | 0.7417 | 0.0007 | 0.0021 | 0.0083 | 0.172 | 0.002 | 0.0386 | 0.0012 | 0.0014 | 0.0023 | 0.0153 | 0.0521 | 0.0124 | 0 | 0 | 0.0019 | 0.0004 | 0.001 | 0.0242 | 0 | 0
1f37113 | UGI | 8 | 10f_138032_419x226x576.dat | 0.0990;0.0990;0.2425 | 419;226;576 | (0.3854;71.2860;20.1050) | 110 | 7.85 | 62 | 86.78 | 60 | EZpaque | [73,75] | [90,20] | 1 | 10 | 75 | normal | none | 8.3867 | 6.3692 | 53.4163 | 36.3897 | 27.6359 | 1005.6636 | 0 | 0.0041 | 0.0146 | 0.0259 | 0.0016 | 0.1029 | 0.0078 | 0.0209 | 0.0034 | 0.0008 | 0.725 | 0.0006 | 0.0019 | 0.0075 | 0.1293 | 0.0019 | 0.0323 | 0.0011 | 0.0014 | 0.0021 | 0.0131 | 0.0447 | 0.0107 | 0 | 0 | 0.0019 | 0.0004 | 0.0011 | 0.0212 | 0 | 0
1f37113 | UGI | 8 | 10f_138032_419x226x576.dat | 0.0990;0.0990;0.2425 | 419;226;576 | (0.3854;71.2860;20.1050) | 110 | 9.9905 | 69 | 86.78 | 60 | EZpaque | [73,75] | [90,20] | 1 | 10 | 75 | normal | none | 8.3867 | 6.3692 | 53.4163 | 36.3897 | 27.6359 | 1005.6636 | 0 | 0.0041 | 0.0132 | 0.0235 | 0.0016 | 0.0967 | 0.0074 | 0.0198 | 0.0032 | 0.0008 | 0.493 | 0.0006 | 0.0019 | 0.0071 | 0.1306 | 0.0018 | 0.0306 | 0.001 | 0.0014 | 0.0021 | 0.012 | 0.0419 | 0.01 | 0 | 0 | 0.0019 | 0.0004 | 0.0011 | 0.0198 | 0 | 0
1f37113 | UGI | 8 | 10f_138032_419x226x576.dat | 0.0990;0.0990;0.2425 | 419;226;576 | (0.3854;71.2860;20.1050) | 60 | 2.5 | 38 | 86.78 | 60 | EZpaque | [73,75] | [90,20] | 1 | 10 | 75 | normal | none | 8.3867 | 6.3692 | 53.4163 | 36.3897 | 27.6359 | 1005.6636 | 0 | 0.0043 | 0.0278 | 0.0447 | 0.002 | 0.2454 | 0.0098 | 0.0318 | 0.0049 | 0.0008 | 1 | 0.0007 | 0.0025 | 0.0101 | 0.218 | 0.0023 | 0.059 | 0.0014 | 0.0014 | 0.0026 | 0.0223 | 0.0791 | 0.0173 | 0 | 0 | 0.0019 | 0.0004 | 0.0009 | 0.0341 | 0 | 0
1f37113 | UGI | 8 | 10f_138032_419x226x576.dat | 0.0990;0.0990;0.2425 | 419;226;576 | (0.3854;71.2860;20.1050) | 60 | 5.7448 | 47 | 86.78 | 60 | EZpaque | [73,75] | [90,20] | 1 | 10 | 75 | normal | none | 8.3867 | 6.3692 | 53.4163 | 36.3897 | 27.6359 | 1005.6636 | 0 | 0.0043 | 0.0204 | 0.034 | 0.0018 | 0.1488 | 0.0085 | 0.0243 | 0.0039 | 0.0008 | 0 | 0.0006 | 0.0021 | 0.0085 | 0.1911 | 0.002 | 0.0428 | 0.0012 | 0.0014 | 0.0023 | 0.0165 | 0.0594 | 0.0131 | 0 | 0 | 0.002 | 0.0004 | 0.0011 | 0.0251 | 0 | 0
1f37113 | UGI | 8 | 10f_138032_419x226x576.dat | 0.0990;0.0990;0.2425 | 419;226;576 | (0.3854;71.2860;20.1050) | 60 | 6.3535 | 49 | 86.78 | 60 | EZpaque | [73,75] | [90,20] | 1 | 10 | 75 | normal | none | 8.3867 | 6.3692 | 53.4163 | 36.3897 | 27.6359 | 1005.6636 | 0 | 0.0043 | 0.0195 | 0.0326 | 0.0018 | 0.1444 | 0.0084 | 0.0234 | 0.0038 | 0.0008 | 0 | 0.0006 | 0.0021 | 0.0082 | 0.1814 | 0.002 | 0.042 | 0.0012 | 0.0014 | 0.0023 | 0.0157 | 0.0568 | 0.0125 | 0 | 0 | 0.002 | 0.0004 | 0.0011 | 0.0241 | 0 | 0
1f37113 | UGI | 8 | 10f_138032_419x226x576.dat | 0.0990;0.0990;0.2425 | 419;226;576 | (0.3854;71.2860;20.1050) | 80 | 2.9 | 44 | 86.78 | 60 | EZpaque | [73,75] | [90,20] | 1 | 10 | 75 | normal | none | 8.3867 | 6.3692 | 53.4163 | 36.3897 | 27.6359 | 1005.6636 | 0 | 0.0043 | 0.0218 | 0.0368 | 0.0019 | 0.1619 | 0.0091 | 0.0275 | 0.0043 | 0.0008 | 0.9152 | 0.0007 | 0.0023 | 0.0093 | 0.2009 | 0.0022 | 0.0471 | 0.0013 | 0.0014 | 0.0025 | 0.0183 | 0.0672 | 0.0144 | 0 | 0 | 0.002 | 0.0004 | 0.0009 | 0.0283 | 0 | 0
1f37113 | UGI | 8 | 10f_138032_419x226x576.dat | 0.0990;0.0990;0.2425 | 419;226;576 | (0.3854;71.2860;20.1050) | 80 | 7.702 | 57 | 86.78 | 60 | EZpaque | [73,75] | [90,20] | 1 | 10 | 75 | normal | none | 8.3867 | 6.3692 | 53.4163 | 36.3897 | 27.6359 | 1005.6636 | 0 | 0.0043 | 0.0161 | 0.0283 | 0.0017 | 0.1176 | 0.008 | 0.0214 | 0.0035 | 0.0008 | 0.7329 | 0.0006 | 0.002 | 0.0077 | 0.1412 | 0.0019 | 0.0351 | 0.0011 | 0.0014 | 0.0022 | 0.0137 | 0.049 | 0.0112 | 0 | 0 | 0.002 | 0.0004 | 0.0011 | 0.0224 | 0 | 0
1f37113 | UGI | 8 | 10f_138032_419x226x576.dat | 0.0990;0.0990;0.2425 | 419;226;576 | (0.3854;71.2860;20.1050) | 80 | 8.502 | 60 | 86.78 | 60 | EZpaque | [73,75] | [90,20] | 1 | 10 | 75 | normal | none | 8.3867 | 6.3692 | 53.4163 | 36.3897 | 27.6359 | 1005.6636 | 0 | 0.0042 | 0.0154 | 0.0272 | 0.0017 | 0.1121 | 0.0079 | 0.0211 | 0.0034 | 0.0008 | 0.8492 | 0.0006 | 0.0019 | 0.0076 | 0.1365 | 0.0019 | 0.0341 | 0.0011 | 0.0014 | 0.0022 | 0.0132 | 0.0457 | 0.0109 | 0 | 0 | 0.002 | 0.0004 | 0.0011 | 0.0216 | 0 | 0
1f37113 | UGI | 9 | 10f_138032_419x226x576.dat | 0.0990;0.0990;0.2425 | 419;226;576 | (0.1778;72.6534;19.9020) | 110 | 3.9 | 52 | 87.7327 | 60 | EZpaque | [73,75] | [90,20] | 1 | 5 | 75 | normal | none | 8.1668 | 6.1348 | 50.102 | 35.8248 | 26.9113 | 964.0911 | 0 | 0.0043 | 0.018 | 0.0324 | 0.0017 | 0.1382 | 0.0094 | 0.0236 | 0.004 | 0.0008 | 1 | 0.0007 | 0.0023 | 0.0084 | 0.1662 | 0.002 | 0.0409 | 0.0012 | 0.0013 | 0.0021 | 0.0162 | 0.0588 | 0.0123 | 0 | 0 | 0.002 | 0.0004 | 0.001 | 0.0239 | 0 | 0
1f37113 | UGI | 9 | 10f_138032_419x226x576.dat | 0.0990;0.0990;0.2425 | 419;226;576 | (0.1778;72.6534;19.9020) | 110 | 7.85 | 62 | 87.7327 | 60 | EZpaque | [73,75] | [90,20] | 1 | 5 | 75 | normal | none | 8.1668 | 6.1348 | 50.102 | 35.8248 | 26.9113 | 964.0911 | 0 | 0.0042 | 0.0151 | 0.0275 | 0.0016 | 0.1203 | 0.0085 | 0.021 | 0.0035 | 0.0008 | 0.663 | 0.0007 | 0.0021 | 0.0076 | 0.1373 | 0.0018 | 0.0347 | 0.0011 | 0.0013 | 0.002 | 0.0138 | 0.0488 | 0.0107 | 0 | 0 | 0.002 | 0.0004 | 0.0011 | 0.0212 | 0 | 0
1f37113 | UGI | 9 | 10f_138032_419x226x576.dat | 0.0990;0.0990;0.2425 | 419;226;576 | (0.1778;72.6534;19.9020) | 110 | 9.9905 | 69 | 87.7327 | 60 | EZpaque | [73,75] | [90,20] | 1 | 5 | 75 | normal | none | 8.1668 | 6.1348 | 50.102 | 35.8248 | 26.9113 | 964.0911 | 0 | 0.0041 | 0.0137 | 0.0254 | 0.0015 | 0.0948 | 0.0082 | 0.0195 | 0.0034 | 0.0008 | 0.6914 | 0.0007 | 0.002 | 0.0073 | 0.1331 | 0.0018 | 0.0312 | 0.001 | 0.0013 | 0.0019 | 0.0127 | 0.0453 | 0.0099 | 0 | 0 | 0.0019 | 0.0004 | 0.0011 | 0.0196 | 0 | 0
1f37113 | UGI | 9 | 10f_138032_419x226x576.dat | 0.0990;0.0990;0.2425 | 419;226;576 | (0.1778;72.6534;19.9020) | 60 | 2.5 | 38 | 87.7327 | 60 | EZpaque | [73,75] | [90,20] | 1 | 5 | 75 | normal | none | 8.1668 | 6.1348 | 50.102 | 35.8248 | 26.9113 | 964.0911 | 0 | 0.0043 | 0.0283 | 0.0504 | 0.002 | 0.2439 | 0.0113 | 0.0313 | 0.0052 | 0.0008 | 0 | 0.0008 | 0.0027 | 0.0099 | 0.2296 | 0.0021 | 0.0607 | 0.0014 | 0.0012 | 0.0024 | 0.0239 | 0.081 | 0.0169 | 0 | 0 | 0.002 | 0.0004 | 0.0009 | 0.0328 | 0 | 0
1f37113 | UGI | 9 | 10f_138032_419x226x576.dat | 0.0990;0.0990;0.2425 | 419;226;576 | (0.1778;72.6534;19.9020) | 60 | 5.7448 | 47 | 87.7327 | 60 | EZpaque | [73,75] | [90,20] | 1 | 5 | 75 | normal | none | 8.1668 | 6.1348 | 50.102 | 35.8248 | 26.9113 | 964.0911 | 0 | 0.0044 | 0.0209 | 0.0372 | 0.0018 | 0.157 | 0.0096 | 0.0241 | 0.0041 | 0.0008 | 1 | 0.0007 | 0.0023 | 0.0086 | 0.1726 | 0.0019 | 0.0459 | 0.0012 | 0.0013 | 0.0021 | 0.0173 | 0.0636 | 0.0129 | 0 | 0 | 0.002 | 0.0004 | 0.0011 | 0.0251 | 0 | 0
1f37113 | UGI | 9 | 10f_138032_419x226x576.dat | 0.0990;0.0990;0.2425 | 419;226;576 | (0.1778;72.6534;19.9020) | 60 | 6.3535 | 49 | 87.7327 | 60 | EZpaque | [73,75] | [90,20] | 1 | 5 | 75 | normal | none | 8.1668 | 6.1348 | 50.102 | 35.8248 | 26.9113 | 964.0911 | 0 | 0.0044 | 0.0201 | 0.0347 | 0.0018 | 0.1613 | 0.0094 | 0.0236 | 0.004 | 0.0008 | 0.9645 | 0.0007 | 0.0022 | 0.0084 | 0.1728 | 0.0019 | 0.0447 | 0.0012 | 0.0013 | 0.0021 | 0.0167 | 0.0601 | 0.0123 | 0 | 0 | 0.002 | 0.0004 | 0.0011 | 0.0242 | 0 | 0
1f37113 | UGI | 9 | 10f_138032_419x226x576.dat | 0.0990;0.0990;0.2425 | 419;226;576 | (0.1778;72.6534;19.9020) | 80 | 2.9 | 44 | 87.7327 | 60 | EZpaque | [73,75] | [90,20] | 1 | 5 | 75 | normal | none | 8.1668 | 6.1348 | 50.102 | 35.8248 | 26.9113 | 964.0911 | 0 | 0.0043 | 0.0224 | 0.0393 | 0.0019 | 0.1695 | 0.0104 | 0.0273 | 0.0045 | 0.0008 | 0.7073 | 0.0008 | 0.0025 | 0.0091 | 0.1767 | 0.0021 | 0.0515 | 0.0013 | 0.0012 | 0.0023 | 0.0192 | 0.0728 | 0.0143 | 0 | 0 | 0.002 | 0.0004 | 0.0009 | 0.0282 | 0 | 0
1f37113 | UGI | 9 | 10f_138032_419x226x576.dat | 0.0990;0.0990;0.2425 | 419;226;576 | (0.1778;72.6534;19.9020) | 80 | 7.702 | 57 | 87.7327 | 60 | EZpaque | [73,75] | [90,20] | 1 | 5 | 75 | normal | none | 8.1668 | 6.1348 | 50.102 | 35.8248 | 26.9113 | 964.0911 | 0 | 0.0043 | 0.0165 | 0.0305 | 0.0017 | 0.1201 | 0.0089 | 0.0216 | 0.0037 | 0.0008 | 0.5473 | 0.0007 | 0.0021 | 0.0079 | 0.1684 | 0.0019 | 0.037 | 0.0011 | 0.0013 | 0.002 | 0.0146 | 0.052 | 0.0111 | 0 | 0 | 0.002 | 0.0004 | 0.0011 | 0.0223 | 0 | 0
1f37113 | UGI | 9 | 10f_138032_419x226x576.dat | 0.0990;0.0990;0.2425 | 419;226;576 | (0.1778;72.6534;19.9020) | 80 | 8.502 | 60 | 87.7327 | 60 | EZpaque | [73,75] | [90,20] | 1 | 5 | 75 | normal | none | 8.1668 | 6.1348 | 50.102 | 35.8248 | 26.9113 | 964.0911 | 0 | 0.0043 | 0.0157 | 0.0292 | 0.0016 | 0.1171 | 0.0087 | 0.0211 | 0.0036 | 0.0008 | 0.5349 | 0.0007 | 0.0021 | 0.0077 | 0.1377 | 0.0019 | 0.0357 | 0.0011 | 0.0013 | 0.002 | 0.0141 | 0.0491 | 0.0108 | 0 | 0 | 0.002 | 0.0004 | 0.0011 | 0.0214 | 0 | 0
1f37113 | UGI | 1 | 10m_138032_419x226x576.dat | 0.0990;0.0990;0.2425 | 419;226;576 | (0.4286;75.7905;44.0066) | 110 | 3.9 | 52 | 88.958 | 60 | EZpaque | [5] | [0] | 0 | 5 | 75 | normal | none | 6.3911 | 8.0682 | 51.5646 | 28.4268 | 35.8868 | 1020.1442 | 0 | 0.0153 | 0.0011 | 0.0053 | 0.0091 | 0.0053 | 0.0314 | 0.6928 | 0.0015 | 0.0052 | 0.06 | 0.0014 | 0.0008 | 0.0044 | 0.0073 | 0.007 | 0.002 | 0.0064 | 0.0035 | 0.0038 | 0.0033 | 0.0049 | 0.0988 | 0 | 0 | 0.0032 | 0.0003 | 0.001 | 0.7496 | 0 | 0
1f37113 | UGI | 1 | 10m_138032_419x226x576.dat | 0.0990;0.0990;0.2425 | 419;226;576 | (0.4286;75.7905;44.0066) | 110 | 7.85 | 62 | 88.958 | 60 | EZpaque | [5] | [0] | 0 | 5 | 75 | normal | none | 6.3911 | 8.0682 | 51.5646 | 28.4268 | 35.8868 | 1020.1442 | 0 | 0.0138 | 0.001 | 0.0055 | 0.0079 | 0.005 | 0.0278 | 0.5804 | 0.0015 | 0.0045 | 0.0565 | 0.0013 | 0.0008 | 0.0041 | 0.0075 | 0.0062 | 0.002 | 0.0055 | 0.0034 | 0.0035 | 0.003 | 0.005 | 0.084 | 0 | 0 | 0.0032 | 0.0003 | 0.0011 | 0.5139 | 0 | 0
1f37113 | UGI | 1 | 10m_138032_419x226x576.dat | 0.0990;0.0990;0.2425 | 419;226;576 | (0.4286;75.7905;44.0066) | 110 | 9.9905 | 69 | 88.958 | 60 | EZpaque | [5] | [0] | 0 | 5 | 75 | normal | none | 6.3911 | 8.0682 | 51.5646 | 28.4268 | 35.8868 | 1020.1442 | 0 | 0.0131 | 0.001 | 0.0054 | 0.0073 | 0.0049 | 0.025 | 0.5456 | 0.0014 | 0.0043 | 0.0511 | 0.0012 | 0.0007 | 0.0039 | 0.0074 | 0.0059 | 0.002 | 0.0051 | 0.0033 | 0.0034 | 0.0029 | 0.005 | 0.0753 | 0 | 0 | 0.0032 | 0.0003 | 0.0011 | 0.3814 | 0 | 0
1f37113 | UGI | 1 | 10m_138032_419x226x576.dat | 0.0990;0.0990;0.2425 | 419;226;576 | (0.4286;75.7905;44.0066) | 60 | 2.5 | 38 | 88.958 | 60 | EZpaque | [5] | [0] | 0 | 5 | 75 | normal | none | 6.3911 | 8.0682 | 51.5646 | 28.4268 | 35.8868 | 1020.1442 | 0 | 0.019 | 0.0013 | 0.0052 | 0.013 | 0.0057 | 0.0486 | 0.6621 | 0.0017 | 0.0067 | 0.072 | 0.0017 | 0.0008 | 0.0049 | 0.0072 | 0.0091 | 0.0019 | 0.0093 | 0.0038 | 0.0043 | 0.0038 | 0.0049 | 0.2057 | 0 | 0 | 0.0032 | 0.0003 | 0.001 | 0 | 0 | 0
1f37113 | UGI | 1 | 10m_138032_419x226x576.dat | 0.0990;0.0990;0.2425 | 419;226;576 | (0.4286;75.7905;44.0066) | 60 | 5.7448 | 47 | 88.958 | 60 | EZpaque | [5] | [0] | 0 | 5 | 75 | normal | none | 6.3911 | 8.0682 | 51.5646 | 28.4268 | 35.8868 | 1020.1442 | 0 | 0.0156 | 0.0011 | 0.0059 | 0.0097 | 0.0055 | 0.0339 | 0.5964 | 0.0015 | 0.0053 | 0.0665 | 0.0014 | 0.0008 | 0.0044 | 0.008 | 0.0071 | 0.0021 | 0.0069 | 0.0034 | 0.0037 | 0.0033 | 0.0051 | 0.126 | 0 | 0 | 0.0034 | 0.0003 | 0.0012 | 0.5841 | 0 | 0
1f37113 | UGI | 1 | 10m_138032_419x226x576.dat | 0.0990;0.0990;0.2425 | 419;226;576 | (0.4286;75.7905;44.0066) | 60 | 6.3535 | 49 | 88.958 | 60 | EZpaque | [5] | [0] | 0 | 5 | 75 | normal | none | 6.3911 | 8.0682 | 51.5646 | 28.4268 | 35.8868 | 1020.1442 | 0 | 0.0153 | 0.0011 | 0.006 | 0.0094 | 0.0055 | 0.0334 | 0.6545 | 0.0015 | 0.0051 | 0.064 | 0.0014 | 0.0008 | 0.0044 | 0.008 | 0.0069 | 0.0021 | 0.0066 | 0.0034 | 0.0037 | 0.0033 | 0.0051 | 0.12 | 0 | 0 | 0.0034 | 0.0003 | 0.0012 | 1 | 0 | 0
1f37113 | UGI | 1 | 10m_138032_419x226x576.dat | 0.0990;0.0990;0.2425 | 419;226;576 | (0.4286;75.7905;44.0066) | 80 | 2.9 | 44 | 88.958 | 60 | EZpaque | [5] | [0] | 0 | 5 | 75 | normal | none | 6.3911 | 8.0682 | 51.5646 | 28.4268 | 35.8868 | 1020.1442 | 0 | 0.0173 | 0.0012 | 0.0053 | 0.0108 | 0.0056 | 0.0384 | 0.667 | 0.0016 | 0.0059 | 0.0703 | 0.0016 | 0.0008 | 0.0047 | 0.0074 | 0.0079 | 0.002 | 0.0077 | 0.0037 | 0.0041 | 0.0036 | 0.0049 | 0.1224 | 0 | 0 | 0.0032 | 0.0003 | 0.001 | 0.9313 | 0 | 0
1f37113 | UGI | 1 | 10m_138032_419x226x576.dat | 0.0990;0.0990;0.2425 | 419;226;576 | (0.4286;75.7905;44.0066) | 80 | 7.702 | 57 | 88.958 | 60 | EZpaque | [5] | [0] | 0 | 5 | 75 | normal | none | 6.3911 | 8.0682 | 51.5646 | 28.4268 | 35.8868 | 1020.1442 | 0 | 0.0142 | 0.0011 | 0.0058 | 0.0083 | 0.0053 | 0.0289 | 0.4639 | 0.0015 | 0.0047 | 0.0575 | 0.0013 | 0.0008 | 0.0042 | 0.0078 | 0.0064 | 0.0021 | 0.0058 | 0.0034 | 0.0036 | 0.0031 | 0.0051 | 0.0946 | 0 | 0 | 0.0034 | 0.0003 | 0.0012 | 0.4146 | 0 | 0
1f37113 | UGI | 1 | 10m_138032_419x226x576.dat | 0.0990;0.0990;0.2425 | 419;226;576 | (0.4286;75.7905;44.0066) | 80 | 8.502 | 60 | 88.958 | 60 | EZpaque | [5] | [0] | 0 | 5 | 75 | normal | none | 6.3911 | 8.0682 | 51.5646 | 28.4268 | 35.8868 | 1020.1442 | 0 | 0.014 | 0.001 | 0.0057 | 0.008 | 0.0052 | 0.0277 | 0.5231 | 0.0015 | 0.0046 | 0.0561 | 0.0013 | 0.0008 | 0.0042 | 0.0078 | 0.0062 | 0.0021 | 0.0056 | 0.0034 | 0.0035 | 0.0031 | 0.0051 | 0.0841 | 0 | 0 | 0.0033 | 0.0003 | 0.0012 | 0.5202 | 0 | 0
1f37113 | UGI | 2 | 10m_138032_419x226x576.dat | 0.0990;0.0990;0.2425 | 419;226;576 | (0.4286;75.7905;52.3320) | 110 | 3.9 | 52 | 88.958 | 60 | EZpaque | [5] | [0] | 0 | 5 | 75 | normal | none | 6.3911 | 3.4921 | 22.318 | 28.4268 | 15.5324 | 441.5351 | 0 | 0.0745 | 0.0008 | 0.0437 | 0.0377 | 0.0039 | 0.1351 | 0 | 0.0067 | 0.0231 | 0.0522 | 0.0067 | 0.0024 | 0.0051 | 0.0054 | 0.0336 | 0.0015 | 0.0269 | 0.0199 | 0.0212 | 0.0057 | 0.0033 | 0.3218 | 0 | 0 | 0.0033 | 0.0004 | 0.0012 | 0.7071 | 0 | 0
1f37113 | UGI | 2 | 10m_138032_419x226x576.dat | 0.0990;0.0990;0.2425 | 419;226;576 | (0.4286;75.7905;52.3320) | 110 | 7.85 | 62 | 88.958 | 60 | EZpaque | [5] | [0] | 0 | 5 | 75 | normal | none | 6.3911 | 3.4921 | 22.318 | 28.4268 | 15.5324 | 441.5351 | 0 | 0.0627 | 0.0008 | 0.04 | 0.0315 | 0.0037 | 0.1004 | 0.9449 | 0.006 | 0.0196 | 0.0493 | 0.0057 | 0.0022 | 0.0051 | 0.0055 | 0.0277 | 0.0015 | 0.0226 | 0.0172 | 0.0182 | 0.0053 | 0.0035 | 0.2595 | 0 | 0 | 0.0033 | 0.0004 | 0.0013 | 0.8626 | 0 | 0
1f37113 | UGI | 2 | 10m_138032_419x226x576.dat | 0.0990;0.0990;0.2425 | 419;226;576 | (0.4286;75.7905;52.3320) | 110 | 9.9905 | 69 | 88.958 | 60 | EZpaque | [5] | [0] | 0 | 5 | 75 | normal | none | 6.3911 | 3.4921 | 22.318 | 28.4268 | 15.5324 | 441.5351 | 0 | 0.0584 | 0.0007 | 0.037 | 0.0281 | 0.0036 | 0.0915 | 1 | 0.0056 | 0.0179 | 0.0463 | 0.0052 | 0.0021 | 0.005 | 0.0054 | 0.0254 | 0.0015 | 0.0203 | 0.016 | 0.0167 | 0.0051 | 0.0035 | 0.2202 | 0 | 0 | 0.0032 | 0.0004 | 0.0013 | 0.717 | 0 | 0
1f37113 | UGI | 2 | 10m_138032_419x226x576.dat | 0.0990;0.0990;0.2425 | 419;226;576 | (0.4286;75.7905;52.3320) | 60 | 2.5 | 38 | 88.958 | 60 | EZpaque | [5] | [0] | 0 | 5 | 75 | normal | none | 6.3911 | 3.4921 | 22.318 | 28.4268 | 15.5324 | 441.5351 | 0 | 0.1143 | 0.001 | 0.0518 | 0.0553 | 0.0041 | 0.2295 | 1 | 0.0088 | 0.0371 | 0.0585 | 0.0101 | 0.0027 | 0.0052 | 0.0052 | 0.0545 | 0.0014 | 0.0429 | 0.0283 | 0.0314 | 0.0064 | 0.0031 | 0.4608 | 0 | 0 | 0.0033 | 0.0004 | 0.0011 | 0 | 0 | 0
1f37113 | UGI | 2 | 10m_138032_419x226x576.dat | 0.0990;0.0990;0.2425 | 419;226;576 | (0.4286;75.7905;52.3320) | 60 | 5.7448 | 47 | 88.958 | 60 | EZpaque | [5] | [0] | 0 | 5 | 75 | normal | none | 6.3911 | 3.4921 | 22.318 | 28.4268 | 15.5324 | 441.5351 | 0 | 0.0826 | 0.0008 | 0.0471 | 0.0434 | 0.004 | 0.1392 | 0 | 0.0069 | 0.0263 | 0.0539 | 0.0073 | 0.0023 | 0.0053 | 0.0058 | 0.0381 | 0.0016 | 0.0315 | 0.0209 | 0.0231 | 0.0056 | 0.0035 | 0.3756 | 0 | 0 | 0.0034 | 0.0004 | 0.0014 | 1 | 0 | 0
1f37113 | UGI | 2 | 10m_138032_419x226x576.dat | 0.0990;0.0990;0.2425 | 419;226;576 | (0.4286;75.7905;52.3320) | 60 | 6.3535 | 49 | 88.958 | 60 | EZpaque | [5] | [0] | 0 | 5 | 75 | normal | none | 6.3911 | 3.4921 | 22.318 | 28.4268 | 15.5324 | 441.5351 | 0 | 0.0782 | 0.0008 | 0.0464 | 0.0423 | 0.004 | 0.1498 | 0 | 0.0066 | 0.0253 | 0.0535 | 0.0069 | 0.0023 | 0.0053 | 0.0059 | 0.0362 | 0.0016 | 0.0295 | 0.02 | 0.0221 | 0.0055 | 0.0035 | 0.315 | 0 | 0 | 0.0034 | 0.0004 | 0.0014 | 0.8152 | 0 | 0
1f37113 | UGI | 2 | 10m_138032_419x226x576.dat | 0.0990;0.0990;0.2425 | 419;226;576 | (0.4286;75.7905;52.3320) | 80 | 2.9 | 44 | 88.958 | 60 | EZpaque | [5] | [0] | 0 | 5 | 75 | normal | none | 6.3911 | 3.4921 | 22.318 | 28.4268 | 15.5324 | 441.5351 | 0 | 0.0934 | 0.0009 | 0.0473 | 0.0431 | 0.004 | 0.1319 | 0.6759 | 0.0076 | 0.029 | 0.0555 | 0.008 | 0.0025 | 0.0052 | 0.0054 | 0.0408 | 0.0015 | 0.0338 | 0.0233 | 0.0256 | 0.006 | 0.0033 | 0.3397 | 0 | 0 | 0.0033 | 0.0004 | 0.0012 | 0 | 0 | 0
1f37113 | UGI | 2 | 10m_138032_419x226x576.dat | 0.0990;0.0990;0.2425 | 419;226;576 | (0.4286;75.7905;52.3320) | 80 | 7.702 | 57 | 88.958 | 60 | EZpaque | [5] | [0] | 0 | 5 | 75 | normal | none | 6.3911 | 3.4921 | 22.318 | 28.4268 | 15.5324 | 441.5351 | 0 | 0.0706 | 0.0008 | 0.0419 | 0.0351 | 0.0039 | 0.1115 | 0.6083 | 0.0061 | 0.0212 | 0.0506 | 0.006 | 0.0022 | 0.0052 | 0.0057 | 0.0299 | 0.0016 | 0.0251 | 0.0177 | 0.0192 | 0.0054 | 0.0035 | 0.2412 | 0 | 0 | 0.0034 | 0.0004 | 0.0014 | 0.7166 | 0 | 0
1f37113 | UGI | 2 | 10m_138032_419x226x576.dat | 0.0990;0.0990;0.2425 | 419;226;576 | (0.4286;75.7905;52.3320) | 80 | 8.502 | 60 | 88.958 | 60 | EZpaque | [5] | [0] | 0 | 5 | 75 | normal | none | 6.3911 | 3.4921 | 22.318 | 28.4268 | 15.5324 | 441.5351 | 0 | 0.0666 | 0.0008 | 0.0416 | 0.0332 | 0.0038 | 0.1069 | 0.6357 | 0.0059 | 0.0201 | 0.0502 | 0.0058 | 0.0022 | 0.0052 | 0.0057 | 0.0287 | 0.0016 | 0.0241 | 0.0172 | 0.0185 | 0.0053 | 0.0036 | 0.2385 | 0 | 0 | 0.0034 | 0.0004 | 0.0014 | 0 | 0 | 0
1f37113 | UGI | 3 | 10m_138032_419x226x576.dat | 0.0990;0.0990;0.2425 | 419;226;576 | (0.4286;75.7905;52.3320) | 110 | 3.9 | 52 | 88.958 | 60 | EZpaque | [5,133,110] | [30,30,100] | 0 | 10 | 75 | normal | none | 6.3911 | 3.4921 | 22.318 | 28.4268 | 15.5324 | 441.5351 | 0 | 0.0794 | 0.0008 | 0.0457 | 0.0389 | 0.0039 | 0.1443 | 0 | 0.0071 | 0.0244 | 0.0532 | 0.0072 | 0.0025 | 0.0017 | 0.0038 | 0.0356 | 0.0015 | 0.0282 | 0.0206 | 0.022 | 0.006 | 0.0034 | 0.3271 | 0 | 0 | 0.0033 | 0.0004 | 0.0012 | 0.7071 | 0 | 0
1f37113 | UGI | 3 | 10m_138032_419x226x576.dat | 0.0990;0.0990;0.2425 | 419;226;576 | (0.4286;75.7905;52.3320) | 110 | 7.85 | 62 | 88.958 | 60 | EZpaque | [5,133,110] | [30,30,100] | 0 | 10 | 75 | normal | none | 6.3911 | 3.4921 | 22.318 | 28.4268 | 15.5324 | 441.5351 | 0 | 0.0673 | 0.0008 | 0.042 | 0.033 | 0.0037 | 0.1111 | 0.9449 | 0.0063 | 0.0206 | 0.0501 | 0.0061 | 0.0023 | 0.0016 | 0.0036 | 0.0293 | 0.0015 | 0.0239 | 0.0178 | 0.019 | 0.0056 | 0.0035 | 0.2684 | 0 | 0 | 0.0033 | 0.0004 | 0.0013 | 0.8626 | 0 | 0
1f37113 | UGI | 3 | 10m_138032_419x226x576.dat | 0.0990;0.0990;0.2425 | 419;226;576 | (0.4286;75.7905;52.3320) | 110 | 9.9905 | 69 | 88.958 | 60 | EZpaque | [5,133,110] | [30,30,100] | 0 | 10 | 75 | normal | none | 6.3911 | 3.4921 | 22.318 | 28.4268 | 15.5324 | 441.5351 | 0 | 0.0618 | 0.0008 | 0.0393 | 0.0293 | 0.0036 | 0.099 | 1 | 0.006 | 0.0189 | 0.047 | 0.0056 | 0.0022 | 0.0015 | 0.0035 | 0.027 | 0.0015 | 0.0214 | 0.0166 | 0.0175 | 0.0054 | 0.0035 | 0.2217 | 0 | 0 | 0.0033 | 0.0004 | 0.0013 | 0.717 | 0 | 0
1f37113 | UGI | 3 | 10m_138032_419x226x576.dat | 0.0990;0.0990;0.2425 | 419;226;576 | (0.4286;75.7905;52.3320) | 60 | 2.5 | 38 | 88.958 | 60 | EZpaque | [5,133,110] | [30,30,100] | 0 | 10 | 75 | normal | none | 6.3911 | 3.4921 | 22.318 | 28.4268 | 15.5324 | 441.5351 | 0 | 0.12 | 0.001 | 0.0524 | 0.0568 | 0.0042 | 0.2517 | 1 | 0.0093 | 0.0386 | 0.0596 | 0.0107 | 0.0028 | 0.0019 | 0.004 | 0.056 | 0.0015 | 0.0442 | 0.029 | 0.0326 | 0.0067 | 0.0032 | 0.4875 | 0 | 0 | 0.0033 | 0.0004 | 0.0011 | 0 | 0 | 0
1f37113 | UGI | 3 | 10m_138032_419x226x576.dat | 0.0990;0.0990;0.2425 | 419;226;576 | (0.4286;75.7905;52.3320) | 60 | 5.7448 | 47 | 88.958 | 60 | EZpaque | [5,133,110] | [30,30,100] | 0 | 10 | 75 | normal | none | 6.3911 | 3.4921 | 22.318 | 28.4268 | 15.5324 | 441.5351 | 0 | 0.0888 | 0.0008 | 0.0491 | 0.0451 | 0.0041 | 0.1538 | 0 | 0.0072 | 0.0277 | 0.0546 | 0.0078 | 0.0024 | 0.0016 | 0.0037 | 0.0403 | 0.0016 | 0.0323 | 0.0215 | 0.0239 | 0.0059 | 0.0035 | 0.3952 | 0 | 0 | 0.0035 | 0.0004 | 0.0014 | 1 | 0 | 0
1f37113 | UGI | 3 | 10m_138032_419x226x576.dat | 0.0990;0.0990;0.2425 | 419;226;576 | (0.4286;75.7905;52.3320) | 60 | 6.3535 | 49 | 88.958 | 60 | EZpaque | [5,133,110] | [30,30,100] | 0 | 10 | 75 | normal | none | 6.3911 | 3.4921 | 22.318 | 28.4268 | 15.5324 | 441.5351 | 0 | 0.082 | 0.0008 | 0.0491 | 0.044 | 0.0041 | 0.1635 | 0 | 0.007 | 0.0267 | 0.0547 | 0.0074 | 0.0024 | 0.0016 | 0.0036 | 0.0379 | 0.0016 | 0.0306 | 0.0206 | 0.0229 | 0.0059 | 0.0035 | 0.315 | 0 | 0 | 0.0035 | 0.0004 | 0.0014 | 0.8152 | 0 | 0
1f37113 | UGI | 3 | 10m_138032_419x226x576.dat | 0.0990;0.0990;0.2425 | 419;226;576 | (0.4286;75.7905;52.3320) | 80 | 2.9 | 44 | 88.958 | 60 | EZpaque | [5,133,110] | [30,30,100] | 0 | 10 | 75 | normal | none | 6.3911 | 3.4921 | 22.318 | 28.4268 | 15.5324 | 441.5351 | 0 | 0.1001 | 0.0009 | 0.0485 | 0.0443 | 0.0041 | 0.1426 | 0.6759 | 0.008 | 0.0304 | 0.0565 | 0.0086 | 0.0026 | 0.0018 | 0.0039 | 0.043 | 0.0015 | 0.0351 | 0.024 | 0.0265 | 0.0063 | 0.0033 | 0.3358 | 0 | 0 | 0.0034 | 0.0004 | 0.0012 | 0 | 0 | 0
1f37113 | UGI | 3 | 10m_138032_419x226x576.dat | 0.0990;0.0990;0.2425 | 419;226;576 | (0.4286;75.7905;52.3320) | 80 | 7.702 | 57 | 88.958 | 60 | EZpaque | [5,133,110] | [30,30,100] | 0 | 10 | 75 | normal | none | 6.3911 | 3.4921 | 22.318 | 28.4268 | 15.5324 | 441.5351 | 0 | 0.0758 | 0.0008 | 0.0437 | 0.0364 | 0.0039 | 0.1191 | 0.647 | 0.0065 | 0.0225 | 0.0521 | 0.0065 | 0.0023 | 0.0016 | 0.0035 | 0.0317 | 0.0016 | 0.0262 | 0.0183 | 0.02 | 0.0057 | 0.0036 | 0.2406 | 0 | 0 | 0.0034 | 0.0004 | 0.0014 | 0.7166 | 0 | 0
1f37113 | UGI | 3 | 10m_138032_419x226x576.dat | 0.0990;0.0990;0.2425 | 419;226;576 | (0.4286;75.7905;52.3320) | 80 | 8.502 | 60 | 88.958 | 60 | EZpaque | [5,133,110] | [30,30,100] | 0 | 10 | 75 | normal | none | 6.3911 | 3.4921 | 22.318 | 28.4268 | 15.5324 | 441.5351 | 0 | 0.0717 | 0.0008 | 0.0437 | 0.0344 | 0.0039 | 0.1155 | 0.6357 | 0.0063 | 0.0213 | 0.0517 | 0.0062 | 0.0023 | 0.0015 | 0.0035 | 0.0306 | 0.0016 | 0.0254 | 0.0178 | 0.0193 | 0.0056 | 0.0036 | 0.2529 | 0 | 0 | 0.0034 | 0.0004 | 0.0014 | 0 | 0 | 0
1f37113 | UGI | 4 | 10m_138032_419x226x576.dat | 0.0990;0.0990;0.2425 | 419;226;576 | (0.4286;75.7905;41.8539) | 110 | 3.9 | 52 | 88.958 | 60 | EZpaque | [5,133,110,73] | [10,10,100,10] | 1 | 10 | 75 | normal | none | 6.3911 | 7.9684 | 50.9263 | 28.4268 | 35.4426 | 1007.517 | 0 | 0.0109 | 0.0017 | 0.0053 | 0.0082 | 0.0075 | 0.0252 | 0.4511 | 0.0015 | 0.0042 | 0.1169 | 0.0012 | 0.0008 | 0.0014 | 0.0063 | 0.0063 | 0.002 | 0.0058 | 0.0022 | 0.0027 | 0.0033 | 0.0052 | 0.0955 | 0 | 0 | 0.0032 | 0.0003 | 0.001 | 0.7255 | 0 | 0
1f37113 | UGI | 4 | 10m_138032_419x226x576.dat | 0.0990;0.0990;0.2425 | 419;226;576 | (0.4286;75.7905;41.8539) | 110 | 7.85 | 62 | 88.958 | 60 | EZpaque | [5,133,110,73] | [10,10,100,10] | 1 | 10 | 75 | normal | none | 6.3911 | 7.9684 | 50.9263 | 28.4268 | 35.4426 | 1007.517 | 0 | 0.0099 | 0.0016 | 0.0054 | 0.0072 | 0.0072 | 0.022 | 0.3492 | 0.0014 | 0.0038 | 0.1035 | 0.0011 | 0.0007 | 0.0012 | 0.0062 | 0.0056 | 0.0021 | 0.005 | 0.0022 | 0.0026 | 0.003 | 0.0052 | 0.0742 | 0 | 0 | 0.0032 | 0.0003 | 0.0011 | 0.3691 | 0 | 0
1f37113 | UGI | 4 | 10m_138032_419x226x576.dat | 0.0990;0.0990;0.2425 | 419;226;576 | (0.4286;75.7905;41.8539) | 110 | 9.9905 | 69 | 88.958 | 60 | EZpaque | [5,133,110,73] | [10,10,100,10] | 1 | 10 | 75 | normal | none | 6.3911 | 7.9684 | 50.9263 | 28.4268 | 35.4426 | 1007.517 | 0 | 0.0095 | 0.0015 | 0.0053 | 0.0066 | 0.0069 | 0.0203 | 0.3272 | 0.0014 | 0.0036 | 0.0963 | 0.001 | 0.0007 | 0.0012 | 0.0061 | 0.0053 | 0.0021 | 0.0046 | 0.0022 | 0.0025 | 0.0029 | 0.0052 | 0.0698 | 0 | 0 | 0.0032 | 0.0003 | 0.0011 | 0.4173 | 0 | 0
1f37113 | UGI | 4 | 10m_138032_419x226x576.dat | 0.0990;0.0990;0.2425 | 419;226;576 | (0.4286;75.7905;41.8539) | 60 | 2.5 | 38 | 88.958 | 60 | EZpaque | [5,133,110,73] | [10,10,100,10] | 1 | 10 | 75 | normal | none | 6.3911 | 7.9684 | 50.9263 | 28.4268 | 35.4426 | 1007.517 | 0 | 0.0125 | 0.0021 | 0.0051 | 0.0113 | 0.0082 | 0.0347 | 0.6587 | 0.0017 | 0.0053 | 0.1503 | 0.0014 | 0.0008 | 0.0017 | 0.0064 | 0.0082 | 0.002 | 0.0084 | 0.0022 | 0.003 | 0.0038 | 0.0051 | 0.1847 | 0 | 0 | 0.0032 | 0.0003 | 0.0009 | 0 | 0 | 0
1f37113 | UGI | 4 | 10m_138032_419x226x576.dat | 0.0990;0.0990;0.2425 | 419;226;576 | (0.4286;75.7905;41.8539) | 60 | 5.7448 | 47 | 88.958 | 60 | EZpaque | [5,133,110,73] | [10,10,100,10] | 1 | 10 | 75 | normal | none | 6.3911 | 7.9684 | 50.9263 | 28.4268 | 35.4426 | 1007.517 | 0 | 0.011 | 0.0017 | 0.0058 | 0.0087 | 0.0079 | 0.0276 | 0.9086 | 0.0015 | 0.0043 | 0.1283 | 0.0012 | 0.0008 | 0.0013 | 0.0064 | 0.0066 | 0.0022 | 0.0063 | 0.0022 | 0.0027 | 0.0033 | 0.0053 | 0.1167 | 0 | 0 | 0.0034 | 0.0003 | 0.0011 | 0.6101 | 0 | 0
1f37113 | UGI | 4 | 10m_138032_419x226x576.dat | 0.0990;0.0990;0.2425 | 419;226;576 | (0.4286;75.7905;41.8539) | 60 | 6.3535 | 49 | 88.958 | 60 | EZpaque | [5,133,110,73] | [10,10,100,10] | 1 | 10 | 75 | normal | none | 6.3911 | 7.9684 | 50.9263 | 28.4268 | 35.4426 | 1007.517 | 0 | 0.0108 | 0.0017 | 0.0059 | 0.0084 | 0.0078 | 0.0261 | 0.6368 | 0.0015 | 0.0042 | 0.1173 | 0.0012 | 0.0008 | 0.0013 | 0.0063 | 0.0064 | 0.0022 | 0.006 | 0.0022 | 0.0027 | 0.0032 | 0.0053 | 0.1097 | 0 | 0 | 0.0034 | 0.0003 | 0.0012 | 0.525 | 0 | 0
1f37113 | UGI | 4 | 10m_138032_419x226x576.dat | 0.0990;0.0990;0.2425 | 419;226;576 | (0.4286;75.7905;41.8539) | 80 | 2.9 | 44 | 88.958 | 60 | EZpaque | [5,133,110,73] | [10,10,100,10] | 1 | 10 | 75 | normal | none | 6.3911 | 7.9684 | 50.9263 | 28.4268 | 35.4426 | 1007.517 | 0 | 0.0117 | 0.0019 | 0.0053 | 0.0096 | 0.0079 | 0.0301 | 0.8634 | 0.0016 | 0.0047 | 0.1392 | 0.0013 | 0.0008 | 0.0015 | 0.0064 | 0.0072 | 0.002 | 0.0069 | 0.0022 | 0.0029 | 0.0035 | 0.0052 | 0.1147 | 0 | 0 | 0.0032 | 0.0003 | 0.001 | 1 | 0 | 0
1f37113 | UGI | 4 | 10m_138032_419x226x576.dat | 0.0990;0.0990;0.2425 | 419;226;576 | (0.4286;75.7905;41.8539) | 80 | 7.702 | 57 | 88.958 | 60 | EZpaque | [5,133,110,73] | [10,10,100,10] | 1 | 10 | 75 | normal | none | 6.3911 | 7.9684 | 50.9263 | 28.4268 | 35.4426 | 1007.517 | 0 | 0.0103 | 0.0016 | 0.0057 | 0.0076 | 0.0074 | 0.0229 | 0.712 | 0.0014 | 0.0039 | 0.1131 | 0.0011 | 0.0008 | 0.0012 | 0.0062 | 0.0059 | 0.0022 | 0.0053 | 0.0022 | 0.0026 | 0.0031 | 0.0053 | 0.0851 | 0 | 0 | 0.0033 | 0.0003 | 0.0012 | 1 | 0 | 0
1f37113 | UGI | 4 | 10m_138032_419x226x576.dat | 0.0990;0.0990;0.2425 | 419;226;576 | (0.4286;75.7905;41.8539) | 80 | 8.502 | 60 | 88.958 | 60 | EZpaque | [5,133,110,73] | [10,10,100,10] | 1 | 10 | 75 | normal | none | 6.3911 | 7.9684 | 50.9263 | 28.4268 | 35.4426 | 1007.517 | 0 | 0.0101 | 0.0016 | 0.0056 | 0.0073 | 0.0074 | 0.0224 | 0.6113 | 0.0014 | 0.0038 | 0.1109 | 0.0011 | 0.0008 | 0.0012 | 0.0061 | 0.0057 | 0.0022 | 0.0051 | 0.0022 | 0.0026 | 0.0031 | 0.0053 | 0.0838 | 0 | 0 | 0.0033 | 0.0003 | 0.0012 | 0.8243 | 0 | 0
1f37113 | UGI | 5 | 10m_138032_419x226x576.dat | 0.0990;0.0990;0.2425 | 419;226;576 | (-0.3113;71.2860;40.7404) | 110 | 3.9 | 52 | 86.78 | 60 | EZpaque | [110,73] | [100,60] | 1 | 10 | 75 | normal | none | 5.6937 | 7.9631 | 45.3391 | 24.7048 | 34.5518 | 853.5948 | 0 | 0.0077 | 0.0022 | 0.0142 | 0.0086 | 0.0098 | 0.018 | 0.4483 | 0.0017 | 0.0034 | 0.1596 | 0.0008 | 0.0006 | 0.0011 | 0.0184 | 0.0061 | 0.0022 | 0.0053 | 0.0021 | 0.0031 | 0.0032 | 0.0068 | 0.0747 | 0 | 0 | 0.0031 | 0.0003 | 0.0011 | 0.3396 | 0 | 0
1f37113 | UGI | 5 | 10m_138032_419x226x576.dat | 0.0990;0.0990;0.2425 | 419;226;576 | (-0.3113;71.2860;40.7404) | 110 | 7.85 | 62 | 86.78 | 60 | EZpaque | [110,73] | [100,60] | 1 | 10 | 75 | normal | none | 5.6937 | 7.9631 | 45.3391 | 24.7048 | 34.5518 | 853.5948 | 0 | 0.0074 | 0.0019 | 0.0123 | 0.0073 | 0.009 | 0.0159 | 0.4564 | 0.0015 | 0.0031 | 0.1348 | 0.0008 | 0.0006 | 0.0009 | 0.0161 | 0.0054 | 0.0022 | 0.0045 | 0.0021 | 0.0028 | 0.0029 | 0.0063 | 0.0701 | 0 | 0 | 0.003 | 0.0003 | 0.0011 | 0.3702 | 0 | 0
1f37113 | UGI | 5 | 10m_138032_419x226x576.dat | 0.0990;0.0990;0.2425 | 419;226;576 | (-0.3113;71.2860;40.7404) | 110 | 9.9905 | 69 | 86.78 | 60 | EZpaque | [110,73] | [100,60] | 1 | 10 | 75 | normal | none | 5.6937 | 7.9631 | 45.3391 | 24.7048 | 34.5518 | 853.5948 | 0 | 0.0072 | 0.0018 | 0.0114 | 0.0067 | 0.0086 | 0.015 | 0.4528 | 0.0014 | 0.0029 | 0.1243 | 0.0008 | 0.0006 | 0.0009 | 0.015 | 0.0051 | 0.0021 | 0.0042 | 0.0021 | 0.0027 | 0.0028 | 0.006 | 0.0603 | 0 | 0 | 0.0029 | 0.0003 | 0.0011 | 0.349 | 0 | 0
1f37113 | UGI | 5 | 10m_138032_419x226x576.dat | 0.0990;0.0990;0.2425 | 419;226;576 | (-0.3113;71.2860;40.7404) | 60 | 2.5 | 38 | 86.78 | 60 | EZpaque | [110,73] | [100,60] | 1 | 10 | 75 | normal | none | 5.6937 | 7.9631 | 45.3391 | 24.7048 | 34.5518 | 853.5948 | 0 | 0.0082 | 0.0027 | 0.0204 | 0.0128 | 0.0115 | 0.0233 | 0.6462 | 0.002 | 0.004 | 0.2155 | 0.0009 | 0.0006 | 0.0013 | 0.0237 | 0.008 | 0.0021 | 0.0076 | 0.0021 | 0.0035 | 0.004 | 0.0079 | 0.1606 | 0 | 0 | 0.0032 | 0.0003 | 0.001 | 0 | 0 | 0
1f37113 | UGI | 5 | 10m_138032_419x226x576.dat | 0.0990;0.0990;0.2425 | 419;226;576 | (-0.3113;71.2860;40.7404) | 60 | 5.7448 | 47 | 86.78 | 60 | EZpaque | [110,73] | [100,60] | 1 | 10 | 75 | normal | none | 5.6937 | 7.9631 | 45.3391 | 24.7048 | 34.5518 | 853.5948 | 0 | 0.0078 | 0.0022 | 0.0158 | 0.0094 | 0.0101 | 0.0183 | 0.8868 | 0.0017 | 0.0034 | 0.2086 | 0.0008 | 0.0006 | 0.001 | 0.0193 | 0.0063 | 0.0023 | 0.0056 | 0.0021 | 0.0031 | 0.0033 | 0.0068 | 0.1024 | 0 | 0 | 0.0032 | 0.0003 | 0.0012 | 0.684 | 0 | 0
1f37113 | UGI | 5 | 10m_138032_419x226x576.dat | 0.0990;0.0990;0.2425 | 419;226;576 | (-0.3113;71.2860;40.7404) | 60 | 6.3535 | 49 | 86.78 | 60 | EZpaque | [110,73] | [100,60] | 1 | 10 | 75 | normal | none | 5.6937 | 7.9631 | 45.3391 | 24.7048 | 34.5518 | 853.5948 | 0 | 0.0077 | 0.0021 | 0.0152 | 0.009 | 0.01 | 0.0177 | 0.754 | 0.0017 | 0.0033 | 0.149 | 0.0008 | 0.0006 | 0.001 | 0.0189 | 0.0061 | 0.0023 | 0.0054 | 0.0021 | 0.0031 | 0.0032 | 0.0067 | 0.091 | 0 | 0 | 0.0032 | 0.0003 | 0.0012 | 0.4714 | 0 | 0
1f37113 | UGI | 5 | 10m_138032_419x226x576.dat | 0.0990;0.0990;0.2425 | 419;226;576 | (-0.3113;71.2860;40.7404) | 80 | 2.9 | 44 | 86.78 | 60 | EZpaque | [110,73] | [100,60] | 1 | 10 | 75 | normal | none | 5.6937 | 7.9631 | 45.3391 | 24.7048 | 34.5518 | 853.5948 | 0 | 0.008 | 0.0024 | 0.0174 | 0.0104 | 0.0108 | 0.0204 | 0.4222 | 0.0018 | 0.0037 | 0.185 | 0.0009 | 0.0006 | 0.0012 | 0.0214 | 0.007 | 0.0022 | 0.0063 | 0.0021 | 0.0033 | 0.0036 | 0.0074 | 0.1127 | 0 | 0 | 0.0031 | 0.0003 | 0.001 | 0.8675 | 0 | 0
1f37113 | UGI | 5 | 10m_138032_419x226x576.dat | 0.0990;0.0990;0.2425 | 419;226;576 | (-0.3113;71.2860;40.7404) | 80 | 7.702 | 57 | 86.78 | 60 | EZpaque | [110,73] | [100,60] | 1 | 10 | 75 | normal | none | 5.6937 | 7.9631 | 45.3391 | 24.7048 | 34.5518 | 853.5948 | 0 | 0.0075 | 0.002 | 0.0134 | 0.0078 | 0.0094 | 0.0166 | 0.4754 | 0.0016 | 0.0031 | 0.1417 | 0.0008 | 0.0006 | 0.0009 | 0.0171 | 0.0056 | 0.0022 | 0.0047 | 0.0021 | 0.0029 | 0.003 | 0.0065 | 0.0771 | 0 | 0 | 0.0031 | 0.0003 | 0.0012 | 0.4667 | 0 | 0
1f37113 | UGI | 5 | 10m_138032_419x226x576.dat | 0.0990;0.0990;0.2425 | 419;226;576 | (-0.3113;71.2860;40.7404) | 80 | 8.502 | 60 | 86.78 | 60 | EZpaque | [110,73] | [100,60] | 1 | 10 | 75 | normal | none | 5.6937 | 7.9631 | 45.3391 | 24.7048 | 34.5518 | 853.5948 | 0 | 0.0074 | 0.0019 | 0.0129 | 0.0075 | 0.0092 | 0.016 | 0.4189 | 0.0015 | 0.0031 | 0.1484 | 0.0008 | 0.0006 | 0.0009 | 0.0167 | 0.0054 | 0.0022 | 0.0046 | 0.0021 | 0.0029 | 0.003 | 0.0064 | 0.0754 | 0 | 0 | 0.0031 | 0.0003 | 0.0012 | 0.3734 | 0 | 0
1f37113 | UGI | 6 | 10m_138032_419x226x576.dat | 0.0990;0.0990;0.2425 | 419;226;576 | (0.7727;75.6915;21.1656) | 110 | 3.9 | 52 | 89.156 | 60 | EZpaque | [73,75] | [100,10] | 1 | 10 | 75 | normal | none | 6.5047 | 6.1928 | 40.2825 | 28.9968 | 27.6062 | 800.4937 | 0 | 0.0063 | 0.015 | 0.0161 | 0.001 | 0.0947 | 0.005 | 0.1193 | 0.0028 | 0.0011 | 0.6713 | 0.0004 | 0.0017 | 0.0089 | 0.1126 | 0.0027 | 0.0322 | 0.0009 | 0.0051 | 0.0032 | 0.0121 | 0.0447 | 0.0139 | 0 | 0 | 0.0021 | 0.0003 | 0.0009 | 0.0914 | 0 | 0
1f37113 | UGI | 6 | 10m_138032_419x226x576.dat | 0.0990;0.0990;0.2425 | 419;226;576 | (0.7727;75.6915;21.1656) | 110 | 7.85 | 62 | 89.156 | 60 | EZpaque | [73,75] | [100,10] | 1 | 10 | 75 | normal | none | 6.5047 | 6.1928 | 40.2825 | 28.9968 | 27.6062 | 800.4937 | 0 | 0.0058 | 0.0125 | 0.0146 | 0.001 | 0.0848 | 0.0048 | 0.1033 | 0.0026 | 0.001 | 0.4995 | 0.0004 | 0.0016 | 0.0079 | 0.0984 | 0.0025 | 0.0274 | 0.0008 | 0.0044 | 0.0028 | 0.0104 | 0.0383 | 0.012 | 0 | 0 | 0.0021 | 0.0004 | 0.001 | 0.0761 | 0 | 0
1f37113 | UGI | 6 | 10m_138032_419x226x576.dat | 0.0990;0.0990;0.2425 | 419;226;576 | (0.7727;75.6915;21.1656) | 110 | 9.9905 | 69 | 89.156 | 60 | EZpaque | [73,75] | [100,10] | 1 | 10 | 75 | normal | none | 6.5047 | 6.1928 | 40.2825 | 28.9968 | 27.6062 | 800.4937 | 0 | 0.0056 | 0.0113 | 0.0136 | 0.001 | 0.0736 | 0.0047 | 0.0936 | 0.0024 | 0.001 | 0.484 | 0.0004 | 0.0015 | 0.0075 | 0.0929 | 0.0023 | 0.0255 | 0.0008 | 0.0041 | 0.0027 | 0.0098 | 0.0352 | 0.0111 | 0 | 0 | 0.0021 | 0.0004 | 0.001 | 0.0689 | 0 | 0
1f37113 | UGI | 6 | 10m_138032_419x226x576.dat | 0.0990;0.0990;0.2425 | 419;226;576 | (0.7727;75.6915;21.1656) | 60 | 2.5 | 38 | 89.156 | 60 | EZpaque | [73,75] | [100,10] | 1 | 10 | 75 | normal | none | 6.5047 | 6.1928 | 40.2825 | 28.9968 | 27.6062 | 800.4937 | 0 | 0.0072 | 0.0251 | 0.0194 | 0.001 | 0.1538 | 0.0053 | 0.1648 | 0.0035 | 0.0011 | 0.613 | 0.0004 | 0.002 | 0.0116 | 0.1695 | 0.0033 | 0.046 | 0.0009 | 0.0073 | 0.0041 | 0.0168 | 0.0702 | 0.0196 | 0 | 0 | 0.0021 | 0.0003 | 0.0008 | 0.1424 | 0 | 0
1f37113 | UGI | 6 | 10m_138032_419x226x576.dat | 0.0990;0.0990;0.2425 | 419;226;576 | (0.7727;75.6915;21.1656) | 60 | 5.7448 | 47 | 89.156 | 60 | EZpaque | [73,75] | [100,10] | 1 | 10 | 75 | normal | none | 6.5047 | 6.1928 | 40.2825 | 28.9968 | 27.6062 | 800.4937 | 0 | 0.0064 | 0.0184 | 0.017 | 0.0011 | 0.1179 | 0.005 | 0.1419 | 0.0029 | 0.0011 | 0.8215 | 0.0004 | 0.0017 | 0.0093 | 0.1166 | 0.0028 | 0.0354 | 0.0009 | 0.0054 | 0.0033 | 0.0127 | 0.0475 | 0.0148 | 0 | 0 | 0.0022 | 0.0004 | 0.001 | 0.1037 | 0 | 0
1f37113 | UGI | 6 | 10m_138032_419x226x576.dat | 0.0990;0.0990;0.2425 | 419;226;576 | (0.7727;75.6915;21.1656) | 60 | 6.3535 | 49 | 89.156 | 60 | EZpaque | [73,75] | [100,10] | 1 | 10 | 75 | normal | none | 6.5047 | 6.1928 | 40.2825 | 28.9968 | 27.6062 | 800.4937 | 0 | 0.0063 | 0.0173 | 0.0166 | 0.0011 | 0.1094 | 0.005 | 0.1215 | 0.0028 | 0.0011 | 1 | 0.0004 | 0.0017 | 0.009 | 0.1145 | 0.0027 | 0.0342 | 0.0009 | 0.0052 | 0.0032 | 0.0123 | 0.0466 | 0.0143 | 0 | 0 | 0.0022 | 0.0004 | 0.001 | 0.0998 | 0 | 0
1f37113 | UGI | 6 | 10m_138032_419x226x576.dat | 0.0990;0.0990;0.2425 | 419;226;576 | (0.7727;75.6915;21.1656) | 80 | 2.9 | 44 | 89.156 | 60 | EZpaque | [73,75] | [100,10] | 1 | 10 | 75 | normal | none | 6.5047 | 6.1928 | 40.2825 | 28.9968 | 27.6062 | 800.4937 | 0 | 0.0068 | 0.0191 | 0.0177 | 0.001 | 0.1451 | 0.0052 | 0.1573 | 0.0032 | 0.0011 | 1 | 0.0004 | 0.0019 | 0.0101 | 0.1228 | 0.003 | 0.0392 | 0.0009 | 0.0061 | 0.0036 | 0.0143 | 0.055 | 0.0163 | 0 | 0 | 0.0021 | 0.0003 | 0.0009 | 0.1119 | 0 | 0
1f37113 | UGI | 6 | 10m_138032_419x226x576.dat | 0.0990;0.0990;0.2425 | 419;226;576 | (0.7727;75.6915;21.1656) | 80 | 7.702 | 57 | 89.156 | 60 | EZpaque | [73,75] | [100,10] | 1 | 10 | 75 | normal | none | 6.5047 | 6.1928 | 40.2825 | 28.9968 | 27.6062 | 800.4937 | 0 | 0.006 | 0.0139 | 0.0154 | 0.0011 | 0.0887 | 0.0049 | 0.0994 | 0.0026 | 0.001 | 0.5399 | 0.0004 | 0.0016 | 0.0082 | 0.1072 | 0.0025 | 0.0292 | 0.0008 | 0.0046 | 0.0029 | 0.011 | 0.0394 | 0.0126 | 0 | 0 | 0.0022 | 0.0004 | 0.001 | 0.0794 | 0 | 0
1f37113 | UGI | 6 | 10m_138032_419x226x576.dat | 0.0990;0.0990;0.2425 | 419;226;576 | (0.7727;75.6915;21.1656) | 80 | 8.502 | 60 | 89.156 | 60 | EZpaque | [73,75] | [100,10] | 1 | 10 | 75 | normal | none | 6.5047 | 6.1928 | 40.2825 | 28.9968 | 27.6062 | 800.4937 | 0 | 0.006 | 0.0133 | 0.015 | 0.0011 | 0.094 | 0.0049 | 0.0936 | 0.0026 | 0.001 | 0.6905 | 0.0004 | 0.0016 | 0.008 | 0.1093 | 0.0025 | 0.0287 | 0.0008 | 0.0045 | 0.0029 | 0.0106 | 0.0388 | 0.0122 | 0 | 0 | 0.0022 | 0.0004 | 0.001 | 0.0783 | 0 | 0
1f37113 | UGI | 7 | 10m_138032_419x226x576.dat | 0.0990;0.0990;0.2425 | 419;226;576 | (0.7727;75.6915;21.1656) | 110 | 3.9 | 52 | 89.156 | 60 | EZpaque | [73,75] | [90,20] | 1 | 10 | 75 | normal | none | 6.5047 | 6.1928 | 40.2825 | 28.9968 | 27.6062 | 800.4937 | 0 | 0.0063 | 0.015 | 0.0161 | 0.001 | 0.0957 | 0.005 | 0.1265 | 0.0028 | 0.0011 | 0.6713 | 0.0004 | 0.0017 | 0.009 | 0.1124 | 0.0028 | 0.0323 | 0.0009 | 0.0051 | 0.0032 | 0.0122 | 0.045 | 0.0149 | 0 | 0 | 0.0021 | 0.0004 | 0.0009 | 0.0995 | 0 | 0
1f37113 | UGI | 7 | 10m_138032_419x226x576.dat | 0.0990;0.0990;0.2425 | 419;226;576 | (0.7727;75.6915;21.1656) | 110 | 7.85 | 62 | 89.156 | 60 | EZpaque | [73,75] | [90,20] | 1 | 10 | 75 | normal | none | 6.5047 | 6.1928 | 40.2825 | 28.9968 | 27.6062 | 800.4937 | 0 | 0.0059 | 0.0126 | 0.0146 | 0.0011 | 0.0845 | 0.0048 | 0.1114 | 0.0026 | 0.001 | 0.4995 | 0.0004 | 0.0016 | 0.0079 | 0.0978 | 0.0025 | 0.0275 | 0.0009 | 0.0044 | 0.0029 | 0.0105 | 0.0383 | 0.0128 | 0 | 0 | 0.0022 | 0.0004 | 0.001 | 0.0824 | 0 | 0
1f37113 | UGI | 7 | 10m_138032_419x226x576.dat | 0.0990;0.0990;0.2425 | 419;226;576 | (0.7727;75.6915;21.1656) | 110 | 9.9905 | 69 | 89.156 | 60 | EZpaque | [73,75] | [90,20] | 1 | 10 | 75 | normal | none | 6.5047 | 6.1928 | 40.2825 | 28.9968 | 27.6062 | 800.4937 | 0 | 0.0056 | 0.0114 | 0.0136 | 0.001 | 0.0745 | 0.0047 | 0.0973 | 0.0024 | 0.001 | 0.484 | 0.0004 | 0.0015 | 0.0075 | 0.0936 | 0.0024 | 0.0255 | 0.0008 | 0.0041 | 0.0027 | 0.0098 | 0.0353 | 0.0119 | 0 | 0 | 0.0021 | 0.0004 | 0.001 | 0.0729 | 0 | 0
1f37113 | UGI | 7 | 10m_138032_419x226x576.dat | 0.0990;0.0990;0.2425 | 419;226;576 | (0.7727;75.6915;21.1656) | 60 | 2.5 | 38 | 89.156 | 60 | EZpaque | [73,75] | [90,20] | 1 | 10 | 75 | normal | none | 6.5047 | 6.1928 | 40.2825 | 28.9968 | 27.6062 | 800.4937 | 0 | 0.0072 | 0.0251 | 0.0194 | 0.001 | 0.1538 | 0.0053 | 0.1796 | 0.0035 | 0.0011 | 0.613 | 0.0004 | 0.002 | 0.0117 | 0.1706 | 0.0035 | 0.0462 | 0.001 | 0.0073 | 0.0041 | 0.0168 | 0.0703 | 0.0214 | 0 | 0 | 0.0021 | 0.0003 | 0.0008 | 0.1562 | 0 | 0
1f37113 | UGI | 7 | 10m_138032_419x226x576.dat | 0.0990;0.0990;0.2425 | 419;226;576 | (0.7727;75.6915;21.1656) | 60 | 5.7448 | 47 | 89.156 | 60 | EZpaque | [73,75] | [90,20] | 1 | 10 | 75 | normal | none | 6.5047 | 6.1928 | 40.2825 | 28.9968 | 27.6062 | 800.4937 | 0 | 0.0064 | 0.0184 | 0.0171 | 0.0011 | 0.1179 | 0.005 | 0.1593 | 0.0029 | 0.0011 | 0.8215 | 0.0004 | 0.0017 | 0.0093 | 0.1163 | 0.0029 | 0.0356 | 0.0009 | 0.0055 | 0.0033 | 0.0127 | 0.0476 | 0.0159 | 0 | 0 | 0.0022 | 0.0004 | 0.001 | 0.1106 | 0 | 0
1f37113 | UGI | 7 | 10m_138032_419x226x576.dat | 0.0990;0.0990;0.2425 | 419;226;576 | (0.7727;75.6915;21.1656) | 60 | 6.3535 | 49 | 89.156 | 60 | EZpaque | [73,75] | [90,20] | 1 | 10 | 75 | normal | none | 6.5047 | 6.1928 | 40.2825 | 28.9968 | 27.6062 | 800.4937 | 0 | 0.0064 | 0.0174 | 0.0167 | 0.0011 | 0.1096 | 0.005 | 0.1325 | 0.0028 | 0.0011 | 1 | 0.0004 | 0.0017 | 0.009 | 0.1131 | 0.0028 | 0.0342 | 0.0009 | 0.0053 | 0.0032 | 0.0123 | 0.0466 | 0.0155 | 0 | 0 | 0.0022 | 0.0004 | 0.001 | 0.1077 | 0 | 0
1f37113 | UGI | 7 | 10m_138032_419x226x576.dat | 0.0990;0.0990;0.2425 | 419;226;576 | (0.7727;75.6915;21.1656) | 80 | 2.9 | 44 | 89.156 | 60 | EZpaque | [73,75] | [90,20] | 1 | 10 | 75 | normal | none | 6.5047 | 6.1928 | 40.2825 | 28.9968 | 27.6062 | 800.4937 | 0 | 0.0068 | 0.0192 | 0.0178 | 0.001 | 0.1446 | 0.0052 | 0.1754 | 0.0032 | 0.0011 | 1 | 0.0004 | 0.0019 | 0.0101 | 0.1202 | 0.0031 | 0.0394 | 0.001 | 0.0061 | 0.0037 | 0.0143 | 0.055 | 0.0177 | 0 | 0 | 0.0021 | 0.0003 | 0.0009 | 0.12 | 0 | 0
1f37113 | UGI | 7 | 10m_138032_419x226x576.dat | 0.0990;0.0990;0.2425 | 419;226;576 | (0.7727;75.6915;21.1656) | 80 | 7.702 | 57 | 89.156 | 60 | EZpaque | [73,75] | [90,20] | 1 | 10 | 75 | normal | none | 6.5047 | 6.1928 | 40.2825 | 28.9968 | 27.6062 | 800.4937 | 0 | 0.0061 | 0.0139 | 0.0154 | 0.0011 | 0.0888 | 0.005 | 0.1097 | 0.0026 | 0.0011 | 0.5399 | 0.0004 | 0.0016 | 0.0082 | 0.1068 | 0.0026 | 0.0292 | 0.0009 | 0.0047 | 0.003 | 0.011 | 0.0394 | 0.0135 | 0 | 0 | 0.0022 | 0.0004 | 0.001 | 0.0843 | 0 | 0
1f37113 | UGI | 7 | 10m_138032_419x226x576.dat | 0.0990;0.0990;0.2425 | 419;226;576 | (0.7727;75.6915;21.1656) | 80 | 8.502 | 60 | 89.156 | 60 | EZpaque | [73,75] | [90,20] | 1 | 10 | 75 | normal | none | 6.5047 | 6.1928 | 40.2825 | 28.9968 | 27.6062 | 800.4937 | 0 | 0.006 | 0.0133 | 0.015 | 0.0011 | 0.0944 | 0.0049 | 0.1051 | 0.0026 | 0.0011 | 0.6709 | 0.0004 | 0.0016 | 0.008 | 0.1094 | 0.0026 | 0.0287 | 0.0009 | 0.0046 | 0.0029 | 0.0106 | 0.0389 | 0.0131 | 0 | 0 | 0.0022 | 0.0004 | 0.001 | 0.0823 | 0 | 0
1f37113 | UGI | 8 | 10m_138032_419x226x576.dat | 0.0990;0.0990;0.2425 | 419;226;576 | (0.3854;71.2860;20.1050) | 110 | 3.9 | 52 | 86.78 | 60 | EZpaque | [73,75] | [90,20] | 1 | 10 | 75 | normal | none | 8.3867 | 6.3692 | 53.4163 | 36.3897 | 27.6359 | 1005.6636 | 0 | 0.0042 | 0.0173 | 0.0308 | 0.0018 | 0.1204 | 0.0085 | 0.1155 | 0.0038 | 0.0008 | 0.6818 | 0.0007 | 0.0021 | 0.0086 | 0.1713 | 0.002 | 0.0385 | 0.0012 | 0.0014 | 0.0023 | 0.0153 | 0.0515 | 0.0127 | 0 | 0 | 0.0019 | 0.0004 | 0.001 | 0.0865 | 0 | 0
1f37113 | UGI | 8 | 10m_138032_419x226x576.dat | 0.0990;0.0990;0.2425 | 419;226;576 | (0.3854;71.2860;20.1050) | 110 | 7.85 | 62 | 86.78 | 60 | EZpaque | [73,75] | [90,20] | 1 | 10 | 75 | normal | none | 8.3867 | 6.3692 | 53.4163 | 36.3897 | 27.6359 | 1005.6636 | 0 | 0.0041 | 0.0146 | 0.0257 | 0.0016 | 0.103 | 0.0078 | 0.0908 | 0.0034 | 0.0008 | 0.725 | 0.0006 | 0.0019 | 0.0077 | 0.1304 | 0.0019 | 0.0323 | 0.0011 | 0.0014 | 0.0021 | 0.0131 | 0.0448 | 0.0111 | 0 | 0 | 0.0019 | 0.0004 | 0.0011 | 0.0688 | 0 | 0
1f37113 | UGI | 8 | 10m_138032_419x226x576.dat | 0.0990;0.0990;0.2425 | 419;226;576 | (0.3854;71.2860;20.1050) | 110 | 9.9905 | 69 | 86.78 | 60 | EZpaque | [73,75] | [90,20] | 1 | 10 | 75 | normal | none | 8.3867 | 6.3692 | 53.4163 | 36.3897 | 27.6359 | 1005.6636 | 0 | 0.0041 | 0.0132 | 0.0237 | 0.0016 | 0.0935 | 0.0075 | 0.0831 | 0.0032 | 0.0008 | 0.4264 | 0.0006 | 0.0019 | 0.0074 | 0.1319 | 0.0018 | 0.0306 | 0.001 | 0.0014 | 0.0021 | 0.012 | 0.0418 | 0.0103 | 0 | 0 | 0.0019 | 0.0004 | 0.0011 | 0.0663 | 0 | 0
1f37113 | UGI | 8 | 10m_138032_419x226x576.dat | 0.0990;0.0990;0.2425 | 419;226;576 | (0.3854;71.2860;20.1050) | 60 | 2.5 | 38 | 86.78 | 60 | EZpaque | [73,75] | [90,20] | 1 | 10 | 75 | normal | none | 8.3867 | 6.3692 | 53.4163 | 36.3897 | 27.6359 | 1005.6636 | 0 | 0.0043 | 0.0278 | 0.0448 | 0.002 | 0.2711 | 0.0098 | 0.1876 | 0.0049 | 0.0008 | 1 | 0.0007 | 0.0025 | 0.0105 | 0.2246 | 0.0023 | 0.0591 | 0.0014 | 0.0014 | 0.0026 | 0.0223 | 0.0787 | 0.0181 | 0 | 0 | 0.0019 | 0.0004 | 0.0009 | 0.1401 | 0 | 0
1f37113 | UGI | 8 | 10m_138032_419x226x576.dat | 0.0990;0.0990;0.2425 | 419;226;576 | (0.3854;71.2860;20.1050) | 60 | 5.7448 | 47 | 86.78 | 60 | EZpaque | [73,75] | [90,20] | 1 | 10 | 75 | normal | none | 8.3867 | 6.3692 | 53.4163 | 36.3897 | 27.6359 | 1005.6636 | 0 | 0.0043 | 0.0205 | 0.0341 | 0.0018 | 0.1529 | 0.0085 | 0.1256 | 0.0039 | 0.0008 | 0 | 0.0006 | 0.0021 | 0.0088 | 0.1933 | 0.002 | 0.0429 | 0.0012 | 0.0014 | 0.0023 | 0.0165 | 0.0593 | 0.0135 | 0 | 0 | 0.002 | 0.0004 | 0.0011 | 0.0974 | 0 | 0
1f37113 | UGI | 8 | 10m_138032_419x226x576.dat | 0.0990;0.0990;0.2425 | 419;226;576 | (0.3854;71.2860;20.1050) | 60 | 6.3535 | 49 | 86.78 | 60 | EZpaque | [73,75] | [90,20] | 1 | 10 | 75 | normal | none | 8.3867 | 6.3692 | 53.4163 | 36.3897 | 27.6359 | 1005.6636 | 0 | 0.0043 | 0.0195 | 0.0328 | 0.0018 | 0.1488 | 0.0084 | 0.1168 | 0.0038 | 0.0008 | 0 | 0.0006 | 0.0021 | 0.0086 | 0.1761 | 0.002 | 0.0418 | 0.0012 | 0.0014 | 0.0023 | 0.0157 | 0.0578 | 0.0128 | 0 | 0 | 0.002 | 0.0004 | 0.0011 | 0.0905 | 0 | 0
1f37113 | UGI | 8 | 10m_138032_419x226x576.dat | 0.0990;0.0990;0.2425 | 419;226;576 | (0.3854;71.2860;20.1050) | 80 | 2.9 | 44 | 86.78 | 60 | EZpaque | [73,75] | [90,20] | 1 | 10 | 75 | normal | none | 8.3867 | 6.3692 | 53.4163 | 36.3897 | 27.6359 | 1005.6636 | 0 | 0.0043 | 0.0219 | 0.0368 | 0.0019 | 0.1646 | 0.0091 | 0.1381 | 0.0043 | 0.0008 | 0.9152 | 0.0007 | 0.0023 | 0.0096 | 0.1988 | 0.0022 | 0.0474 | 0.0013 | 0.0014 | 0.0025 | 0.0183 | 0.0673 | 0.0149 | 0 | 0 | 0.0019 | 0.0004 | 0.0009 | 0.109 | 0 | 0
1f37113 | UGI | 8 | 10m_138032_419x226x576.dat | 0.0990;0.0990;0.2425 | 419;226;576 | (0.3854;71.2860;20.1050) | 80 | 7.702 | 57 | 86.78 | 60 | EZpaque | [73,75] | [90,20] | 1 | 10 | 75 | normal | none | 8.3867 | 6.3692 | 53.4163 | 36.3897 | 27.6359 | 1005.6636 | 0 | 0.0042 | 0.0161 | 0.0284 | 0.0017 | 0.1234 | 0.008 | 0.1053 | 0.0035 | 0.0008 | 0.7329 | 0.0006 | 0.002 | 0.008 | 0.1384 | 0.0019 | 0.0351 | 0.0011 | 0.0014 | 0.0022 | 0.0137 | 0.049 | 0.0116 | 0 | 0 | 0.002 | 0.0004 | 0.0011 | 0.0765 | 0 | 0
1f37113 | UGI | 8 | 10m_138032_419x226x576.dat | 0.0990;0.0990;0.2425 | 419;226;576 | (0.3854;71.2860;20.1050) | 80 | 8.502 | 60 | 86.78 | 60 | EZpaque | [73,75] | [90,20] | 1 | 10 | 75 | normal | none | 8.3867 | 6.3692 | 53.4163 | 36.3897 | 27.6359 | 1005.6636 | 0 | 0.0042 | 0.0153 | 0.0272 | 0.0017 | 0.1118 | 0.0079 | 0.0946 | 0.0034 | 0.0008 | 0.661 | 0.0006 | 0.0019 | 0.0078 | 0.135 | 0.0019 | 0.0341 | 0.0011 | 0.0014 | 0.0022 | 0.0132 | 0.0455 | 0.0113 | 0 | 0 | 0.002 | 0.0004 | 0.0011 | 0.0741 | 0 | 0
1f37113 | UGI | 9 | 10m_138032_419x226x576.dat | 0.0990;0.0990;0.2425 | 419;226;576 | (0.1778;72.6534;19.9020) | 110 | 3.9 | 52 | 87.7327 | 60 | EZpaque | [73,75] | [90,20] | 1 | 5 | 75 | normal | none | 8.1668 | 6.1348 | 50.102 | 35.8248 | 26.9113 | 964.0911 | 0 | 0.0043 | 0.0179 | 0.0326 | 0.0017 | 0.1268 | 0.0095 | 0.1224 | 0.004 | 0.0008 | 0.7318 | 0.0007 | 0.0023 | 0.0087 | 0.1658 | 0.002 | 0.0402 | 0.0012 | 0.0013 | 0.0021 | 0.0162 | 0.0594 | 0.0126 | 0 | 0 | 0.0019 | 0.0004 | 0.001 | 0.0855 | 0 | 0
1f37113 | UGI | 9 | 10m_138032_419x226x576.dat | 0.0990;0.0990;0.2425 | 419;226;576 | (0.1778;72.6534;19.9020) | 110 | 7.85 | 62 | 87.7327 | 60 | EZpaque | [73,75] | [90,20] | 1 | 5 | 75 | normal | none | 8.1668 | 6.1348 | 50.102 | 35.8248 | 26.9113 | 964.0911 | 0 | 0.0042 | 0.0151 | 0.0277 | 0.0016 | 0.1228 | 0.0085 | 0.0949 | 0.0035 | 0.0008 | 0.6526 | 0.0007 | 0.0021 | 0.0079 | 0.1356 | 0.0018 | 0.035 | 0.0011 | 0.0013 | 0.002 | 0.0138 | 0.048 | 0.011 | 0 | 0 | 0.0019 | 0.0004 | 0.0011 | 0.072 | 0 | 0
1f37113 | UGI | 9 | 10m_138032_419x226x576.dat | 0.0990;0.0990;0.2425 | 419;226;576 | (0.1778;72.6534;19.9020) | 110 | 9.9905 | 69 | 87.7327 | 60 | EZpaque | [73,75] | [90,20] | 1 | 5 | 75 | normal | none | 8.1668 | 6.1348 | 50.102 | 35.8248 | 26.9113 | 964.0911 | 0 | 0.0041 | 0.0137 | 0.0255 | 0.0015 | 0.0968 | 0.0082 | 0.0858 | 0.0034 | 0.0008 | 0.6914 | 0.0007 | 0.002 | 0.0075 | 0.1346 | 0.0018 | 0.0311 | 0.001 | 0.0013 | 0.0019 | 0.0127 | 0.045 | 0.0103 | 0 | 0 | 0.0019 | 0.0004 | 0.0011 | 0.0645 | 0 | 0
1f37113 | UGI | 9 | 10m_138032_419x226x576.dat | 0.0990;0.0990;0.2425 | 419;226;576 | (0.1778;72.6534;19.9020) | 60 | 2.5 | 38 | 87.7327 | 60 | EZpaque | [73,75] | [90,20] | 1 | 5 | 75 | normal | none | 8.1668 | 6.1348 | 50.102 | 35.8248 | 26.9113 | 964.0911 | 0 | 0.0043 | 0.0282 | 0.0509 | 0.002 | 0.2362 | 0.0112 | 0.1787 | 0.0052 | 0.0008 | 0 | 0.0008 | 0.0027 | 0.0104 | 0.2421 | 0.0021 | 0.0608 | 0.0014 | 0.0012 | 0.0024 | 0.0239 | 0.0807 | 0.0175 | 0 | 0 | 0.0019 | 0.0004 | 0.0009 | 0.1263 | 0 | 0
1f37113 | UGI | 9 | 10m_138032_419x226x576.dat | 0.0990;0.0990;0.2425 | 419;226;576 | (0.1778;72.6534;19.9020) | 60 | 5.7448 | 47 | 87.7327 | 60 | EZpaque | [73,75] | [90,20] | 1 | 5 | 75 | normal | none | 8.1668 | 6.1348 | 50.102 | 35.8248 | 26.9113 | 964.0911 | 0 | 0.0044 | 0.0208 | 0.0372 | 0.0018 | 0.157 | 0.0096 | 0.1269 | 0.0041 | 0.0008 | 0 | 0.0007 | 0.0023 | 0.0089 | 0.1781 | 0.0019 | 0.0463 | 0.0012 | 0.0013 | 0.0021 | 0.0173 | 0.0626 | 0.0134 | 0 | 0 | 0.002 | 0.0004 | 0.0011 | 0.0984 | 0 | 0
1f37113 | UGI | 9 | 10m_138032_419x226x576.dat | 0.0990;0.0990;0.2425 | 419;226;576 | (0.1778;72.6534;19.9020) | 60 | 6.3535 | 49 | 87.7327 | 60 | EZpaque | [73,75] | [90,20] | 1 | 5 | 75 | normal | none | 8.1668 | 6.1348 | 50.102 | 35.8248 | 26.9113 | 964.0911 | 0 | 0.0044 | 0.02 | 0.0349 | 0.0018 | 0.1567 | 0.0094 | 0.1289 | 0.004 | 0.0008 | 1 | 0.0007 | 0.0022 | 0.0087 | 0.1757 | 0.0019 | 0.0442 | 0.0012 | 0.0013 | 0.0021 | 0.0167 | 0.0601 | 0.0128 | 0 | 0 | 0.002 | 0.0004 | 0.0011 | 0.0989 | 0 | 0
1f37113 | UGI | 9 | 10m_138032_419x226x576.dat | 0.0990;0.0990;0.2425 | 419;226;576 | (0.1778;72.6534;19.9020) | 80 | 2.9 | 44 | 87.7327 | 60 | EZpaque | [73,75] | [90,20] | 1 | 5 | 75 | normal | none | 8.1668 | 6.1348 | 50.102 | 35.8248 | 26.9113 | 964.0911 | 0 | 0.0043 | 0.0224 | 0.0392 | 0.0019 | 0.1779 | 0.0104 | 0.132 | 0.0045 | 0.0008 | 1 | 0.0008 | 0.0025 | 0.0095 | 0.1762 | 0.0021 | 0.0517 | 0.0013 | 0.0012 | 0.0023 | 0.0192 | 0.0732 | 0.015 | 0 | 0 | 0.0019 | 0.0004 | 0.0009 | 0.0986 | 0 | 0
1f37113 | UGI | 9 | 10m_138032_419x226x576.dat | 0.0990;0.0990;0.2425 | 419;226;576 | (0.1778;72.6534;19.9020) | 80 | 7.702 | 57 | 87.7327 | 60 | EZpaque | [73,75] | [90,20] | 1 | 5 | 75 | normal | none | 8.1668 | 6.1348 | 50.102 | 35.8248 | 26.9113 | 964.0911 | 0 | 0.0043 | 0.0165 | 0.0307 | 0.0017 | 0.1171 | 0.0089 | 0.1028 | 0.0037 | 0.0008 | 0.6038 | 0.0007 | 0.0021 | 0.0082 | 0.1636 | 0.0019 | 0.0371 | 0.0011 | 0.0013 | 0.002 | 0.0147 | 0.0519 | 0.0116 | 0 | 0 | 0.002 | 0.0004 | 0.0011 | 0.0736 | 0 | 0
1f37113 | UGI | 9 | 10m_138032_419x226x576.dat | 0.0990;0.0990;0.2425 | 419;226;576 | (0.1778;72.6534;19.9020) | 80 | 8.502 | 60 | 87.7327 | 60 | EZpaque | [73,75] | [90,20] | 1 | 5 | 75 | normal | none | 8.1668 | 6.1348 | 50.102 | 35.8248 | 26.9113 | 964.0911 | 0 | 0.0043 | 0.0157 | 0.0292 | 0.0017 | 0.1163 | 0.0087 | 0.0995 | 0.0036 | 0.0008 | 0.6271 | 0.0007 | 0.0021 | 0.008 | 0.1369 | 0.0019 | 0.0358 | 0.0011 | 0.0013 | 0.002 | 0.0141 | 0.049 | 0.0112 | 0 | 0 | 0.002 | 0.0004 | 0.0011 | 0.0742 | 0 | 0
1f37113 | UGI | 1 | 15f_161053_401x236x571.dat | 0.1200;0.1200;0.2828 | 401;236;571 | (-1.5216;78.7800;52.8514) | 110 | 3.9 | 52 | 92.36 | 60 | EZpaque | [5] | [0] | 0 | 5 | 75 | normal | none | 6.0092 | 8.9484 | 53.7728 | 27.7506 | 41.3237 | 1146.755 | 0 | 0.0177 | 0.0012 | 0.0015 | 0.0122 | 0.0055 | 0.024 | 0.0753 | 0.0013 | 0.0062 | 0.055 | 0.0016 | 0.0007 | 0.0037 | 0.0047 | 0.0074 | 0.0019 | 0.0071 | 0.0041 | 0.004 | 0.0043 | 0.0042 | 0.1176 | 0 | 0 | 0.0031 | 0.0004 | 0.001 | 0.1245 | 0 | 0
1f37113 | UGI | 1 | 15f_161053_401x236x571.dat | 0.1200;0.1200;0.2828 | 401;236;571 | (-1.5216;78.7800;52.8514) | 110 | 7.85 | 62 | 92.36 | 60 | EZpaque | [5] | [0] | 0 | 5 | 75 | normal | none | 6.0092 | 8.9484 | 53.7728 | 27.7506 | 41.3237 | 1146.755 | 0 | 0.0157 | 0.0011 | 0.0015 | 0.0104 | 0.0052 | 0.0203 | 0.0663 | 0.0012 | 0.0054 | 0.0509 | 0.0014 | 0.0007 | 0.0034 | 0.0046 | 0.0065 | 0.0019 | 0.006 | 0.0038 | 0.0037 | 0.0039 | 0.0043 | 0.0964 | 0 | 0 | 0.0031 | 0.0004 | 0.0011 | 0.092 | 0 | 0
1f37113 | UGI | 1 | 15f_161053_401x236x571.dat | 0.1200;0.1200;0.2828 | 401;236;571 | (-1.5216;78.7800;52.8514) | 110 | 9.9905 | 69 | 92.36 | 60 | EZpaque | [5] | [0] | 0 | 5 | 75 | normal | none | 6.0092 | 8.9484 | 53.7728 | 27.7506 | 41.3237 | 1146.755 | 0 | 0.0147 | 0.0011 | 0.0015 | 0.0095 | 0.005 | 0.0191 | 0.0644 | 0.0012 | 0.005 | 0.0464 | 0.0013 | 0.0007 | 0.0033 | 0.0045 | 0.0061 | 0.0019 | 0.0055 | 0.0036 | 0.0036 | 0.0038 | 0.0043 | 0.0831 | 0 | 0 | 0.003 | 0.0004 | 0.0011 | 0.0812 | 0 | 0
1f37113 | UGI | 1 | 15f_161053_401x236x571.dat | 0.1200;0.1200;0.2828 | 401;236;571 | (-1.5216;78.7800;52.8514) | 60 | 2.5 | 38 | 92.36 | 60 | EZpaque | [5] | [0] | 0 | 5 | 75 | normal | none | 6.0092 | 8.9484 | 53.7728 | 27.7506 | 41.3237 | 1146.755 | 0 | 0.0226 | 0.0015 | 0.0015 | 0.0187 | 0.006 | 0.034 | 0.0809 | 0.0014 | 0.0087 | 0.0692 | 0.002 | 0.0007 | 0.0041 | 0.0048 | 0.0101 | 0.0018 | 0.0107 | 0.0048 | 0.0047 | 0.005 | 0.0041 | 0.2601 | 0 | 0 | 0.0033 | 0.0004 | 0.0009 | 0.2642 | 0 | 0
1f37113 | UGI | 1 | 15f_161053_401x236x571.dat | 0.1200;0.1200;0.2828 | 401;236;571 | (-1.5216;78.7800;52.8514) | 60 | 5.7448 | 47 | 92.36 | 60 | EZpaque | [5] | [0] | 0 | 5 | 75 | normal | none | 6.0092 | 8.9484 | 53.7728 | 27.7506 | 41.3237 | 1146.755 | 0 | 0.0182 | 0.0012 | 0.0016 | 0.0136 | 0.0058 | 0.0255 | 0.0745 | 0.0013 | 0.0066 | 0.0625 | 0.0016 | 0.0007 | 0.0037 | 0.0049 | 0.0077 | 0.002 | 0.0079 | 0.004 | 0.004 | 0.0043 | 0.0043 | 0.1648 | 0 | 0 | 0.0033 | 0.0004 | 0.0011 | 0.1591 | 0 | 0
1f37113 | UGI | 1 | 15f_161053_401x236x571.dat | 0.1200;0.1200;0.2828 | 401;236;571 | (-1.5216;78.7800;52.8514) | 60 | 6.3535 | 49 | 92.36 | 60 | EZpaque | [5] | [0] | 0 | 5 | 75 | normal | none | 6.0092 | 8.9484 | 53.7728 | 27.7506 | 41.3237 | 1146.755 | 0 | 0.0175 | 0.0012 | 0.0016 | 0.013 | 0.0057 | 0.0246 | 0.0743 | 0.0013 | 0.0063 | 0.0605 | 0.0015 | 0.0007 | 0.0037 | 0.0049 | 0.0074 | 0.002 | 0.0074 | 0.004 | 0.0039 | 0.0043 | 0.0044 | 0.151 | 0 | 0 | 0.0033 | 0.0004 | 0.0011 | 0.1333 | 0 | 0
1f37113 | UGI | 1 | 15f_161053_401x236x571.dat | 0.1200;0.1200;0.2828 | 401;236;571 | (-1.5216;78.7800;52.8514) | 80 | 2.9 | 44 | 92.36 | 60 | EZpaque | [5] | [0] | 0 | 5 | 75 | normal | none | 6.0092 | 8.9484 | 53.7728 | 27.7506 | 41.3237 | 1146.755 | 0 | 0.0197 | 0.0014 | 0.0015 | 0.015 | 0.0058 | 0.0282 | 0.0775 | 0.0014 | 0.0073 | 0.0618 | 0.0017 | 0.0007 | 0.0039 | 0.0048 | 0.0085 | 0.0019 | 0.0086 | 0.0044 | 0.0044 | 0.0047 | 0.0042 | 0.1388 | 0 | 0 | 0.0032 | 0.0004 | 0.001 | 0.1737 | 0 | 0
1f37113 | UGI | 1 | 15f_161053_401x236x571.dat | 0.1200;0.1200;0.2828 | 401;236;571 | (-1.5216;78.7800;52.8514) | 80 | 7.702 | 57 | 92.36 | 60 | EZpaque | [5] | [0] | 0 | 5 | 75 | normal | none | 6.0092 | 8.9484 | 53.7728 | 27.7506 | 41.3237 | 1146.755 | 0 | 0.0161 | 0.0012 | 0.0016 | 0.0111 | 0.0055 | 0.0217 | 0.0678 | 0.0013 | 0.0057 | 0.0544 | 0.0014 | 0.0007 | 0.0035 | 0.0048 | 0.0067 | 0.0019 | 0.0064 | 0.0038 | 0.0038 | 0.004 | 0.0044 | 0.1164 | 0 | 0 | 0.0032 | 0.0004 | 0.0011 | 0.1114 | 0 | 0
1f37113 | UGI | 1 | 15f_161053_401x236x571.dat | 0.1200;0.1200;0.2828 | 401;236;571 | (-1.5216;78.7800;52.8514) | 80 | 8.502 | 60 | 92.36 | 60 | EZpaque | [5] | [0] | 0 | 5 | 75 | normal | none | 6.0092 | 8.9484 | 53.7728 | 27.7506 | 41.3237 | 1146.755 | 0 | 0.0158 | 0.0011 | 0.0016 | 0.0107 | 0.0054 | 0.0208 | 0.0662 | 0.0012 | 0.0055 | 0.0506 | 0.0014 | 0.0007 | 0.0035 | 0.0047 | 0.0065 | 0.0019 | 0.0062 | 0.0038 | 0.0037 | 0.004 | 0.0044 | 0.1079 | 0 | 0 | 0.0032 | 0.0004 | 0.0011 | 0.1011 | 0 | 0
1f37113 | UGI | 2 | 15f_161053_401x236x571.dat | 0.1200;0.1200;0.2828 | 401;236;571 | (-1.5216;78.7800;62.3838) | 110 | 3.9 | 52 | 92.36 | 60 | EZpaque | [5] | [0] | 0 | 5 | 75 | normal | none | 6.0092 | 3.8888 | 23.3685 | 27.7506 | 17.9583 | 498.354 | 0 | 0.0823 | 0.0009 | 0.0099 | 0.0437 | 0.0038 | 0.0982 | 0.2253 | 0.0062 | 0.0253 | 0.0465 | 0.0067 | 0.0023 | 0.0049 | 0.0033 | 0.0359 | 0.0013 | 0.0278 | 0.0197 | 0.0235 | 0.006 | 0.0028 | 0.3732 | 0 | 0 | 0.0029 | 0.0004 | 0.001 | 0.3226 | 0 | 0
1f37113 | UGI | 2 | 15f_161053_401x236x571.dat | 0.1200;0.1200;0.2828 | 401;236;571 | (-1.5216;78.7800;62.3838) | 110 | 7.85 | 62 | 92.36 | 60 | EZpaque | [5] | [0] | 0 | 5 | 75 | normal | none | 6.0092 | 3.8888 | 23.3685 | 27.7506 | 17.9583 | 498.354 | 0 | 0.0725 | 0.0008 | 0.009 | 0.039 | 0.0036 | 0.0924 | 0.1669 | 0.0055 | 0.0219 | 0.0419 | 0.0057 | 0.0021 | 0.0048 | 0.0032 | 0.0295 | 0.0013 | 0.0241 | 0.0174 | 0.0197 | 0.0057 | 0.003 | 0.2572 | 0 | 0 | 0.0029 | 0.0004 | 0.0011 | 0.3061 | 0 | 0
1f37113 | UGI | 2 | 15f_161053_401x236x571.dat | 0.1200;0.1200;0.2828 | 401;236;571 | (-1.5216;78.7800;62.3838) | 110 | 9.9905 | 69 | 92.36 | 60 | EZpaque | [5] | [0] | 0 | 5 | 75 | normal | none | 6.0092 | 3.8888 | 23.3685 | 27.7506 | 17.9583 | 498.354 | 0 | 0.0648 | 0.0008 | 0.0084 | 0.0353 | 0.0035 | 0.0793 | 0.1646 | 0.0052 | 0.02 | 0.0416 | 0.0052 | 0.0021 | 0.0047 | 0.0031 | 0.0271 | 0.0013 | 0.0215 | 0.0161 | 0.0181 | 0.0055 | 0.003 | 0.2376 | 0 | 0 | 0.0028 | 0.0004 | 0.0011 | 0.2447 | 0 | 0
1f37113 | UGI | 2 | 15f_161053_401x236x571.dat | 0.1200;0.1200;0.2828 | 401;236;571 | (-1.5216;78.7800;62.3838) | 60 | 2.5 | 38 | 92.36 | 60 | EZpaque | [5] | [0] | 0 | 5 | 75 | normal | none | 6.0092 | 3.8888 | 23.3685 | 27.7506 | 17.9583 | 498.354 | 0 | 0.1413 | 0.001 | 0.0119 | 0.0605 | 0.0041 | 0.1762 | 0.235 | 0.0079 | 0.0415 | 0.052 | 0.0102 | 0.0027 | 0.0051 | 0.0033 | 0.0589 | 0.0013 | 0.0444 | 0.0282 | 0.0362 | 0.0065 | 0.0027 | 0.5464 | 0 | 0 | 0.0029 | 0.0004 | 0.001 | 0.6232 | 0 | 0
1f37113 | UGI | 2 | 15f_161053_401x236x571.dat | 0.1200;0.1200;0.2828 | 401;236;571 | (-1.5216;78.7800;62.3838) | 60 | 5.7448 | 47 | 92.36 | 60 | EZpaque | [5] | [0] | 0 | 5 | 75 | normal | none | 6.0092 | 3.8888 | 23.3685 | 27.7506 | 17.9583 | 498.354 | 0 | 0.0903 | 0.0009 | 0.0105 | 0.0509 | 0.004 | 0.1269 | 0.1997 | 0.0063 | 0.0296 | 0.0486 | 0.0073 | 0.0023 | 0.0051 | 0.0034 | 0.0415 | 0.0014 | 0.0332 | 0.0213 | 0.0256 | 0.0059 | 0.0029 | 0.3526 | 0 | 0 | 0.0031 | 0.0004 | 0.0012 | 0.3986 | 0 | 0
1f37113 | UGI | 2 | 15f_161053_401x236x571.dat | 0.1200;0.1200;0.2828 | 401;236;571 | (-1.5216;78.7800;62.3838) | 60 | 6.3535 | 49 | 92.36 | 60 | EZpaque | [5] | [0] | 0 | 5 | 75 | normal | none | 6.0092 | 3.8888 | 23.3685 | 27.7506 | 17.9583 | 498.354 | 0 | 0.0842 | 0.0008 | 0.0103 | 0.0495 | 0.0039 | 0.132 | 0.1717 | 0.0061 | 0.028 | 0.049 | 0.007 | 0.0023 | 0.0051 | 0.0034 | 0.0397 | 0.0014 | 0.0324 | 0.0205 | 0.0243 | 0.0059 | 0.003 | 0.3219 | 0 | 0 | 0.0031 | 0.0004 | 0.0012 | 0.3349 | 0 | 0
1f37113 | UGI | 2 | 15f_161053_401x236x571.dat | 0.1200;0.1200;0.2828 | 401;236;571 | (-1.5216;78.7800;62.3838) | 80 | 2.9 | 44 | 92.36 | 60 | EZpaque | [5] | [0] | 0 | 5 | 75 | normal | none | 6.0092 | 3.8888 | 23.3685 | 27.7506 | 17.9583 | 498.354 | 0 | 0.097 | 0.0009 | 0.0109 | 0.0518 | 0.004 | 0.1409 | 0.189 | 0.0069 | 0.0319 | 0.0497 | 0.0081 | 0.0025 | 0.0051 | 0.0033 | 0.0453 | 0.0013 | 0.0353 | 0.0233 | 0.0274 | 0.0063 | 0.0028 | 0.3413 | 0 | 0 | 0.003 | 0.0004 | 0.001 | 0.4648 | 0 | 0
1f37113 | UGI | 2 | 15f_161053_401x236x571.dat | 0.1200;0.1200;0.2828 | 401;236;571 | (-1.5216;78.7800;62.3838) | 80 | 7.702 | 57 | 92.36 | 60 | EZpaque | [5] | [0] | 0 | 5 | 75 | normal | none | 6.0092 | 3.8888 | 23.3685 | 27.7506 | 17.9583 | 498.354 | 0 | 0.0725 | 0.0008 | 0.0094 | 0.043 | 0.0038 | 0.1024 | 0.1773 | 0.0056 | 0.0235 | 0.0449 | 0.006 | 0.0022 | 0.0049 | 0.0033 | 0.0324 | 0.0013 | 0.026 | 0.018 | 0.0211 | 0.0058 | 0.003 | 0.2609 | 0 | 0 | 0.003 | 0.0004 | 0.0012 | 0.3916 | 0 | 0
1f37113 | UGI | 2 | 15f_161053_401x236x571.dat | 0.1200;0.1200;0.2828 | 401;236;571 | (-1.5216;78.7800;62.3838) | 80 | 8.502 | 60 | 92.36 | 60 | EZpaque | [5] | [0] | 0 | 5 | 75 | normal | none | 6.0092 | 3.8888 | 23.3685 | 27.7506 | 17.9583 | 498.354 | 0 | 0.071 | 0.0008 | 0.0092 | 0.0397 | 0.0037 | 0.0926 | 0.1684 | 0.0055 | 0.0226 | 0.0433 | 0.0057 | 0.0021 | 0.0049 | 0.0033 | 0.0316 | 0.0013 | 0.0253 | 0.0174 | 0.0201 | 0.0057 | 0.0031 | 0.2144 | 0 | 0 | 0.003 | 0.0004 | 0.0012 | 0.2871 | 0 | 0
1f37113 | UGI | 3 | 15f_161053_401x236x571.dat | 0.1200;0.1200;0.2828 | 401;236;571 | (-1.5216;78.7800;62.3838) | 110 | 3.9 | 52 | 92.36 | 60 | EZpaque | [5,133,110] | [30,30,100] | 0 | 10 | 75 | normal | none | 6.0092 | 3.8888 | 23.3685 | 27.7506 | 17.9583 | 498.354 | 0 | 0.0917 | 0.0009 | 0.0104 | 0.0459 | 0.0039 | 0.109 | 0.2652 | 0.0066 | 0.0271 | 0.0475 | 0.0072 | 0.0024 | 0.0018 | 0.0015 | 0.0386 | 0.0013 | 0.0297 | 0.0205 | 0.0246 | 0.0063 | 0.0029 | 0.4048 | 0 | 0 | 0.003 | 0.0004 | 0.001 | 0.3226 | 0 | 0
1f37113 | UGI | 3 | 15f_161053_401x236x571.dat | 0.1200;0.1200;0.2828 | 401;236;571 | (-1.5216;78.7800;62.3838) | 110 | 7.85 | 62 | 92.36 | 60 | EZpaque | [5,133,110] | [30,30,100] | 0 | 10 | 75 | normal | none | 6.0092 | 3.8888 | 23.3685 | 27.7506 | 17.9583 | 498.354 | 0 | 0.0783 | 0.0008 | 0.0095 | 0.0409 | 0.0037 | 0.1004 | 0.2152 | 0.0059 | 0.0232 | 0.0431 | 0.0062 | 0.0022 | 0.0016 | 0.0014 | 0.0315 | 0.0013 | 0.0256 | 0.0182 | 0.0208 | 0.006 | 0.003 | 0.2672 | 0 | 0 | 0.003 | 0.0004 | 0.0011 | 0.3132 | 0 | 0
1f37113 | UGI | 3 | 15f_161053_401x236x571.dat | 0.1200;0.1200;0.2828 | 401;236;571 | (-1.5216;78.7800;62.3838) | 110 | 9.9905 | 69 | 92.36 | 60 | EZpaque | [5,133,110] | [30,30,100] | 0 | 10 | 75 | normal | none | 6.0092 | 3.8888 | 23.3685 | 27.7506 | 17.9583 | 498.354 | 0 | 0.0704 | 0.0008 | 0.0089 | 0.0373 | 0.0035 | 0.0854 | 0.1682 | 0.0055 | 0.0213 | 0.0426 | 0.0056 | 0.0022 | 0.0016 | 0.0014 | 0.0292 | 0.0013 | 0.0229 | 0.0168 | 0.019 | 0.0059 | 0.003 | 0.2569 | 0 | 0 | 0.0029 | 0.0004 | 0.0011 | 0.2522 | 0 | 0
1f37113 | UGI | 3 | 15f_161053_401x236x571.dat | 0.1200;0.1200;0.2828 | 401;236;571 | (-1.5216;78.7800;62.3838) | 60 | 2.5 | 38 | 92.36 | 60 | EZpaque | [5,133,110] | [30,30,100] | 0 | 10 | 75 | normal | none | 6.0092 | 3.8888 | 23.3685 | 27.7506 | 17.9583 | 498.354 | 0 | 0.15 | 0.001 | 0.0124 | 0.0612 | 0.0042 | 0.1971 | 0.244 | 0.0082 | 0.0435 | 0.0525 | 0.011 | 0.0028 | 0.002 | 0.0016 | 0.0617 | 0.0013 | 0.0466 | 0.0286 | 0.0376 | 0.0068 | 0.0027 | 0.5464 | 0 | 0 | 0.003 | 0.0004 | 0.001 | 0.6232 | 0 | 0
1f37113 | UGI | 3 | 15f_161053_401x236x571.dat | 0.1200;0.1200;0.2828 | 401;236;571 | (-1.5216;78.7800;62.3838) | 60 | 5.7448 | 47 | 92.36 | 60 | EZpaque | [5,133,110] | [30,30,100] | 0 | 10 | 75 | normal | none | 6.0092 | 3.8888 | 23.3685 | 27.7506 | 17.9583 | 498.354 | 0 | 0.0969 | 0.0009 | 0.011 | 0.0526 | 0.004 | 0.1377 | 0.2481 | 0.0067 | 0.0314 | 0.049 | 0.0079 | 0.0024 | 0.0017 | 0.0014 | 0.0435 | 0.0014 | 0.0352 | 0.0218 | 0.0268 | 0.0063 | 0.003 | 0.3759 | 0 | 0 | 0.0032 | 0.0004 | 0.0012 | 0.4048 | 0 | 0
1f37113 | UGI | 3 | 15f_161053_401x236x571.dat | 0.1200;0.1200;0.2828 | 401;236;571 | (-1.5216;78.7800;62.3838) | 60 | 6.3535 | 49 | 92.36 | 60 | EZpaque | [5,133,110] | [30,30,100] | 0 | 10 | 75 | normal | none | 6.0092 | 3.8888 | 23.3685 | 27.7506 | 17.9583 | 498.354 | 0 | 0.0908 | 0.0008 | 0.0108 | 0.0516 | 0.004 | 0.1415 | 0.2002 | 0.0065 | 0.0294 | 0.0496 | 0.0076 | 0.0024 | 0.0017 | 0.0014 | 0.042 | 0.0014 | 0.0346 | 0.0211 | 0.0255 | 0.0062 | 0.003 | 0.3263 | 0 | 0 | 0.0032 | 0.0004 | 0.0012 | 0.3553 | 0 | 0
1f37113 | UGI | 3 | 15f_161053_401x236x571.dat | 0.1200;0.1200;0.2828 | 401;236;571 | (-1.5216;78.7800;62.3838) | 80 | 2.9 | 44 | 92.36 | 60 | EZpaque | [5,133,110] | [30,30,100] | 0 | 10 | 75 | normal | none | 6.0092 | 3.8888 | 23.3685 | 27.7506 | 17.9583 | 498.354 | 0 | 0.1085 | 0.0009 | 0.0114 | 0.0531 | 0.0041 | 0.1539 | 0.1938 | 0.0073 | 0.0339 | 0.0504 | 0.0089 | 0.0026 | 0.0019 | 0.0016 | 0.048 | 0.0013 | 0.0376 | 0.0242 | 0.0288 | 0.0066 | 0.0028 | 0.3413 | 0 | 0 | 0.0031 | 0.0004 | 0.001 | 0.4648 | 0 | 0
1f37113 | UGI | 3 | 15f_161053_401x236x571.dat | 0.1200;0.1200;0.2828 | 401;236;571 | (-1.5216;78.7800;62.3838) | 80 | 7.702 | 57 | 92.36 | 60 | EZpaque | [5,133,110] | [30,30,100] | 0 | 10 | 75 | normal | none | 6.0092 | 3.8888 | 23.3685 | 27.7506 | 17.9583 | 498.354 | 0 | 0.0792 | 0.0008 | 0.0099 | 0.0453 | 0.0038 | 0.1148 | 0.2063 | 0.006 | 0.0251 | 0.0459 | 0.0065 | 0.0023 | 0.0016 | 0.0014 | 0.0349 | 0.0014 | 0.0277 | 0.0187 | 0.0222 | 0.0061 | 0.0031 | 0.2721 | 0 | 0 | 0.0031 | 0.0004 | 0.0012 | 0.3916 | 0 | 0
1f37113 | UGI | 3 | 15f_161053_401x236x571.dat | 0.1200;0.1200;0.2828 | 401;236;571 | (-1.5216;78.7800;62.3838) | 80 | 8.502 | 60 | 92.36 | 60 | EZpaque | [5,133,110] | [30,30,100] | 0 | 10 | 75 | normal | none | 6.0092 | 3.8888 | 23.3685 | 27.7506 | 17.9583 | 498.354 | 0 | 0.0763 | 0.0008 | 0.0097 | 0.0418 | 0.0038 | 0.1001 | 0.1802 | 0.0059 | 0.0243 | 0.0446 | 0.0063 | 0.0023 | 0.0016 | 0.0014 | 0.0342 | 0.0014 | 0.0268 | 0.0181 | 0.0212 | 0.0061 | 0.0031 | 0.236 | 0 | 0 | 0.0031 | 0.0004 | 0.0012 | 0.3185 | 0 | 0
1f37113 | UGI | 4 | 15f_161053_401x236x571.dat | 0.1200;0.1200;0.2828 | 401;236;571 | (-1.5216;78.7800;49.9217) | 110 | 3.9 | 52 | 92.36 | 60 | EZpaque | [5,133,110,73] | [10,10,100,10] | 1 | 10 | 75 | normal | none | 6.0092 | 9.1751 | 55.1351 | 27.7506 | 42.3706 | 1175.8072 | 0 | 0.0127 | 0.002 | 0.0014 | 0.0106 | 0.0075 | 0.017 | 0.0767 | 0.0013 | 0.0047 | 0.1233 | 0.0012 | 0.0007 | 0.0012 | 0.003 | 0.006 | 0.002 | 0.0059 | 0.0026 | 0.0025 | 0.0045 | 0.0045 | 0.1078 | 0 | 0 | 0.0032 | 0.0004 | 0.001 | 0.0976 | 0 | 0
1f37113 | UGI | 4 | 15f_161053_401x236x571.dat | 0.1200;0.1200;0.2828 | 401;236;571 | (-1.5216;78.7800;49.9217) | 110 | 7.85 | 62 | 92.36 | 60 | EZpaque | [5,133,110,73] | [10,10,100,10] | 1 | 10 | 75 | normal | none | 6.0092 | 9.1751 | 55.1351 | 27.7506 | 42.3706 | 1175.8072 | 0 | 0.0115 | 0.0017 | 0.0014 | 0.0091 | 0.0071 | 0.0149 | 0.0697 | 0.0012 | 0.0042 | 0.1065 | 0.0011 | 0.0006 | 0.0011 | 0.0029 | 0.0053 | 0.002 | 0.0051 | 0.0025 | 0.0024 | 0.0041 | 0.0046 | 0.0879 | 0 | 0 | 0.0031 | 0.0004 | 0.0011 | 0.0811 | 0 | 0
1f37113 | UGI | 4 | 15f_161053_401x236x571.dat | 0.1200;0.1200;0.2828 | 401;236;571 | (-1.5216;78.7800;49.9217) | 110 | 9.9905 | 69 | 92.36 | 60 | EZpaque | [5,133,110,73] | [10,10,100,10] | 1 | 10 | 75 | normal | none | 6.0092 | 9.1751 | 55.1351 | 27.7506 | 42.3706 | 1175.8072 | 0 | 0.011 | 0.0017 | 0.0014 | 0.0083 | 0.0068 | 0.014 | 0.0665 | 0.0012 | 0.0039 | 0.0992 | 0.001 | 0.0006 | 0.001 | 0.0028 | 0.005 | 0.002 | 0.0047 | 0.0025 | 0.0024 | 0.0039 | 0.0046 | 0.0743 | 0 | 0 | 0.003 | 0.0004 | 0.0011 | 0.0744 | 0 | 0
1f37113 | UGI | 4 | 15f_161053_401x236x571.dat | 0.1200;0.1200;0.2828 | 401;236;571 | (-1.5216;78.7800;49.9217) | 60 | 2.5 | 38 | 92.36 | 60 | EZpaque | [5,133,110,73] | [10,10,100,10] | 1 | 10 | 75 | normal | none | 6.0092 | 9.1751 | 55.1351 | 27.7506 | 42.3706 | 1175.8072 | 0 | 0.0154 | 0.0025 | 0.0014 | 0.0161 | 0.0081 | 0.022 | 0.0913 | 0.0014 | 0.0061 | 0.1527 | 0.0014 | 0.0007 | 0.0015 | 0.0031 | 0.0078 | 0.0019 | 0.0087 | 0.0027 | 0.0027 | 0.0052 | 0.0045 | 0.2004 | 0 | 0 | 0.0033 | 0.0004 | 0.0009 | 0.2107 | 0 | 0
1f37113 | UGI | 4 | 15f_161053_401x236x571.dat | 0.1200;0.1200;0.2828 | 401;236;571 | (-1.5216;78.7800;49.9217) | 60 | 5.7448 | 47 | 92.36 | 60 | EZpaque | [5,133,110,73] | [10,10,100,10] | 1 | 10 | 75 | normal | none | 6.0092 | 9.1751 | 55.1351 | 27.7506 | 42.3706 | 1175.8072 | 0 | 0.0129 | 0.002 | 0.0015 | 0.0119 | 0.0078 | 0.0177 | 0.0771 | 0.0013 | 0.0048 | 0.1369 | 0.0012 | 0.0007 | 0.0012 | 0.0028 | 0.0062 | 0.0021 | 0.0065 | 0.0025 | 0.0026 | 0.0045 | 0.0047 | 0.1463 | 0 | 0 | 0.0033 | 0.0004 | 0.0011 | 0.1295 | 0 | 0
1f37113 | UGI | 4 | 15f_161053_401x236x571.dat | 0.1200;0.1200;0.2828 | 401;236;571 | (-1.5216;78.7800;49.9217) | 60 | 6.3535 | 49 | 92.36 | 60 | EZpaque | [5,133,110,73] | [10,10,100,10] | 1 | 10 | 75 | normal | none | 6.0092 | 9.1751 | 55.1351 | 27.7506 | 42.3706 | 1175.8072 | 0 | 0.0126 | 0.0019 | 0.0015 | 0.0114 | 0.0077 | 0.0171 | 0.0791 | 0.0013 | 0.0047 | 0.1254 | 0.0012 | 0.0007 | 0.0012 | 0.0027 | 0.006 | 0.0021 | 0.0062 | 0.0025 | 0.0025 | 0.0044 | 0.0047 | 0.1285 | 0 | 0 | 0.0033 | 0.0004 | 0.0011 | 0.1241 | 0 | 0
1f37113 | UGI | 4 | 15f_161053_401x236x571.dat | 0.1200;0.1200;0.2828 | 401;236;571 | (-1.5216;78.7800;49.9217) | 80 | 2.9 | 44 | 92.36 | 60 | EZpaque | [5,133,110,73] | [10,10,100,10] | 1 | 10 | 75 | normal | none | 6.0092 | 9.1751 | 55.1351 | 27.7506 | 42.3706 | 1175.8072 | 0 | 0.0141 | 0.0022 | 0.0014 | 0.0129 | 0.0079 | 0.0194 | 0.0853 | 0.0013 | 0.0054 | 0.1448 | 0.0013 | 0.0007 | 0.0013 | 0.003 | 0.0068 | 0.002 | 0.0071 | 0.0027 | 0.0027 | 0.0049 | 0.0046 | 0.1586 | 0 | 0 | 0.0032 | 0.0004 | 0.0009 | 0.1499 | 0 | 0
1f37113 | UGI | 4 | 15f_161053_401x236x571.dat | 0.1200;0.1200;0.2828 | 401;236;571 | (-1.5216;78.7800;49.9217) | 80 | 7.702 | 57 | 92.36 | 60 | EZpaque | [5,133,110,73] | [10,10,100,10] | 1 | 10 | 75 | normal | none | 6.0092 | 9.1751 | 55.1351 | 27.7506 | 42.3706 | 1175.8072 | 0 | 0.0119 | 0.0018 | 0.0015 | 0.0098 | 0.0074 | 0.0156 | 0.0715 | 0.0012 | 0.0043 | 0.1164 | 0.0011 | 0.0007 | 0.0011 | 0.0028 | 0.0055 | 0.0021 | 0.0054 | 0.0025 | 0.0025 | 0.0042 | 0.0047 | 0.1021 | 0 | 0 | 0.0032 | 0.0004 | 0.0011 | 0.0985 | 0 | 0
1f37113 | UGI | 4 | 15f_161053_401x236x571.dat | 0.1200;0.1200;0.2828 | 401;236;571 | (-1.5216;78.7800;49.9217) | 80 | 8.502 | 60 | 92.36 | 60 | EZpaque | [5,133,110,73] | [10,10,100,10] | 1 | 10 | 75 | normal | none | 6.0092 | 9.1751 | 55.1351 | 27.7506 | 42.3706 | 1175.8072 | 0 | 0.0117 | 0.0018 | 0.0015 | 0.0093 | 0.0073 | 0.0152 | 0.0711 | 0.0012 | 0.0042 | 0.11 | 0.0011 | 0.0007 | 0.0011 | 0.0028 | 0.0053 | 0.0021 | 0.0052 | 0.0025 | 0.0025 | 0.0042 | 0.0047 | 0.0902 | 0 | 0 | 0.0032 | 0.0004 | 0.0011 | 0.0939 | 0 | 0
1f37113 | UGI | 5 | 15f_161053_401x236x571.dat | 0.1200;0.1200;0.2828 | 401;236;571 | (0.5102;74.2800;49.0116) | 110 | 3.9 | 52 | 87.56 | 60 | EZpaque | [110,73] | [100,60] | 1 | 10 | 75 | normal | none | 6.7163 | 9.1895 | 61.7195 | 29.4039 | 40.2317 | 1182.9706 | 0 | 0.0112 | 0.0028 | 0.003 | 0.0119 | 0.0106 | 0.0173 | 0.0905 | 0.0018 | 0.0042 | 0.1758 | 0.001 | 0.0007 | 0.0011 | 0.0087 | 0.0062 | 0.0023 | 0.0054 | 0.0026 | 0.0034 | 0.0048 | 0.0069 | 0.103 | 0 | 0 | 0.0042 | 0.0004 | 0.0009 | 0.0989 | 0 | 0
1f37113 | UGI | 5 | 15f_161053_401x236x571.dat | 0.1200;0.1200;0.2828 | 401;236;571 | (0.5102;74.2800;49.0116) | 110 | 7.85 | 62 | 87.56 | 60 | EZpaque | [110,73] | [100,60] | 1 | 10 | 75 | normal | none | 6.7163 | 9.1895 | 61.7195 | 29.4039 | 40.2317 | 1182.9706 | 0 | 0.0101 | 0.0024 | 0.0026 | 0.0101 | 0.0095 | 0.0151 | 0.0718 | 0.0016 | 0.0037 | 0.1629 | 0.0009 | 0.0006 | 0.001 | 0.0078 | 0.0055 | 0.0023 | 0.0046 | 0.0025 | 0.0031 | 0.0043 | 0.0062 | 0.0874 | 0 | 0 | 0.0038 | 0.0004 | 0.001 | 0.0802 | 0 | 0
1f37113 | UGI | 5 | 15f_161053_401x236x571.dat | 0.1200;0.1200;0.2828 | 401;236;571 | (0.5102;74.2800;49.0116) | 110 | 9.9905 | 69 | 87.56 | 60 | EZpaque | [110,73] | [100,60] | 1 | 10 | 75 | normal | none | 6.7163 | 9.1895 | 61.7195 | 29.4039 | 40.2317 | 1182.9706 | 0 | 0.0098 | 0.0023 | 0.0024 | 0.0091 | 0.009 | 0.014 | 0.0723 | 0.0015 | 0.0035 | 0.1464 | 0.0009 | 0.0006 | 0.0009 | 0.0073 | 0.0051 | 0.0022 | 0.0043 | 0.0025 | 0.0029 | 0.0041 | 0.0059 | 0.0706 | 0 | 0 | 0.0036 | 0.0004 | 0.001 | 0.0695 | 0 | 0
1f37113 | UGI | 5 | 15f_161053_401x236x571.dat | 0.1200;0.1200;0.2828 | 401;236;571 | (0.5102;74.2800;49.0116) | 60 | 2.5 | 38 | 87.56 | 60 | EZpaque | [110,73] | [100,60] | 1 | 10 | 75 | normal | none | 6.7163 | 9.1895 | 61.7195 | 29.4039 | 40.2317 | 1182.9706 | 0 | 0.0135 | 0.0036 | 0.0043 | 0.0197 | 0.0131 | 0.0241 | 0.1162 | 0.0022 | 0.0054 | 0.2744 | 0.0012 | 0.0007 | 0.0015 | 0.0108 | 0.0084 | 0.0024 | 0.0077 | 0.0028 | 0.004 | 0.006 | 0.0082 | 0.1819 | 0 | 0 | 0.005 | 0.0004 | 0.0009 | 0.1574 | 0 | 0
1f37113 | UGI | 5 | 15f_161053_401x236x571.dat | 0.1200;0.1200;0.2828 | 401;236;571 | (0.5102;74.2800;49.0116) | 60 | 5.7448 | 47 | 87.56 | 60 | EZpaque | [110,73] | [100,60] | 1 | 10 | 75 | normal | none | 6.7163 | 9.1895 | 61.7195 | 29.4039 | 40.2317 | 1182.9706 | 0 | 0.0113 | 0.0028 | 0.0033 | 0.0138 | 0.0111 | 0.0181 | 0.0914 | 0.0018 | 0.0043 | 0.2075 | 0.001 | 0.0007 | 0.0011 | 0.009 | 0.0065 | 0.0024 | 0.0058 | 0.0026 | 0.0034 | 0.005 | 0.0069 | 0.1331 | 0 | 0 | 0.0044 | 0.0004 | 0.001 | 0.1278 | 0 | 0
1f37113 | UGI | 5 | 15f_161053_401x236x571.dat | 0.1200;0.1200;0.2828 | 401;236;571 | (0.5102;74.2800;49.0116) | 60 | 6.3535 | 49 | 87.56 | 60 | EZpaque | [110,73] | [100,60] | 1 | 10 | 75 | normal | none | 6.7163 | 9.1895 | 61.7195 | 29.4039 | 40.2317 | 1182.9706 | 0 | 0.011 | 0.0027 | 0.0032 | 0.0133 | 0.0108 | 0.0174 | 0.093 | 0.0018 | 0.0042 | 0.2162 | 0.001 | 0.0007 | 0.001 | 0.0087 | 0.0063 | 0.0024 | 0.0056 | 0.0026 | 0.0034 | 0.0049 | 0.0068 | 0.1253 | 0 | 0 | 0.0043 | 0.0004 | 0.0011 | 0.1136 | 0 | 0
1f37113 | UGI | 5 | 15f_161053_401x236x571.dat | 0.1200;0.1200;0.2828 | 401;236;571 | (0.5102;74.2800;49.0116) | 80 | 2.9 | 44 | 87.56 | 60 | EZpaque | [110,73] | [100,60] | 1 | 10 | 75 | normal | none | 6.7163 | 9.1895 | 61.7195 | 29.4039 | 40.2317 | 1182.9706 | 0 | 0.0122 | 0.0031 | 0.0036 | 0.0152 | 0.012 | 0.0202 | 0.1024 | 0.002 | 0.0047 | 0.2515 | 0.0011 | 0.0007 | 0.0012 | 0.0097 | 0.0072 | 0.0024 | 0.0064 | 0.0028 | 0.0037 | 0.0054 | 0.0075 | 0.1268 | 0 | 0 | 0.0046 | 0.0004 | 0.0009 | 0.1346 | 0 | 0
1f37113 | UGI | 5 | 15f_161053_401x236x571.dat | 0.1200;0.1200;0.2828 | 401;236;571 | (0.5102;74.2800;49.0116) | 80 | 7.702 | 57 | 87.56 | 60 | EZpaque | [110,73] | [100,60] | 1 | 10 | 75 | normal | none | 6.7163 | 9.1895 | 61.7195 | 29.4039 | 40.2317 | 1182.9706 | 0 | 0.0104 | 0.0025 | 0.0028 | 0.011 | 0.01 | 0.0159 | 0.0809 | 0.0016 | 0.0038 | 0.1793 | 0.0009 | 0.0006 | 0.001 | 0.0082 | 0.0057 | 0.0024 | 0.0049 | 0.0026 | 0.0032 | 0.0045 | 0.0064 | 0.0975 | 0 | 0 | 0.004 | 0.0004 | 0.0011 | 0.096 | 0 | 0
1f37113 | UGI | 5 | 15f_161053_401x236x571.dat | 0.1200;0.1200;0.2828 | 401;236;571 | (0.5102;74.2800;49.0116) | 80 | 8.502 | 60 | 87.56 | 60 | EZpaque | [110,73] | [100,60] | 1 | 10 | 75 | normal | none | 6.7163 | 9.1895 | 61.7195 | 29.4039 | 40.2317 | 1182.9706 | 0 | 0.0102 | 0.0024 | 0.0027 | 0.0104 | 0.0098 | 0.0153 | 0.0811 | 0.0016 | 0.0037 | 0.1688 | 0.0009 | 0.0006 | 0.0009 | 0.008 | 0.0055 | 0.0024 | 0.0047 | 0.0025 | 0.0031 | 0.0044 | 0.0063 | 0.0913 | 0 | 0 | 0.0039 | 0.0004 | 0.0011 | 0.0882 | 0 | 0
1f37113 | UGI | 6 | 15f_161053_401x236x571.dat | 0.1200;0.1200;0.2828 | 401;236;571 | (-0.2291;78.0600;26.5786) | 110 | 3.9 | 52 | 92 | 60 | EZpaque | [73,75] | [100,10] | 1 | 10 | 75 | normal | none | 8.8451 | 6.0324 | 53.3575 | 40.6875 | 27.7491 | 1129.0442 | 0 | 0.0075 | 0.0215 | 0.0029 | 0.0012 | 0.1302 | 0.0071 | 0.0455 | 0.0037 | 0.0011 | 0.6785 | 0.0004 | 0.0019 | 0.009 | 0.0845 | 0.003 | 0.0382 | 0.001 | 0.0058 | 0.0039 | 0.0207 | 0.0434 | 0.0251 | 0 | 0 | 0.0024 | 0.0005 | 0.001 | 0.0225 | 0 | 0
1f37113 | UGI | 6 | 15f_161053_401x236x571.dat | 0.1200;0.1200;0.2828 | 401;236;571 | (-0.2291;78.0600;26.5786) | 110 | 7.85 | 62 | 92 | 60 | EZpaque | [73,75] | [100,10] | 1 | 10 | 75 | normal | none | 8.8451 | 6.0324 | 53.3575 | 40.6875 | 27.7491 | 1129.0442 | 0 | 0.0068 | 0.0182 | 0.0028 | 0.0012 | 0.0986 | 0.0064 | 0.0397 | 0.0032 | 0.0011 | 0.6814 | 0.0004 | 0.0017 | 0.008 | 0.0749 | 0.0027 | 0.0325 | 0.001 | 0.0049 | 0.0034 | 0.0179 | 0.0382 | 0.0207 | 0 | 0 | 0.0025 | 0.0005 | 0.001 | 0.0191 | 0 | 0
1f37113 | UGI | 6 | 15f_161053_401x236x571.dat | 0.1200;0.1200;0.2828 | 401;236;571 | (-0.2291;78.0600;26.5786) | 110 | 9.9905 | 69 | 92 | 60 | EZpaque | [73,75] | [100,10] | 1 | 10 | 75 | normal | none | 8.8451 | 6.0324 | 53.3575 | 40.6875 | 27.7491 | 1129.0442 | 0 | 0.0065 | 0.0163 | 0.0027 | 0.0012 | 0.0894 | 0.0061 | 0.0348 | 0.003 | 0.0011 | 0.6072 | 0.0004 | 0.0017 | 0.0074 | 0.0679 | 0.0025 | 0.0303 | 0.0009 | 0.0045 | 0.0032 | 0.0166 | 0.0348 | 0.0187 | 0 | 0 | 0.0024 | 0.0005 | 0.001 | 0.0173 | 0 | 0
1f37113 | UGI | 6 | 15f_161053_401x236x571.dat | 0.1200;0.1200;0.2828 | 401;236;571 | (-0.2291;78.0600;26.5786) | 60 | 2.5 | 38 | 92 | 60 | EZpaque | [73,75] | [100,10] | 1 | 10 | 75 | normal | none | 8.8451 | 6.0324 | 53.3575 | 40.6875 | 27.7491 | 1129.0442 | 0 | 0.0088 | 0.0345 | 0.0031 | 0.0012 | 0.2097 | 0.0085 | 0.0751 | 0.0049 | 0.0011 | 0.6299 | 0.0004 | 0.0022 | 0.0119 | 0.1154 | 0.0039 | 0.057 | 0.0011 | 0.0086 | 0.0052 | 0.0301 | 0.0611 | 0.0413 | 0 | 0 | 0.0024 | 0.0005 | 0.0009 | 0.0386 | 0 | 0
1f37113 | UGI | 6 | 15f_161053_401x236x571.dat | 0.1200;0.1200;0.2828 | 401;236;571 | (-0.2291;78.0600;26.5786) | 60 | 5.7448 | 47 | 92 | 60 | EZpaque | [73,75] | [100,10] | 1 | 10 | 75 | normal | none | 8.8451 | 6.0324 | 53.3575 | 40.6875 | 27.7491 | 1129.0442 | 0 | 0.0077 | 0.0255 | 0.0031 | 0.0013 | 0.1468 | 0.0071 | 0.0541 | 0.0038 | 0.0011 | 0.6662 | 0.0004 | 0.0019 | 0.0094 | 0.0972 | 0.0032 | 0.0462 | 0.001 | 0.0063 | 0.0041 | 0.0224 | 0.0469 | 0.0302 | 0 | 0 | 0.0026 | 0.0005 | 0.0011 | 0.0269 | 0 | 0
1f37113 | UGI | 6 | 15f_161053_401x236x571.dat | 0.1200;0.1200;0.2828 | 401;236;571 | (-0.2291;78.0600;26.5786) | 60 | 6.3535 | 49 | 92 | 60 | EZpaque | [73,75] | [100,10] | 1 | 10 | 75 | normal | none | 8.8451 | 6.0324 | 53.3575 | 40.6875 | 27.7491 | 1129.0442 | 0 | 0.0076 | 0.0245 | 0.0031 | 0.0013 | 0.1502 | 0.007 | 0.0517 | 0.0037 | 0.0011 | 0.6879 | 0.0004 | 0.0018 | 0.0092 | 0.0917 | 0.0031 | 0.0417 | 0.001 | 0.0061 | 0.0039 | 0.0216 | 0.0452 | 0.0282 | 0 | 0 | 0.0026 | 0.0005 | 0.0011 | 0.0252 | 0 | 0
1f37113 | UGI | 6 | 15f_161053_401x236x571.dat | 0.1200;0.1200;0.2828 | 401;236;571 | (-0.2291;78.0600;26.5786) | 80 | 2.9 | 44 | 92 | 60 | EZpaque | [73,75] | [100,10] | 1 | 10 | 75 | normal | none | 8.8451 | 6.0324 | 53.3575 | 40.6875 | 27.7491 | 1129.0442 | 0 | 0.0082 | 0.0271 | 0.003 | 0.0012 | 0.1393 | 0.0078 | 0.0577 | 0.0043 | 0.0011 | 0.8123 | 0.0004 | 0.002 | 0.0104 | 0.1076 | 0.0035 | 0.0475 | 0.0011 | 0.007 | 0.0045 | 0.0245 | 0.0531 | 0.032 | 0 | 0 | 0.0024 | 0.0005 | 0.0009 | 0.0291 | 0 | 0
1f37113 | UGI | 6 | 15f_161053_401x236x571.dat | 0.1200;0.1200;0.2828 | 401;236;571 | (-0.2291;78.0600;26.5786) | 80 | 7.702 | 57 | 92 | 60 | EZpaque | [73,75] | [100,10] | 1 | 10 | 75 | normal | none | 8.8451 | 6.0324 | 53.3575 | 40.6875 | 27.7491 | 1129.0442 | 0 | 0.0071 | 0.0202 | 0.0029 | 0.0013 | 0.1203 | 0.0066 | 0.0423 | 0.0034 | 0.0011 | 0.8917 | 0.0004 | 0.0018 | 0.0083 | 0.0759 | 0.0028 | 0.0351 | 0.001 | 0.0053 | 0.0036 | 0.0188 | 0.0396 | 0.0233 | 0 | 0 | 0.0026 | 0.0005 | 0.0011 | 0.0209 | 0 | 0
1f37113 | UGI | 6 | 15f_161053_401x236x571.dat | 0.1200;0.1200;0.2828 | 401;236;571 | (-0.2291;78.0600;26.5786) | 80 | 8.502 | 60 | 92 | 60 | EZpaque | [73,75] | [100,10] | 1 | 10 | 75 | normal | none | 8.8451 | 6.0324 | 53.3575 | 40.6875 | 27.7491 | 1129.0442 | 0 | 0.007 | 0.0191 | 0.0029 | 0.0013 | 0.1147 | 0.0065 | 0.0414 | 0.0033 | 0.0011 | 0.6722 | 0.0004 | 0.0017 | 0.0081 | 0.0772 | 0.0027 | 0.0338 | 0.001 | 0.0051 | 0.0035 | 0.0182 | 0.0373 | 0.0222 | 0 | 0 | 0.0025 | 0.0005 | 0.0011 | 0.0203 | 0 | 0
1f37113 | UGI | 7 | 15f_161053_401x236x571.dat | 0.1200;0.1200;0.2828 | 401;236;571 | (-0.2291;78.0600;26.5786) | 110 | 3.9 | 52 | 92 | 60 | EZpaque | [73,75] | [90,20] | 1 | 10 | 75 | normal | none | 8.8451 | 6.0324 | 53.3575 | 40.6875 | 27.7491 | 1129.0442 | 0 | 0.0077 | 0.0216 | 0.0029 | 0.0012 | 0.1281 | 0.0072 | 0.0536 | 0.0037 | 0.0011 | 0.6785 | 0.0004 | 0.0019 | 0.0091 | 0.0848 | 0.0032 | 0.0383 | 0.0011 | 0.006 | 0.004 | 0.0208 | 0.0438 | 0.029 | 0 | 0 | 0.0025 | 0.0005 | 0.001 | 0.0256 | 0 | 0
1f37113 | UGI | 7 | 15f_161053_401x236x571.dat | 0.1200;0.1200;0.2828 | 401;236;571 | (-0.2291;78.0600;26.5786) | 110 | 7.85 | 62 | 92 | 60 | EZpaque | [73,75] | [90,20] | 1 | 10 | 75 | normal | none | 8.8451 | 6.0324 | 53.3575 | 40.6875 | 27.7491 | 1129.0442 | 0 | 0.0071 | 0.0183 | 0.0028 | 0.0013 | 0.0985 | 0.0065 | 0.045 | 0.0033 | 0.0011 | 0.6814 | 0.0004 | 0.0017 | 0.008 | 0.075 | 0.0029 | 0.0326 | 0.001 | 0.0051 | 0.0035 | 0.0179 | 0.0382 | 0.0239 | 0 | 0 | 0.0025 | 0.0005 | 0.001 | 0.0214 | 0 | 0
1f37113 | UGI | 7 | 15f_161053_401x236x571.dat | 0.1200;0.1200;0.2828 | 401;236;571 | (-0.2291;78.0600;26.5786) | 110 | 9.9905 | 69 | 92 | 60 | EZpaque | [73,75] | [90,20] | 1 | 10 | 75 | normal | none | 8.8451 | 6.0324 | 53.3575 | 40.6875 | 27.7491 | 1129.0442 | 0 | 0.0067 | 0.0164 | 0.0027 | 0.0012 | 0.0897 | 0.0062 | 0.0396 | 0.0031 | 0.0011 | 0.6072 | 0.0004 | 0.0017 | 0.0075 | 0.068 | 0.0027 | 0.0304 | 0.001 | 0.0047 | 0.0032 | 0.0167 | 0.0349 | 0.0214 | 0 | 0 | 0.0025 | 0.0005 | 0.0011 | 0.0195 | 0 | 0
1f37113 | UGI | 7 | 15f_161053_401x236x571.dat | 0.1200;0.1200;0.2828 | 401;236;571 | (-0.2291;78.0600;26.5786) | 60 | 2.5 | 38 | 92 | 60 | EZpaque | [73,75] | [90,20] | 1 | 10 | 75 | normal | none | 8.8451 | 6.0324 | 53.3575 | 40.6875 | 27.7491 | 1129.0442 | 0 | 0.0092 | 0.0346 | 0.0031 | 0.0012 | 0.2105 | 0.0087 | 0.0852 | 0.0049 | 0.0012 | 0.6299 | 0.0004 | 0.0022 | 0.012 | 0.117 | 0.0042 | 0.0569 | 0.0012 | 0.0089 | 0.0054 | 0.0301 | 0.0613 | 0.0476 | 0 | 0 | 0.0024 | 0.0005 | 0.0009 | 0.0439 | 0 | 0
1f37113 | UGI | 7 | 15f_161053_401x236x571.dat | 0.1200;0.1200;0.2828 | 401;236;571 | (-0.2291;78.0600;26.5786) | 60 | 5.7448 | 47 | 92 | 60 | EZpaque | [73,75] | [90,20] | 1 | 10 | 75 | normal | none | 8.8451 | 6.0324 | 53.3575 | 40.6875 | 27.7491 | 1129.0442 | 0 | 0.008 | 0.0256 | 0.0031 | 0.0013 | 0.1468 | 0.0073 | 0.0658 | 0.0038 | 0.0012 | 0.6662 | 0.0004 | 0.0019 | 0.0095 | 0.0976 | 0.0034 | 0.0463 | 0.0011 | 0.0066 | 0.0042 | 0.0225 | 0.0469 | 0.0348 | 0 | 0 | 0.0026 | 0.0005 | 0.0011 | 0.0304 | 0 | 0
1f37113 | UGI | 7 | 15f_161053_401x236x571.dat | 0.1200;0.1200;0.2828 | 401;236;571 | (-0.2291;78.0600;26.5786) | 60 | 6.3535 | 49 | 92 | 60 | EZpaque | [73,75] | [90,20] | 1 | 10 | 75 | normal | none | 8.8451 | 6.0324 | 53.3575 | 40.6875 | 27.7491 | 1129.0442 | 0 | 0.0079 | 0.0245 | 0.0031 | 0.0013 | 0.1503 | 0.0071 | 0.064 | 0.0037 | 0.0012 | 0.6879 | 0.0004 | 0.0019 | 0.0093 | 0.0915 | 0.0033 | 0.042 | 0.0011 | 0.0063 | 0.004 | 0.0216 | 0.0454 | 0.0328 | 0 | 0 | 0.0026 | 0.0005 | 0.0011 | 0.0281 | 0 | 0
1f37113 | UGI | 7 | 15f_161053_401x236x571.dat | 0.1200;0.1200;0.2828 | 401;236;571 | (-0.2291;78.0600;26.5786) | 80 | 2.9 | 44 | 92 | 60 | EZpaque | [73,75] | [90,20] | 1 | 10 | 75 | normal | none | 8.8451 | 6.0324 | 53.3575 | 40.6875 | 27.7491 | 1129.0442 | 0 | 0.0086 | 0.0272 | 0.003 | 0.0012 | 0.1402 | 0.0079 | 0.0696 | 0.0043 | 0.0012 | 0.8123 | 0.0004 | 0.002 | 0.0105 | 0.1073 | 0.0037 | 0.0478 | 0.0012 | 0.0072 | 0.0046 | 0.0246 | 0.0535 | 0.0368 | 0 | 0 | 0.0024 | 0.0005 | 0.0009 | 0.0331 | 0 | 0
1f37113 | UGI | 7 | 15f_161053_401x236x571.dat | 0.1200;0.1200;0.2828 | 401;236;571 | (-0.2291;78.0600;26.5786) | 80 | 7.702 | 57 | 92 | 60 | EZpaque | [73,75] | [90,20] | 1 | 10 | 75 | normal | none | 8.8451 | 6.0324 | 53.3575 | 40.6875 | 27.7491 | 1129.0442 | 0 | 0.0074 | 0.0202 | 0.0029 | 0.0013 | 0.1219 | 0.0067 | 0.0502 | 0.0034 | 0.0012 | 0.8917 | 0.0004 | 0.0018 | 0.0084 | 0.076 | 0.003 | 0.0353 | 0.0011 | 0.0055 | 0.0036 | 0.0189 | 0.0398 | 0.0274 | 0 | 0 | 0.0026 | 0.0005 | 0.0011 | 0.0239 | 0 | 0
1f37113 | UGI | 7 | 15f_161053_401x236x571.dat | 0.1200;0.1200;0.2828 | 401;236;571 | (-0.2291;78.0600;26.5786) | 80 | 8.502 | 60 | 92 | 60 | EZpaque | [73,75] | [90,20] | 1 | 10 | 75 | normal | none | 8.8451 | 6.0324 | 53.3575 | 40.6875 | 27.7491 | 1129.0442 | 0 | 0.0072 | 0.0192 | 0.0029 | 0.0013 | 0.1152 | 0.0066 | 0.05 | 0.0033 | 0.0012 | 0.6722 | 0.0004 | 0.0017 | 0.0082 | 0.0774 | 0.0029 | 0.0339 | 0.0011 | 0.0052 | 0.0035 | 0.0182 | 0.0375 | 0.0256 | 0 | 0 | 0.0026 | 0.0005 | 0.0011 | 0.0232 | 0 | 0
1f37113 | UGI | 8 | 15f_161053_401x236x571.dat | 0.1200;0.1200;0.2828 | 401;236;571 | (0.1992;74.2800;25.4594) | 110 | 3.9 | 52 | 87.56 | 60 | EZpaque | [73,75] | [90,20] | 1 | 10 | 75 | normal | none | 10.6577 | 5.9064 | 62.949 | 46.6594 | 25.8584 | 1206.5355 | 0 | 0.0048 | 0.026 | 0.0069 | 0.0027 | 0.1887 | 0.0099 | 0.0444 | 0.0044 | 0.0008 | 1 | 0.0008 | 0.0022 | 0.008 | 0.1261 | 0.0019 | 0.0477 | 0.0013 | 0.0014 | 0.0027 | 0.0268 | 0.0568 | 0.0243 | 0 | 0 | 0.0031 | 0.0006 | 0.001 | 0.02 | 0 | 0
1f37113 | UGI | 8 | 15f_161053_401x236x571.dat | 0.1200;0.1200;0.2828 | 401;236;571 | (0.1992;74.2800;25.4594) | 110 | 7.85 | 62 | 87.56 | 60 | EZpaque | [73,75] | [90,20] | 1 | 10 | 75 | normal | none | 10.6577 | 5.9064 | 62.949 | 46.6594 | 25.8584 | 1206.5355 | 0 | 0.0047 | 0.0219 | 0.0059 | 0.0024 | 0.1349 | 0.0088 | 0.0356 | 0.0039 | 0.0008 | 1 | 0.0008 | 0.002 | 0.0072 | 0.0947 | 0.0017 | 0.0415 | 0.0012 | 0.0014 | 0.0025 | 0.0233 | 0.0467 | 0.0203 | 0 | 0 | 0.003 | 0.0006 | 0.0011 | 0.017 | 0 | 0
1f37113 | UGI | 8 | 15f_161053_401x236x571.dat | 0.1200;0.1200;0.2828 | 401;236;571 | (0.1992;74.2800;25.4594) | 110 | 9.9905 | 69 | 87.56 | 60 | EZpaque | [73,75] | [90,20] | 1 | 10 | 75 | normal | none | 10.6577 | 5.9064 | 62.949 | 46.6594 | 25.8584 | 1206.5355 | 0 | 0.0046 | 0.0197 | 0.0054 | 0.0023 | 0.1266 | 0.0082 | 0.0334 | 0.0036 | 0.0008 | 1 | 0.0007 | 0.0019 | 0.0068 | 0.0869 | 0.0017 | 0.0367 | 0.0011 | 0.0014 | 0.0024 | 0.0213 | 0.0433 | 0.0183 | 0 | 0 | 0.0029 | 0.0006 | 0.0011 | 0.0155 | 0 | 0
1f37113 | UGI | 8 | 15f_161053_401x236x571.dat | 0.1200;0.1200;0.2828 | 401;236;571 | (0.1992;74.2800;25.4594) | 60 | 2.5 | 38 | 87.56 | 60 | EZpaque | [73,75] | [90,20] | 1 | 10 | 75 | normal | none | 10.6577 | 5.9064 | 62.949 | 46.6594 | 25.8584 | 1206.5355 | 0 | 0.0051 | 0.041 | 0.0101 | 0.0034 | 0.2835 | 0.013 | 0.0683 | 0.0058 | 0.0008 | 0 | 0.0009 | 0.0025 | 0.0096 | 0.172 | 0.0021 | 0.0758 | 0.0015 | 0.0014 | 0.0032 | 0.0407 | 0.0824 | 0.0401 | 0 | 0 | 0.0033 | 0.0006 | 0.0009 | 0.0313 | 0 | 0
1f37113 | UGI | 8 | 15f_161053_401x236x571.dat | 0.1200;0.1200;0.2828 | 401;236;571 | (0.1992;74.2800;25.4594) | 60 | 5.7448 | 47 | 87.56 | 60 | EZpaque | [73,75] | [90,20] | 1 | 10 | 75 | normal | none | 10.6577 | 5.9064 | 62.949 | 46.6594 | 25.8584 | 1206.5355 | 0 | 0.0049 | 0.0299 | 0.0077 | 0.0029 | 0.1801 | 0.0106 | 0.0489 | 0.0045 | 0.0008 | 1 | 0.0008 | 0.0022 | 0.0081 | 0.1334 | 0.0019 | 0.0576 | 0.0013 | 0.0014 | 0.0027 | 0.0301 | 0.0652 | 0.0284 | 0 | 0 | 0.0032 | 0.0006 | 0.0011 | 0.0229 | 0 | 0
1f37113 | UGI | 8 | 15f_161053_401x236x571.dat | 0.1200;0.1200;0.2828 | 401;236;571 | (0.1992;74.2800;25.4594) | 60 | 6.3535 | 49 | 87.56 | 60 | EZpaque | [73,75] | [90,20] | 1 | 10 | 75 | normal | none | 10.6577 | 5.9064 | 62.949 | 46.6594 | 25.8584 | 1206.5355 | 0 | 0.0049 | 0.0282 | 0.0073 | 0.0028 | 0.2091 | 0.0102 | 0.0476 | 0.0044 | 0.0008 | 0.925 | 0.0008 | 0.0021 | 0.0079 | 0.1187 | 0.0018 | 0.0546 | 0.0013 | 0.0014 | 0.0027 | 0.0286 | 0.0613 | 0.0264 | 0 | 0 | 0.0032 | 0.0006 | 0.0012 | 0.0215 | 0 | 0
1f37113 | UGI | 8 | 15f_161053_401x236x571.dat | 0.1200;0.1200;0.2828 | 401;236;571 | (0.1992;74.2800;25.4594) | 80 | 2.9 | 44 | 87.56 | 60 | EZpaque | [73,75] | [90,20] | 1 | 10 | 75 | normal | none | 10.6577 | 5.9064 | 62.949 | 46.6594 | 25.8584 | 1206.5355 | 0 | 0.005 | 0.0322 | 0.0083 | 0.0031 | 0.209 | 0.0114 | 0.0548 | 0.005 | 0.0008 | 0 | 0.0009 | 0.0023 | 0.0088 | 0.1541 | 0.002 | 0.0618 | 0.0014 | 0.0014 | 0.0029 | 0.0327 | 0.0704 | 0.0308 | 0 | 0 | 0.0033 | 0.0006 | 0.001 | 0.0254 | 0 | 0
1f37113 | UGI | 8 | 15f_161053_401x236x571.dat | 0.1200;0.1200;0.2828 | 401;236;571 | (0.1992;74.2800;25.4594) | 80 | 7.702 | 57 | 87.56 | 60 | EZpaque | [73,75] | [90,20] | 1 | 10 | 75 | normal | none | 10.6577 | 5.9064 | 62.949 | 46.6594 | 25.8584 | 1206.5355 | 0 | 0.0048 | 0.024 | 0.0063 | 0.0026 | 0.1495 | 0.0092 | 0.039 | 0.004 | 0.0008 | 0.7229 | 0.0008 | 0.002 | 0.0074 | 0.1118 | 0.0018 | 0.0446 | 0.0012 | 0.0014 | 0.0025 | 0.0245 | 0.051 | 0.0221 | 0 | 0 | 0.0031 | 0.0006 | 0.0012 | 0.0183 | 0 | 0
1f37113 | UGI | 8 | 15f_161053_401x236x571.dat | 0.1200;0.1200;0.2828 | 401;236;571 | (0.1992;74.2800;25.4594) | 80 | 8.502 | 60 | 87.56 | 60 | EZpaque | [73,75] | [90,20] | 1 | 10 | 75 | normal | none | 10.6577 | 5.9064 | 62.949 | 46.6594 | 25.8584 | 1206.5355 | 0 | 0.0048 | 0.0231 | 0.0061 | 0.0025 | 0.152 | 0.0091 | 0.0379 | 0.0039 | 0.0008 | 1 | 0.0008 | 0.002 | 0.0073 | 0.1027 | 0.0018 | 0.043 | 0.0012 | 0.0014 | 0.0025 | 0.0236 | 0.0484 | 0.0213 | 0 | 0 | 0.0031 | 0.0006 | 0.0012 | 0.0174 | 0 | 0
1f37113 | UGI | 9 | 15f_161053_401x236x571.dat | 0.1200;0.1200;0.2828 | 401;236;571 | (-0.0834;75.7102;25.2438) | 110 | 3.9 | 52 | 88.7546 | 60 | EZpaque | [73,75] | [90,20] | 1 | 5 | 75 | normal | none | 10.2741 | 5.6929 | 58.4893 | 45.5938 | 25.2634 | 1151.8574 | 0 | 0.0048 | 0.0264 | 0.0073 | 0.0026 | 0.1621 | 0.0106 | 0.0416 | 0.0045 | 0.0008 | 0.6941 | 0.0009 | 0.0023 | 0.008 | 0.1236 | 0.0018 | 0.0522 | 0.0013 | 0.0012 | 0.0024 | 0.0287 | 0.0561 | 0.0243 | 0 | 0 | 0.0031 | 0.0006 | 0.001 | 0.0199 | 0 | 0
1f37113 | UGI | 9 | 15f_161053_401x236x571.dat | 0.1200;0.1200;0.2828 | 401;236;571 | (-0.0834;75.7102;25.2438) | 110 | 7.85 | 62 | 88.7546 | 60 | EZpaque | [73,75] | [90,20] | 1 | 5 | 75 | normal | none | 10.2741 | 5.6929 | 58.4893 | 45.5938 | 25.2634 | 1151.8574 | 0 | 0.0047 | 0.0222 | 0.0062 | 0.0024 | 0.1316 | 0.0093 | 0.0364 | 0.0039 | 0.0008 | 0.9193 | 0.0008 | 0.0021 | 0.0073 | 0.1023 | 0.0017 | 0.0433 | 0.0012 | 0.0013 | 0.0023 | 0.0242 | 0.0516 | 0.0196 | 0 | 0 | 0.0029 | 0.0006 | 0.0011 | 0.0167 | 0 | 0
1f37113 | UGI | 9 | 15f_161053_401x236x571.dat | 0.1200;0.1200;0.2828 | 401;236;571 | (-0.0834;75.7102;25.2438) | 110 | 9.9905 | 69 | 88.7546 | 60 | EZpaque | [73,75] | [90,20] | 1 | 5 | 75 | normal | none | 10.2741 | 5.6929 | 58.4893 | 45.5938 | 25.2634 | 1151.8574 | 0 | 0.0046 | 0.0202 | 0.0057 | 0.0022 | 0.1308 | 0.0086 | 0.0331 | 0.0037 | 0.0008 | 1 | 0.0008 | 0.002 | 0.0069 | 0.0906 | 0.0016 | 0.0398 | 0.0011 | 0.0013 | 0.0022 | 0.0224 | 0.0465 | 0.018 | 0 | 0 | 0.0028 | 0.0006 | 0.0011 | 0.0153 | 0 | 0
1f37113 | UGI | 9 | 15f_161053_401x236x571.dat | 0.1200;0.1200;0.2828 | 401;236;571 | (-0.0834;75.7102;25.2438) | 60 | 2.5 | 38 | 88.7546 | 60 | EZpaque | [73,75] | [90,20] | 1 | 5 | 75 | normal | none | 10.2741 | 5.6929 | 58.4893 | 45.5938 | 25.2634 | 1151.8574 | 0 | 0.0051 | 0.0414 | 0.0107 | 0.0032 | 0.3496 | 0.0143 | 0.0658 | 0.0059 | 0.0008 | 1 | 0.001 | 0.0027 | 0.0094 | 0.1863 | 0.0019 | 0.0851 | 0.0015 | 0.0012 | 0.0028 | 0.0437 | 0.0865 | 0.0397 | 0 | 0 | 0.0033 | 0.0006 | 0.0009 | 0.0317 | 0 | 0
1f37113 | UGI | 9 | 15f_161053_401x236x571.dat | 0.1200;0.1200;0.2828 | 401;236;571 | (-0.0834;75.7102;25.2438) | 60 | 5.7448 | 47 | 88.7546 | 60 | EZpaque | [73,75] | [90,20] | 1 | 5 | 75 | normal | none | 10.2741 | 5.6929 | 58.4893 | 45.5938 | 25.2634 | 1151.8574 | 0 | 0.0049 | 0.0308 | 0.0081 | 0.0028 | 0.2101 | 0.0112 | 0.0469 | 0.0046 | 0.0008 | 1 | 0.0009 | 0.0023 | 0.0081 | 0.1445 | 0.0017 | 0.0577 | 0.0013 | 0.0013 | 0.0025 | 0.0312 | 0.0652 | 0.0279 | 0 | 0 | 0.0032 | 0.0006 | 0.0011 | 0.022 | 0 | 0
1f37113 | UGI | 9 | 15f_161053_401x236x571.dat | 0.1200;0.1200;0.2828 | 401;236;571 | (-0.0834;75.7102;25.2438) | 60 | 6.3535 | 49 | 88.7546 | 60 | EZpaque | [73,75] | [90,20] | 1 | 5 | 75 | normal | none | 10.2741 | 5.6929 | 58.4893 | 45.5938 | 25.2634 | 1151.8574 | 0 | 0.0049 | 0.029 | 0.0078 | 0.0027 | 0.1824 | 0.0109 | 0.0457 | 0.0044 | 0.0008 | 0 | 0.0009 | 0.0023 | 0.0079 | 0.1425 | 0.0017 | 0.0573 | 0.0013 | 0.0013 | 0.0024 | 0.0304 | 0.0617 | 0.0267 | 0 | 0 | 0.0032 | 0.0006 | 0.0011 | 0.0211 | 0 | 0
1f37113 | UGI | 9 | 15f_161053_401x236x571.dat | 0.1200;0.1200;0.2828 | 401;236;571 | (-0.0834;75.7102;25.2438) | 80 | 2.9 | 44 | 88.7546 | 60 | EZpaque | [73,75] | [90,20] | 1 | 5 | 75 | normal | none | 10.2741 | 5.6929 | 58.4893 | 45.5938 | 25.2634 | 1151.8574 | 0 | 0.005 | 0.0329 | 0.0088 | 0.0029 | 0.243 | 0.0122 | 0.0551 | 0.0051 | 0.0008 | 0.8047 | 0.001 | 0.0025 | 0.0087 | 0.1587 | 0.0018 | 0.0606 | 0.0014 | 0.0012 | 0.0026 | 0.035 | 0.0706 | 0.0298 | 0 | 0 | 0.0032 | 0.0006 | 0.001 | 0.0246 | 0 | 0
1f37113 | UGI | 9 | 15f_161053_401x236x571.dat | 0.1200;0.1200;0.2828 | 401;236;571 | (-0.0834;75.7102;25.2438) | 80 | 7.702 | 57 | 88.7546 | 60 | EZpaque | [73,75] | [90,20] | 1 | 5 | 75 | normal | none | 10.2741 | 5.6929 | 58.4893 | 45.5938 | 25.2634 | 1151.8574 | 0 | 0.0048 | 0.0243 | 0.0067 | 0.0025 | 0.1624 | 0.0098 | 0.0391 | 0.0041 | 0.0008 | 0.6866 | 0.0009 | 0.0021 | 0.0075 | 0.1178 | 0.0017 | 0.0461 | 0.0012 | 0.0013 | 0.0023 | 0.0257 | 0.0537 | 0.0215 | 0 | 0 | 0.003 | 0.0006 | 0.0011 | 0.0179 | 0 | 0
1f37113 | UGI | 9 | 15f_161053_401x236x571.dat | 0.1200;0.1200;0.2828 | 401;236;571 | (-0.0834;75.7102;25.2438) | 80 | 8.502 | 60 | 88.7546 | 60 | EZpaque | [73,75] | [90,20] | 1 | 5 | 75 | normal | none | 10.2741 | 5.6929 | 58.4893 | 45.5938 | 25.2634 | 1151.8574 | 0 | 0.0048 | 0.023 | 0.0065 | 0.0024 | 0.1743 | 0.0095 | 0.037 | 0.004 | 0.0008 | 0.6456 | 0.0008 | 0.0021 | 0.0073 | 0.1086 | 0.0017 | 0.0445 | 0.0012 | 0.0013 | 0.0023 | 0.0251 | 0.0488 | 0.0207 | 0 | 0 | 0.003 | 0.0006 | 0.0012 | 0.0171 | 0 | 0
1f37113 | UGI | 1 | 15m_167056_407x225x586.dat | 0.1250;0.1250;0.2832 | 407;225;586 | (-2.0819;83.3125;54.0960) | 110 | 3.9 | 52 | 97 | 60 | EZpaque | [5] | [0] | 0 | 5 | 75 | normal | none | 5.9223 | 8.9604 | 53.0664 | 28.7232 | 43.458 | 1248.254 | 0 | 0.0174 | 0.0013 | 0.0048 | 0.0121 | 0.0052 | 0.0276 | 0.2679 | 0.0015 | 0.0064 | 0.0572 | 0.002 | 0.0007 | 0.0044 | 0.0054 | 0.0078 | 0.002 | 0.0082 | 0.0047 | 0.0044 | 0.0046 | 0.006 | 0.1128 | 0 | 0 | 0.0031 | 0.0003 | 0.0009 | 0.6058 | 0 | 0
1f37113 | UGI | 1 | 15m_167056_407x225x586.dat | 0.1250;0.1250;0.2832 | 407;225;586 | (-2.0819;83.3125;54.0960) | 110 | 7.85 | 62 | 97 | 60 | EZpaque | [5] | [0] | 0 | 5 | 75 | normal | none | 5.9223 | 8.9604 | 53.0664 | 28.7232 | 43.458 | 1248.254 | 0 | 0.0153 | 0.0012 | 0.0049 | 0.0103 | 0.005 | 0.0233 | 0.2576 | 0.0014 | 0.0056 | 0.0554 | 0.0018 | 0.0007 | 0.004 | 0.0055 | 0.0068 | 0.002 | 0.0069 | 0.0042 | 0.004 | 0.0042 | 0.0057 | 0.0858 | 0 | 0 | 0.0031 | 0.0003 | 0.001 | 0.4343 | 0 | 0
1f37113 | UGI | 1 | 15m_167056_407x225x586.dat | 0.1250;0.1250;0.2832 | 407;225;586 | (-2.0819;83.3125;54.0960) | 110 | 9.9905 | 69 | 97 | 60 | EZpaque | [5] | [0] | 0 | 5 | 75 | normal | none | 5.9223 | 8.9604 | 53.0664 | 28.7232 | 43.458 | 1248.254 | 0 | 0.0145 | 0.0011 | 0.0048 | 0.0095 | 0.0048 | 0.0222 | 0.2163 | 0.0013 | 0.0052 | 0.0482 | 0.0017 | 0.0007 | 0.0038 | 0.0053 | 0.0064 | 0.002 | 0.0063 | 0.0041 | 0.0039 | 0.004 | 0.0056 | 0.0846 | 0 | 0 | 0.003 | 0.0003 | 0.001 | 0.3736 | 0 | 0
1f37113 | UGI | 1 | 15m_167056_407x225x586.dat | 0.1250;0.1250;0.2832 | 407;225;586 | (-2.0819;83.3125;54.0960) | 60 | 2.5 | 38 | 97 | 60 | EZpaque | [5] | [0] | 0 | 5 | 75 | normal | none | 5.9223 | 8.9604 | 53.0664 | 28.7232 | 43.458 | 1248.254 | 0 | 0.0221 | 0.0016 | 0.0047 | 0.0175 | 0.0055 | 0.0401 | 0.3435 | 0.0016 | 0.009 | 0.0701 | 0.0026 | 0.0007 | 0.0051 | 0.0054 | 0.0104 | 0.002 | 0.0124 | 0.0055 | 0.0051 | 0.0056 | 0.0063 | 0.1755 | 0 | 0 | 0.0032 | 0.0003 | 0.0009 | 0.9997 | 0 | 0
1f37113 | UGI | 1 | 15m_167056_407x225x586.dat | 0.1250;0.1250;0.2832 | 407;225;586 | (-2.0819;83.3125;54.0960) | 60 | 5.7448 | 47 | 97 | 60 | EZpaque | [5] | [0] | 0 | 5 | 75 | normal | none | 5.9223 | 8.9604 | 53.0664 | 28.7232 | 43.458 | 1248.254 | 0 | 0.0181 | 0.0013 | 0.0053 | 0.0131 | 0.0055 | 0.03 | 0.3119 | 0.0015 | 0.0068 | 0.0641 | 0.0021 | 0.0007 | 0.0044 | 0.0058 | 0.0081 | 0.0021 | 0.009 | 0.0046 | 0.0043 | 0.0047 | 0.006 | 0.1431 | 0 | 0 | 0.0033 | 0.0003 | 0.001 | 0.5409 | 0 | 0
1f37113 | UGI | 1 | 15m_167056_407x225x586.dat | 0.1250;0.1250;0.2832 | 407;225;586 | (-2.0819;83.3125;54.0960) | 60 | 6.3535 | 49 | 97 | 60 | EZpaque | [5] | [0] | 0 | 5 | 75 | normal | none | 5.9223 | 8.9604 | 53.0664 | 28.7232 | 43.458 | 1248.254 | 0 | 0.0175 | 0.0013 | 0.0053 | 0.0126 | 0.0055 | 0.0285 | 0.3332 | 0.0014 | 0.0065 | 0.0627 | 0.002 | 0.0007 | 0.0044 | 0.0058 | 0.0078 | 0.0021 | 0.0086 | 0.0045 | 0.0043 | 0.0046 | 0.006 | 0.1315 | 0 | 0 | 0.0033 | 0.0003 | 0.0011 | 0.6755 | 0 | 0
1f37113 | UGI | 1 | 15m_167056_407x225x586.dat | 0.1250;0.1250;0.2832 | 407;225;586 | (-2.0819;83.3125;54.0960) | 80 | 2.9 | 44 | 97 | 60 | EZpaque | [5] | [0] | 0 | 5 | 75 | normal | none | 5.9223 | 8.9604 | 53.0664 | 28.7232 | 43.458 | 1248.254 | 0 | 0.0194 | 0.0015 | 0.0048 | 0.0144 | 0.0054 | 0.0329 | 0.4215 | 0.0016 | 0.0075 | 0.0677 | 0.0023 | 0.0007 | 0.0048 | 0.0055 | 0.009 | 0.002 | 0.0099 | 0.0051 | 0.0047 | 0.0051 | 0.0062 | 0.1624 | 0 | 0 | 0.0032 | 0.0003 | 0.0009 | 0.6406 | 0 | 0
1f37113 | UGI | 1 | 15m_167056_407x225x586.dat | 0.1250;0.1250;0.2832 | 407;225;586 | (-2.0819;83.3125;54.0960) | 80 | 7.702 | 57 | 97 | 60 | EZpaque | [5] | [0] | 0 | 5 | 75 | normal | none | 5.9223 | 8.9604 | 53.0664 | 28.7232 | 43.458 | 1248.254 | 0 | 0.0159 | 0.0012 | 0.0051 | 0.0109 | 0.0052 | 0.0248 | 0.2922 | 0.0014 | 0.0058 | 0.0556 | 0.0018 | 0.0007 | 0.0041 | 0.0057 | 0.0071 | 0.0021 | 0.0074 | 0.0043 | 0.0041 | 0.0043 | 0.0059 | 0.1045 | 0 | 0 | 0.0032 | 0.0003 | 0.0011 | 0.827 | 0 | 0
1f37113 | UGI | 1 | 15m_167056_407x225x586.dat | 0.1250;0.1250;0.2832 | 407;225;586 | (-2.0819;83.3125;54.0960) | 80 | 8.502 | 60 | 97 | 60 | EZpaque | [5] | [0] | 0 | 5 | 75 | normal | none | 5.9223 | 8.9604 | 53.0664 | 28.7232 | 43.458 | 1248.254 | 0 | 0.0157 | 0.0012 | 0.0051 | 0.0106 | 0.0051 | 0.0241 | 0.2745 | 0.0014 | 0.0056 | 0.0544 | 0.0018 | 0.0007 | 0.0041 | 0.0056 | 0.0069 | 0.002 | 0.0071 | 0.0042 | 0.004 | 0.0042 | 0.0059 | 0.0977 | 0 | 0 | 0.0032 | 0.0003 | 0.0011 | 0.4458 | 0 | 0
1f37113 | UGI | 2 | 15m_167056_407x225x586.dat | 0.1250;0.1250;0.2832 | 407;225;586 | (-2.0819;83.3125;64.5918) | 110 | 3.9 | 52 | 97 | 60 | EZpaque | [5] | [0] | 0 | 5 | 75 | normal | none | 5.9223 | 3.6878 | 21.8402 | 28.7232 | 17.8858 | 513.7373 | 0 | 0.0879 | 0.0009 | 0.0486 | 0.0531 | 0.0035 | 0.1409 | 0.4775 | 0.007 | 0.0313 | 0.0495 | 0.0092 | 0.0023 | 0.0055 | 0.0037 | 0.0433 | 0.0013 | 0.036 | 0.0255 | 0.0281 | 0.007 | 0.0038 | 0.4011 | 0 | 0 | 0.0028 | 0.0004 | 0.0011 | 0.8967 | 0 | 0
1f37113 | UGI | 2 | 15m_167056_407x225x586.dat | 0.1250;0.1250;0.2832 | 407;225;586 | (-2.0819;83.3125;64.5918) | 110 | 7.85 | 62 | 97 | 60 | EZpaque | [5] | [0] | 0 | 5 | 75 | normal | none | 5.9223 | 3.6878 | 21.8402 | 28.7232 | 17.8858 | 513.7373 | 0 | 0.0783 | 0.0008 | 0.045 | 0.0442 | 0.0033 | 0.1158 | 0.5572 | 0.0061 | 0.0258 | 0.0457 | 0.0078 | 0.0021 | 0.0053 | 0.0037 | 0.037 | 0.0013 | 0.0303 | 0.0219 | 0.0235 | 0.0064 | 0.0038 | 0.3044 | 0 | 0 | 0.0028 | 0.0004 | 0.0011 | 0.6775 | 0 | 0
1f37113 | UGI | 2 | 15m_167056_407x225x586.dat | 0.1250;0.1250;0.2832 | 407;225;586 | (-2.0819;83.3125;64.5918) | 110 | 9.9905 | 69 | 97 | 60 | EZpaque | [5] | [0] | 0 | 5 | 75 | normal | none | 5.9223 | 3.6878 | 21.8402 | 28.7232 | 17.8858 | 513.7373 | 0 | 0.0683 | 0.0008 | 0.0426 | 0.041 | 0.0032 | 0.1024 | 0.6251 | 0.0057 | 0.0233 | 0.0449 | 0.007 | 0.002 | 0.0051 | 0.0036 | 0.0331 | 0.0013 | 0.0279 | 0.0201 | 0.0216 | 0.0061 | 0.0038 | 0.2639 | 0 | 0 | 0.0027 | 0.0004 | 0.0011 | 0.6232 | 0 | 0
1f37113 | UGI | 2 | 15m_167056_407x225x586.dat | 0.1250;0.1250;0.2832 | 407;225;586 | (-2.0819;83.3125;64.5918) | 60 | 2.5 | 38 | 97 | 60 | EZpaque | [5] | [0] | 0 | 5 | 75 | normal | none | 5.9223 | 3.6878 | 21.8402 | 28.7232 | 17.8858 | 513.7373 | 0 | 0.1672 | 0.0011 | 0.0593 | 0.0679 | 0.0037 | 0.3218 | 1 | 0.0093 | 0.051 | 0.0604 | 0.0153 | 0.0027 | 0.0058 | 0.0037 | 0.0701 | 0.0013 | 0.0594 | 0.0375 | 0.0432 | 0.008 | 0.0037 | 0.5621 | 0 | 0 | 0.0029 | 0.0004 | 0.001 | 1 | 0 | 0
1f37113 | UGI | 2 | 15m_167056_407x225x586.dat | 0.1250;0.1250;0.2832 | 407;225;586 | (-2.0819;83.3125;64.5918) | 60 | 5.7448 | 47 | 97 | 60 | EZpaque | [5] | [0] | 0 | 5 | 75 | normal | none | 5.9223 | 3.6878 | 21.8402 | 28.7232 | 17.8858 | 513.7373 | 0 | 0.11 | 0.0009 | 0.0534 | 0.0597 | 0.0037 | 0.1864 | 0.6591 | 0.0072 | 0.0371 | 0.0562 | 0.0106 | 0.0023 | 0.0056 | 0.0039 | 0.0525 | 0.0014 | 0.0442 | 0.0274 | 0.0317 | 0.0069 | 0.0038 | 0.3917 | 0 | 0 | 0.003 | 0.0004 | 0.0012 | 1 | 0 | 0
1f37113 | UGI | 2 | 15m_167056_407x225x586.dat | 0.1250;0.1250;0.2832 | 407;225;586 | (-2.0819;83.3125;64.5918) | 60 | 6.3535 | 49 | 97 | 60 | EZpaque | [5] | [0] | 0 | 5 | 75 | normal | none | 5.9223 | 3.6878 | 21.8402 | 28.7232 | 17.8858 | 513.7373 | 0 | 0.1024 | 0.0009 | 0.0528 | 0.0579 | 0.0037 | 0.1865 | 0.4906 | 0.007 | 0.0349 | 0.0546 | 0.0101 | 0.0023 | 0.0056 | 0.0039 | 0.0488 | 0.0014 | 0.0419 | 0.0265 | 0.0308 | 0.0068 | 0.0039 | 0.3443 | 0 | 0 | 0.003 | 0.0004 | 0.0012 | 0 | 0 | 0
1f37113 | UGI | 2 | 15m_167056_407x225x586.dat | 0.1250;0.1250;0.2832 | 407;225;586 | (-2.0819;83.3125;64.5918) | 80 | 2.9 | 44 | 97 | 60 | EZpaque | [5] | [0] | 0 | 5 | 75 | normal | none | 5.9223 | 3.6878 | 21.8402 | 28.7232 | 17.8858 | 513.7373 | 0 | 0.1144 | 0.001 | 0.0547 | 0.0597 | 0.0036 | 0.1764 | 0.7971 | 0.008 | 0.0397 | 0.0571 | 0.0116 | 0.0025 | 0.0057 | 0.0037 | 0.0563 | 0.0014 | 0.0451 | 0.0306 | 0.0342 | 0.0075 | 0.0037 | 0.6765 | 0 | 0 | 0.0029 | 0.0004 | 0.001 | 0 | 0 | 0
1f37113 | UGI | 2 | 15m_167056_407x225x586.dat | 0.1250;0.1250;0.2832 | 407;225;586 | (-2.0819;83.3125;64.5918) | 80 | 7.702 | 57 | 97 | 60 | EZpaque | [5] | [0] | 0 | 5 | 75 | normal | none | 5.9223 | 3.6878 | 21.8402 | 28.7232 | 17.8858 | 513.7373 | 0 | 0.0861 | 0.0008 | 0.0483 | 0.0496 | 0.0035 | 0.1381 | 0.3806 | 0.0063 | 0.028 | 0.0494 | 0.0083 | 0.0022 | 0.0054 | 0.0038 | 0.0392 | 0.0014 | 0.0343 | 0.0233 | 0.0257 | 0.0065 | 0.0039 | 0.3063 | 0 | 0 | 0.0029 | 0.0004 | 0.0012 | 0.6021 | 0 | 0
1f37113 | UGI | 2 | 15m_167056_407x225x586.dat | 0.1250;0.1250;0.2832 | 407;225;586 | (-2.0819;83.3125;64.5918) | 80 | 8.502 | 60 | 97 | 60 | EZpaque | [5] | [0] | 0 | 5 | 75 | normal | none | 5.9223 | 3.6878 | 21.8402 | 28.7232 | 17.8858 | 513.7373 | 0 | 0.0803 | 0.0008 | 0.0469 | 0.0463 | 0.0034 | 0.1259 | 0.4406 | 0.0061 | 0.0271 | 0.049 | 0.0079 | 0.0021 | 0.0054 | 0.0038 | 0.0379 | 0.0014 | 0.0325 | 0.0223 | 0.0244 | 0.0064 | 0.0039 | 0.2858 | 0 | 0 | 0.0029 | 0.0004 | 0.0012 | 1 | 0 | 0
1f37113 | UGI | 3 | 15m_167056_407x225x586.dat | 0.1250;0.1250;0.2832 | 407;225;586 | (-2.0819;83.3125;64.5918) | 110 | 3.9 | 52 | 97 | 60 | EZpaque | [5,133,110] | [30,30,100] | 0 | 10 | 75 | normal | none | 5.9223 | 3.6878 | 21.8402 | 28.7232 | 17.8858 | 513.7373 | 0 | 0.0924 | 0.0009 | 0.0501 | 0.0551 | 0.0035 | 0.1492 | 0.4775 | 0.0074 | 0.0331 | 0.0502 | 0.01 | 0.0024 | 0.002 | 0.0019 | 0.0451 | 0.0014 | 0.0377 | 0.0263 | 0.0296 | 0.0074 | 0.0038 | 0.4011 | 0 | 0 | 0.0029 | 0.0004 | 0.0011 | 0.8967 | 0 | 0
1f37113 | UGI | 3 | 15m_167056_407x225x586.dat | 0.1250;0.1250;0.2832 | 407;225;586 | (-2.0819;83.3125;64.5918) | 110 | 7.85 | 62 | 97 | 60 | EZpaque | [5,133,110] | [30,30,100] | 0 | 10 | 75 | normal | none | 5.9223 | 3.6878 | 21.8402 | 28.7232 | 17.8858 | 513.7373 | 0 | 0.0833 | 0.0008 | 0.0472 | 0.046 | 0.0034 | 0.1292 | 0.5572 | 0.0065 | 0.0272 | 0.0465 | 0.0084 | 0.0022 | 0.0018 | 0.0018 | 0.0385 | 0.0014 | 0.0321 | 0.0227 | 0.0245 | 0.0068 | 0.0039 | 0.3238 | 0 | 0 | 0.0029 | 0.0004 | 0.0012 | 0.6775 | 0 | 0
1f37113 | UGI | 3 | 15m_167056_407x225x586.dat | 0.1250;0.1250;0.2832 | 407;225;586 | (-2.0819;83.3125;64.5918) | 110 | 9.9905 | 69 | 97 | 60 | EZpaque | [5,133,110] | [30,30,100] | 0 | 10 | 75 | normal | none | 5.9223 | 3.6878 | 21.8402 | 28.7232 | 17.8858 | 513.7373 | 0 | 0.0757 | 0.0008 | 0.0448 | 0.043 | 0.0033 | 0.1076 | 0.6251 | 0.0061 | 0.0247 | 0.046 | 0.0076 | 0.0021 | 0.0017 | 0.0018 | 0.0347 | 0.0014 | 0.0293 | 0.0208 | 0.0226 | 0.0066 | 0.0039 | 0.2679 | 0 | 0 | 0.0028 | 0.0004 | 0.0012 | 0.6232 | 0 | 0
1f37113 | UGI | 3 | 15m_167056_407x225x586.dat | 0.1250;0.1250;0.2832 | 407;225;586 | (-2.0819;83.3125;64.5918) | 60 | 2.5 | 38 | 97 | 60 | EZpaque | [5,133,110] | [30,30,100] | 0 | 10 | 75 | normal | none | 5.9223 | 3.6878 | 21.8402 | 28.7232 | 17.8858 | 513.7373 | 0 | 0.1712 | 0.0011 | 0.0615 | 0.0691 | 0.0037 | 0.3423 | 1 | 0.0098 | 0.0536 | 0.0608 | 0.0164 | 0.0028 | 0.0023 | 0.002 | 0.072 | 0.0014 | 0.0607 | 0.0383 | 0.0446 | 0.0084 | 0.0037 | 0.5621 | 0 | 0 | 0.003 | 0.0004 | 0.001 | 1 | 0 | 0
1f37113 | UGI | 3 | 15m_167056_407x225x586.dat | 0.1250;0.1250;0.2832 | 407;225;586 | (-2.0819;83.3125;64.5918) | 60 | 5.7448 | 47 | 97 | 60 | EZpaque | [5,133,110] | [30,30,100] | 0 | 10 | 75 | normal | none | 5.9223 | 3.6878 | 21.8402 | 28.7232 | 17.8858 | 513.7373 | 0 | 0.1151 | 0.0009 | 0.0556 | 0.0605 | 0.0037 | 0.2093 | 0.6591 | 0.0077 | 0.0391 | 0.0568 | 0.0115 | 0.0024 | 0.0019 | 0.0017 | 0.0545 | 0.0015 | 0.0462 | 0.0281 | 0.033 | 0.0073 | 0.0039 | 0.3917 | 0 | 0 | 0.0031 | 0.0004 | 0.0012 | 1 | 0 | 0
1f37113 | UGI | 3 | 15m_167056_407x225x586.dat | 0.1250;0.1250;0.2832 | 407;225;586 | (-2.0819;83.3125;64.5918) | 60 | 6.3535 | 49 | 97 | 60 | EZpaque | [5,133,110] | [30,30,100] | 0 | 10 | 75 | normal | none | 5.9223 | 3.6878 | 21.8402 | 28.7232 | 17.8858 | 513.7373 | 0 | 0.1099 | 0.0009 | 0.0546 | 0.0591 | 0.0037 | 0.2034 | 0.4906 | 0.0074 | 0.0367 | 0.0551 | 0.0109 | 0.0024 | 0.0019 | 0.0017 | 0.0511 | 0.0015 | 0.0435 | 0.0272 | 0.032 | 0.0072 | 0.0039 | 0.3443 | 0 | 0 | 0.0031 | 0.0004 | 0.0012 | 0 | 0 | 0
1f37113 | UGI | 3 | 15m_167056_407x225x586.dat | 0.1250;0.1250;0.2832 | 407;225;586 | (-2.0819;83.3125;64.5918) | 80 | 2.9 | 44 | 97 | 60 | EZpaque | [5,133,110] | [30,30,100] | 0 | 10 | 75 | normal | none | 5.9223 | 3.6878 | 21.8402 | 28.7232 | 17.8858 | 513.7373 | 0 | 0.1256 | 0.001 | 0.0575 | 0.0613 | 0.0037 | 0.1967 | 0.7971 | 0.0085 | 0.0417 | 0.0572 | 0.0125 | 0.0026 | 0.0021 | 0.0019 | 0.0586 | 0.0014 | 0.0474 | 0.0315 | 0.0356 | 0.0079 | 0.0038 | 0.6765 | 0 | 0 | 0.003 | 0.0004 | 0.001 | 0 | 0 | 0
1f37113 | UGI | 3 | 15m_167056_407x225x586.dat | 0.1250;0.1250;0.2832 | 407;225;586 | (-2.0819;83.3125;64.5918) | 80 | 7.702 | 57 | 97 | 60 | EZpaque | [5,133,110] | [30,30,100] | 0 | 10 | 75 | normal | none | 5.9223 | 3.6878 | 21.8402 | 28.7232 | 17.8858 | 513.7373 | 0 | 0.0901 | 0.0009 | 0.0508 | 0.051 | 0.0035 | 0.1548 | 0.3806 | 0.0067 | 0.0295 | 0.0502 | 0.009 | 0.0023 | 0.0018 | 0.0017 | 0.0411 | 0.0014 | 0.0361 | 0.024 | 0.0269 | 0.007 | 0.0039 | 0.3063 | 0 | 0 | 0.003 | 0.0004 | 0.0012 | 0.6021 | 0 | 0
1f37113 | UGI | 3 | 15m_167056_407x225x586.dat | 0.1250;0.1250;0.2832 | 407;225;586 | (-2.0819;83.3125;64.5918) | 80 | 8.502 | 60 | 97 | 60 | EZpaque | [5,133,110] | [30,30,100] | 0 | 10 | 75 | normal | none | 5.9223 | 3.6878 | 21.8402 | 28.7232 | 17.8858 | 513.7373 | 0 | 0.0843 | 0.0008 | 0.0497 | 0.0473 | 0.0035 | 0.1345 | 0.4406 | 0.0065 | 0.0286 | 0.0498 | 0.0086 | 0.0022 | 0.0017 | 0.0017 | 0.0397 | 0.0014 | 0.0342 | 0.0232 | 0.0255 | 0.0068 | 0.004 | 0.289 | 0 | 0 | 0.003 | 0.0004 | 0.0012 | 1 | 0 | 0
1f37113 | UGI | 4 | 15m_167056_407x225x586.dat | 0.1250;0.1250;0.2832 | 407;225;586 | (-2.0819;83.3125;51.3590) | 110 | 3.9 | 52 | 97 | 60 | EZpaque | [5,133,110,73] | [10,10,100,10] | 1 | 10 | 75 | normal | none | 5.9223 | 9.0277 | 53.4648 | 28.7232 | 43.7842 | 1257.6247 | 0 | 0.0132 | 0.0021 | 0.0047 | 0.0118 | 0.0079 | 0.0211 | 0.2785 | 0.0014 | 0.005 | 0.1216 | 0.0015 | 0.0007 | 0.0015 | 0.0036 | 0.0064 | 0.0021 | 0.0072 | 0.0033 | 0.003 | 0.0047 | 0.0065 | 0.0999 | 0 | 0 | 0.0031 | 0.0003 | 0.0009 | 0.4302 | 0 | 0
1f37113 | UGI | 4 | 15m_167056_407x225x586.dat | 0.1250;0.1250;0.2832 | 407;225;586 | (-2.0819;83.3125;51.3590) | 110 | 7.85 | 62 | 97 | 60 | EZpaque | [5,133,110,73] | [10,10,100,10] | 1 | 10 | 75 | normal | none | 5.9223 | 9.0277 | 53.4648 | 28.7232 | 43.7842 | 1257.6247 | 0 | 0.012 | 0.0018 | 0.0048 | 0.0102 | 0.0074 | 0.0184 | 0.2583 | 0.0013 | 0.0044 | 0.1114 | 0.0014 | 0.0007 | 0.0013 | 0.0035 | 0.0056 | 0.0021 | 0.0062 | 0.0031 | 0.0028 | 0.0042 | 0.0062 | 0.0829 | 0 | 0 | 0.003 | 0.0003 | 0.001 | 0.4448 | 0 | 0
1f37113 | UGI | 4 | 15m_167056_407x225x586.dat | 0.1250;0.1250;0.2832 | 407;225;586 | (-2.0819;83.3125;51.3590) | 110 | 9.9905 | 69 | 97 | 60 | EZpaque | [5,133,110,73] | [10,10,100,10] | 1 | 10 | 75 | normal | none | 5.9223 | 9.0277 | 53.4648 | 28.7232 | 43.7842 | 1257.6247 | 0 | 0.0112 | 0.0017 | 0.0047 | 0.0092 | 0.0071 | 0.0172 | 0.2176 | 0.0013 | 0.0041 | 0.1086 | 0.0013 | 0.0006 | 0.0012 | 0.0035 | 0.0053 | 0.0021 | 0.0056 | 0.003 | 0.0027 | 0.004 | 0.0061 | 0.0779 | 0 | 0 | 0.003 | 0.0003 | 0.001 | 0.3652 | 0 | 0
1f37113 | UGI | 4 | 15m_167056_407x225x586.dat | 0.1250;0.1250;0.2832 | 407;225;586 | (-2.0819;83.3125;51.3590) | 60 | 2.5 | 38 | 97 | 60 | EZpaque | [5,133,110,73] | [10,10,100,10] | 1 | 10 | 75 | normal | none | 5.9223 | 9.0277 | 53.4648 | 28.7232 | 43.7842 | 1257.6247 | 0 | 0.0161 | 0.0026 | 0.0046 | 0.018 | 0.0086 | 0.0287 | 0.5548 | 0.0016 | 0.0066 | 0.1497 | 0.0019 | 0.0007 | 0.0018 | 0.0038 | 0.0081 | 0.0021 | 0.0109 | 0.0036 | 0.0033 | 0.0057 | 0.0069 | 0.1885 | 0 | 0 | 0.0032 | 0.0003 | 0.0009 | 1 | 0 | 0
1f37113 | UGI | 4 | 15m_167056_407x225x586.dat | 0.1250;0.1250;0.2832 | 407;225;586 | (-2.0819;83.3125;51.3590) | 60 | 5.7448 | 47 | 97 | 60 | EZpaque | [5,133,110,73] | [10,10,100,10] | 1 | 10 | 75 | normal | none | 5.9223 | 9.0277 | 53.4648 | 28.7232 | 43.7842 | 1257.6247 | 0 | 0.0134 | 0.0021 | 0.0052 | 0.0134 | 0.0082 | 0.0217 | 0.3204 | 0.0014 | 0.0052 | 0.1427 | 0.0016 | 0.0007 | 0.0014 | 0.0035 | 0.0065 | 0.0022 | 0.008 | 0.0032 | 0.003 | 0.0048 | 0.0066 | 0.1354 | 0 | 0 | 0.0033 | 0.0003 | 0.001 | 0.9568 | 0 | 0
1f37113 | UGI | 4 | 15m_167056_407x225x586.dat | 0.1250;0.1250;0.2832 | 407;225;586 | (-2.0819;83.3125;51.3590) | 60 | 6.3535 | 49 | 97 | 60 | EZpaque | [5,133,110,73] | [10,10,100,10] | 1 | 10 | 75 | normal | none | 5.9223 | 9.0277 | 53.4648 | 28.7232 | 43.7842 | 1257.6247 | 0 | 0.0131 | 0.0021 | 0.0052 | 0.013 | 0.0081 | 0.0215 | 0.3506 | 0.0014 | 0.005 | 0.1391 | 0.0015 | 0.0007 | 0.0014 | 0.0034 | 0.0063 | 0.0022 | 0.0077 | 0.0032 | 0.003 | 0.0046 | 0.0065 | 0.1211 | 0 | 0 | 0.0033 | 0.0003 | 0.001 | 0.7626 | 0 | 0
1f37113 | UGI | 4 | 15m_167056_407x225x586.dat | 0.1250;0.1250;0.2832 | 407;225;586 | (-2.0819;83.3125;51.3590) | 80 | 2.9 | 44 | 97 | 60 | EZpaque | [5,133,110,73] | [10,10,100,10] | 1 | 10 | 75 | normal | none | 5.9223 | 9.0277 | 53.4648 | 28.7232 | 43.7842 | 1257.6247 | 0 | 0.0149 | 0.0023 | 0.0047 | 0.0147 | 0.0083 | 0.0242 | 0.4694 | 0.0015 | 0.0057 | 0.1415 | 0.0017 | 0.0007 | 0.0016 | 0.0037 | 0.0072 | 0.0021 | 0.0088 | 0.0034 | 0.0032 | 0.0052 | 0.0068 | 0.1403 | 0 | 0 | 0.0032 | 0.0003 | 0.0009 | 0.8938 | 0 | 0
1f37113 | UGI | 4 | 15m_167056_407x225x586.dat | 0.1250;0.1250;0.2832 | 407;225;586 | (-2.0819;83.3125;51.3590) | 80 | 7.702 | 57 | 97 | 60 | EZpaque | [5,133,110,73] | [10,10,100,10] | 1 | 10 | 75 | normal | none | 5.9223 | 9.0277 | 53.4648 | 28.7232 | 43.7842 | 1257.6247 | 0 | 0.0122 | 0.0019 | 0.005 | 0.011 | 0.0077 | 0.0194 | 0.2443 | 0.0014 | 0.0046 | 0.1261 | 0.0014 | 0.0007 | 0.0013 | 0.0034 | 0.0058 | 0.0022 | 0.0066 | 0.0031 | 0.0029 | 0.0044 | 0.0064 | 0.099 | 0 | 0 | 0.0032 | 0.0003 | 0.001 | 0.5627 | 0 | 0
1f37113 | UGI | 4 | 15m_167056_407x225x586.dat | 0.1250;0.1250;0.2832 | 407;225;586 | (-2.0819;83.3125;51.3590) | 80 | 8.502 | 60 | 97 | 60 | EZpaque | [5,133,110,73] | [10,10,100,10] | 1 | 10 | 75 | normal | none | 5.9223 | 9.0277 | 53.4648 | 28.7232 | 43.7842 | 1257.6247 | 0 | 0.012 | 0.0018 | 0.005 | 0.0105 | 0.0076 | 0.0186 | 0.2506 | 0.0013 | 0.0044 | 0.1189 | 0.0014 | 0.0007 | 0.0012 | 0.0034 | 0.0056 | 0.0022 | 0.0063 | 0.0031 | 0.0029 | 0.0043 | 0.0063 | 0.0912 | 0 | 0 | 0.0031 | 0.0003 | 0.001 | 0.3472 | 0 | 0
1f37113 | UGI | 5 | 15m_167056_407x225x586.dat | 0.1250;0.1250;0.2832 | 407;225;586 | (0.3350;74.1875;50.6054) | 110 | 3.9 | 52 | 87.375 | 60 | EZpaque | [110,73] | [100,60] | 1 | 10 | 75 | normal | none | 7.2097 | 9.6725 | 69.736 | 31.4974 | 42.2568 | 1330.979 | 0 | 0.0115 | 0.0028 | 0.0132 | 0.0141 | 0.0108 | 0.0201 | 0.2682 | 0.0018 | 0.0045 | 0.1853 | 0.0013 | 0.0006 | 0.0012 | 0.0104 | 0.0074 | 0.0024 | 0.0068 | 0.0034 | 0.0036 | 0.0044 | 0.0072 | 0.099 | 0 | 0 | 0.0039 | 0.0002 | 0.0009 | 0.5137 | 0 | 0
1f37113 | UGI | 5 | 15m_167056_407x225x586.dat | 0.1250;0.1250;0.2832 | 407;225;586 | (0.3350;74.1875;50.6054) | 110 | 7.85 | 62 | 87.375 | 60 | EZpaque | [110,73] | [100,60] | 1 | 10 | 75 | normal | none | 7.2097 | 9.6725 | 69.736 | 31.4974 | 42.2568 | 1330.979 | 0 | 0.0105 | 0.0025 | 0.0112 | 0.0117 | 0.0097 | 0.0173 | 0.2386 | 0.0016 | 0.004 | 0.1621 | 0.0011 | 0.0006 | 0.001 | 0.0092 | 0.0064 | 0.0023 | 0.0057 | 0.0032 | 0.0033 | 0.004 | 0.0065 | 0.0801 | 0 | 0 | 0.0036 | 0.0002 | 0.001 | 0.479 | 0 | 0
1f37113 | UGI | 5 | 15m_167056_407x225x586.dat | 0.1250;0.1250;0.2832 | 407;225;586 | (0.3350;74.1875;50.6054) | 110 | 9.9905 | 69 | 87.375 | 60 | EZpaque | [110,73] | [100,60] | 1 | 10 | 75 | normal | none | 7.2097 | 9.6725 | 69.736 | 31.4974 | 42.2568 | 1330.979 | 0 | 0.01 | 0.0023 | 0.0103 | 0.0108 | 0.0092 | 0.0158 | 0.2047 | 0.0015 | 0.0037 | 0.1455 | 0.0011 | 0.0006 | 0.001 | 0.0088 | 0.0059 | 0.0023 | 0.0053 | 0.0031 | 0.0031 | 0.0037 | 0.0062 | 0.0714 | 0 | 0 | 0.0034 | 0.0002 | 0.001 | 0.3533 | 0 | 0
1f37113 | UGI | 5 | 15m_167056_407x225x586.dat | 0.1250;0.1250;0.2832 | 407;225;586 | (0.3350;74.1875;50.6054) | 60 | 2.5 | 38 | 87.375 | 60 | EZpaque | [110,73] | [100,60] | 1 | 10 | 75 | normal | none | 7.2097 | 9.6725 | 69.736 | 31.4974 | 42.2568 | 1330.979 | 0 | 0.014 | 0.0037 | 0.0189 | 0.023 | 0.0132 | 0.0286 | 0.3565 | 0.0022 | 0.0059 | 0.2944 | 0.0015 | 0.0007 | 0.0016 | 0.0128 | 0.0102 | 0.0025 | 0.0101 | 0.0038 | 0.0042 | 0.0057 | 0.0089 | 0.1791 | 0 | 0 | 0.0047 | 0.0002 | 0.0008 | 1 | 0 | 0
1f37113 | UGI | 5 | 15m_167056_407x225x586.dat | 0.1250;0.1250;0.2832 | 407;225;586 | (0.3350;74.1875;50.6054) | 60 | 5.7448 | 47 | 87.375 | 60 | EZpaque | [110,73] | [100,60] | 1 | 10 | 75 | normal | none | 7.2097 | 9.6725 | 69.736 | 31.4974 | 42.2568 | 1330.979 | 0 | 0.0117 | 0.0029 | 0.0146 | 0.0164 | 0.0112 | 0.0214 | 0.4327 | 0.0018 | 0.0046 | 0.2112 | 0.0013 | 0.0006 | 0.0012 | 0.0107 | 0.0078 | 0.0025 | 0.0074 | 0.0034 | 0.0036 | 0.0046 | 0.0073 | 0.1275 | 0 | 0 | 0.0041 | 0.0003 | 0.001 | 0.4024 | 0 | 0
1f37113 | UGI | 5 | 15m_167056_407x225x586.dat | 0.1250;0.1250;0.2832 | 407;225;586 | (0.3350;74.1875;50.6054) | 60 | 6.3535 | 49 | 87.375 | 60 | EZpaque | [110,73] | [100,60] | 1 | 10 | 75 | normal | none | 7.2097 | 9.6725 | 69.736 | 31.4974 | 42.2568 | 1330.979 | 0 | 0.0114 | 0.0028 | 0.014 | 0.0156 | 0.011 | 0.0205 | 0.3816 | 0.0018 | 0.0045 | 0.2238 | 0.0012 | 0.0006 | 0.0011 | 0.0105 | 0.0075 | 0.0025 | 0.007 | 0.0034 | 0.0036 | 0.0045 | 0.0072 | 0.1224 | 0 | 0 | 0.004 | 0.0003 | 0.001 | 0.4726 | 0 | 0
1f37113 | UGI | 5 | 15m_167056_407x225x586.dat | 0.1250;0.1250;0.2832 | 407;225;586 | (0.3350;74.1875;50.6054) | 80 | 2.9 | 44 | 87.375 | 60 | EZpaque | [110,73] | [100,60] | 1 | 10 | 75 | normal | none | 7.2097 | 9.6725 | 69.736 | 31.4974 | 42.2568 | 1330.979 | 0 | 0.0127 | 0.0032 | 0.0158 | 0.0177 | 0.0121 | 0.0241 | 0.3601 | 0.002 | 0.0051 | 0.2532 | 0.0014 | 0.0006 | 0.0013 | 0.0115 | 0.0086 | 0.0025 | 0.0081 | 0.0036 | 0.0039 | 0.0051 | 0.0081 | 0.124 | 0 | 0 | 0.0043 | 0.0002 | 0.0009 | 0.602 | 0 | 0
1f37113 | UGI | 5 | 15m_167056_407x225x586.dat | 0.1250;0.1250;0.2832 | 407;225;586 | (0.3350;74.1875;50.6054) | 80 | 7.702 | 57 | 87.375 | 60 | EZpaque | [110,73] | [100,60] | 1 | 10 | 75 | normal | none | 7.2097 | 9.6725 | 69.736 | 31.4974 | 42.2568 | 1330.979 | 0 | 0.0108 | 0.0025 | 0.0121 | 0.0129 | 0.0102 | 0.018 | 0.2424 | 0.0017 | 0.0041 | 0.1915 | 0.0012 | 0.0006 | 0.001 | 0.0097 | 0.0067 | 0.0024 | 0.0061 | 0.0033 | 0.0034 | 0.0041 | 0.0067 | 0.0904 | 0 | 0 | 0.0037 | 0.0003 | 0.001 | 0.4429 | 0 | 0
1f37113 | UGI | 5 | 15m_167056_407x225x586.dat | 0.1250;0.1250;0.2832 | 407;225;586 | (0.3350;74.1875;50.6054) | 80 | 8.502 | 60 | 87.375 | 60 | EZpaque | [110,73] | [100,60] | 1 | 10 | 75 | normal | none | 7.2097 | 9.6725 | 69.736 | 31.4974 | 42.2568 | 1330.979 | 0 | 0.0105 | 0.0025 | 0.0116 | 0.0123 | 0.01 | 0.0174 | 0.2606 | 0.0016 | 0.004 | 0.1801 | 0.0011 | 0.0006 | 0.001 | 0.0095 | 0.0065 | 0.0024 | 0.0059 | 0.0032 | 0.0033 | 0.004 | 0.0066 | 0.0888 | 0 | 0 | 0.0037 | 0.0003 | 0.001 | 0.4339 | 0 | 0
1f37113 | UGI | 6 | 15m_167056_407x225x586.dat | 0.1250;0.1250;0.2832 | 407;225;586 | (2.2188;81.1875;27.5029) | 110 | 3.9 | 52 | 95.25 | 60 | EZpaque | [73,75] | [100,10] | 1 | 10 | 75 | normal | none | 7.1417 | 5.4284 | 38.7682 | 34.0125 | 25.8527 | 879.3164 | 0 | 0.0062 | 0.0243 | 0.0145 | 0.0014 | 0.1306 | 0.0066 | 0.0801 | 0.0038 | 0.0011 | 0.4693 | 0.0004 | 0.0015 | 0.0091 | 0.1118 | 0.003 | 0.0439 | 0.0011 | 0.0053 | 0.0034 | 0.0187 | 0.0469 | 0.0254 | 0 | 0 | 0.0021 | 0.0004 | 0.0008 | 0.1555 | 0 | 0
1f37113 | UGI | 6 | 15m_167056_407x225x586.dat | 0.1250;0.1250;0.2832 | 407;225;586 | (2.2188;81.1875;27.5029) | 110 | 7.85 | 62 | 95.25 | 60 | EZpaque | [73,75] | [100,10] | 1 | 10 | 75 | normal | none | 7.1417 | 5.4284 | 38.7682 | 34.0125 | 25.8527 | 879.3164 | 0 | 0.0057 | 0.0198 | 0.013 | 0.0014 | 0.1144 | 0.0059 | 0.0695 | 0.0033 | 0.0011 | 0.4882 | 0.0004 | 0.0014 | 0.008 | 0.0906 | 0.0027 | 0.0376 | 0.0011 | 0.0045 | 0.003 | 0.0161 | 0.0391 | 0.021 | 0 | 0 | 0.0021 | 0.0004 | 0.0009 | 0.1093 | 0 | 0
1f37113 | UGI | 6 | 15m_167056_407x225x586.dat | 0.1250;0.1250;0.2832 | 407;225;586 | (2.2188;81.1875;27.5029) | 110 | 9.9905 | 69 | 95.25 | 60 | EZpaque | [73,75] | [100,10] | 1 | 10 | 75 | normal | none | 7.1417 | 5.4284 | 38.7682 | 34.0125 | 25.8527 | 879.3164 | 0 | 0.0055 | 0.0181 | 0.0122 | 0.0013 | 0.0933 | 0.0057 | 0.0605 | 0.0031 | 0.001 | 0.5314 | 0.0004 | 0.0014 | 0.0075 | 0.0801 | 0.0025 | 0.0342 | 0.001 | 0.0042 | 0.0028 | 0.0147 | 0.0359 | 0.0191 | 0 | 0 | 0.002 | 0.0004 | 0.0009 | 0.1014 | 0 | 0
1f37113 | UGI | 6 | 15m_167056_407x225x586.dat | 0.1250;0.1250;0.2832 | 407;225;586 | (2.2188;81.1875;27.5029) | 60 | 2.5 | 38 | 95.25 | 60 | EZpaque | [73,75] | [100,10] | 1 | 10 | 75 | normal | none | 7.1417 | 5.4284 | 38.7682 | 34.0125 | 25.8527 | 879.3164 | 0 | 0.0072 | 0.0403 | 0.0178 | 0.0014 | 0.1963 | 0.0081 | 0.1484 | 0.0052 | 0.0012 | 0.706 | 0.0004 | 0.0018 | 0.0122 | 0.177 | 0.004 | 0.0666 | 0.0013 | 0.008 | 0.0046 | 0.028 | 0.0703 | 0.0444 | 0 | 0 | 0.0021 | 0.0004 | 0.0008 | 0.2854 | 0 | 0
1f37113 | UGI | 6 | 15m_167056_407x225x586.dat | 0.1250;0.1250;0.2832 | 407;225;586 | (2.2188;81.1875;27.5029) | 60 | 5.7448 | 47 | 95.25 | 60 | EZpaque | [73,75] | [100,10] | 1 | 10 | 75 | normal | none | 7.1417 | 5.4284 | 38.7682 | 34.0125 | 25.8527 | 879.3164 | 0 | 0.0063 | 0.0293 | 0.0152 | 0.0014 | 0.1514 | 0.0067 | 0.1145 | 0.004 | 0.0011 | 0.5894 | 0.0004 | 0.0015 | 0.0095 | 0.1206 | 0.0032 | 0.0515 | 0.0012 | 0.0058 | 0.0036 | 0.0202 | 0.0511 | 0.0313 | 0 | 0 | 0.0022 | 0.0004 | 0.0009 | 0.1857 | 0 | 0
1f37113 | UGI | 6 | 15m_167056_407x225x586.dat | 0.1250;0.1250;0.2832 | 407;225;586 | (2.2188;81.1875;27.5029) | 60 | 6.3535 | 49 | 95.25 | 60 | EZpaque | [73,75] | [100,10] | 1 | 10 | 75 | normal | none | 7.1417 | 5.4284 | 38.7682 | 34.0125 | 25.8527 | 879.3164 | 0 | 0.0062 | 0.0281 | 0.0148 | 0.0014 | 0.1372 | 0.0065 | 0.1048 | 0.0038 | 0.0011 | 0.6724 | 0.0004 | 0.0015 | 0.0092 | 0.1134 | 0.0031 | 0.051 | 0.0012 | 0.0056 | 0.0034 | 0.0195 | 0.0497 | 0.0297 | 0 | 0 | 0.0022 | 0.0004 | 0.001 | 0.1633 | 0 | 0
1f37113 | UGI | 6 | 15m_167056_407x225x586.dat | 0.1250;0.1250;0.2832 | 407;225;586 | (2.2188;81.1875;27.5029) | 80 | 2.9 | 44 | 95.25 | 60 | EZpaque | [73,75] | [100,10] | 1 | 10 | 75 | normal | none | 7.1417 | 5.4284 | 38.7682 | 34.0125 | 25.8527 | 879.3164 | 0 | 0.0067 | 0.0312 | 0.0163 | 0.0014 | 0.1758 | 0.0073 | 0.1097 | 0.0044 | 0.0011 | 0.6324 | 0.0004 | 0.0017 | 0.0105 | 0.1227 | 0.0035 | 0.0541 | 0.0012 | 0.0065 | 0.0039 | 0.0228 | 0.056 | 0.0324 | 0 | 0 | 0.0021 | 0.0004 | 0.0008 | 0.221 | 0 | 0
1f37113 | UGI | 6 | 15m_167056_407x225x586.dat | 0.1250;0.1250;0.2832 | 407;225;586 | (2.2188;81.1875;27.5029) | 80 | 7.702 | 57 | 95.25 | 60 | EZpaque | [73,75] | [100,10] | 1 | 10 | 75 | normal | none | 7.1417 | 5.4284 | 38.7682 | 34.0125 | 25.8527 | 879.3164 | 0 | 0.0059 | 0.0224 | 0.0137 | 0.0014 | 0.1342 | 0.0061 | 0.0779 | 0.0034 | 0.0011 | 0.4225 | 0.0004 | 0.0014 | 0.0084 | 0.1055 | 0.0028 | 0.0407 | 0.0011 | 0.0049 | 0.0031 | 0.0171 | 0.0435 | 0.0235 | 0 | 0 | 0.0021 | 0.0004 | 0.001 | 0.1351 | 0 | 0
1f37113 | UGI | 6 | 15m_167056_407x225x586.dat | 0.1250;0.1250;0.2832 | 407;225;586 | (2.2188;81.1875;27.5029) | 80 | 8.502 | 60 | 95.25 | 60 | EZpaque | [73,75] | [100,10] | 1 | 10 | 75 | normal | none | 7.1417 | 5.4284 | 38.7682 | 34.0125 | 25.8527 | 879.3164 | 0 | 0.0058 | 0.0215 | 0.0133 | 0.0014 | 0.1246 | 0.006 | 0.0767 | 0.0033 | 0.0011 | 0.4035 | 0.0004 | 0.0014 | 0.0081 | 0.0996 | 0.0027 | 0.0393 | 0.0011 | 0.0047 | 0.003 | 0.0164 | 0.0408 | 0.0227 | 0 | 0 | 0.0021 | 0.0004 | 0.001 | 0.1279 | 0 | 0
1f37113 | UGI | 7 | 15m_167056_407x225x586.dat | 0.1250;0.1250;0.2832 | 407;225;586 | (2.2188;81.1875;27.5029) | 110 | 3.9 | 52 | 95.25 | 60 | EZpaque | [73,75] | [90,20] | 1 | 10 | 75 | normal | none | 7.1417 | 5.4284 | 38.7682 | 34.0125 | 25.8527 | 879.3164 | 0 | 0.0062 | 0.0244 | 0.0145 | 0.0014 | 0.1317 | 0.0067 | 0.0962 | 0.0038 | 0.0011 | 0.4693 | 0.0004 | 0.0016 | 0.0091 | 0.1113 | 0.0032 | 0.044 | 0.0012 | 0.0054 | 0.0034 | 0.0188 | 0.0471 | 0.0293 | 0 | 0 | 0.0021 | 0.0004 | 0.0008 | 0.1679 | 0 | 0
1f37113 | UGI | 7 | 15m_167056_407x225x586.dat | 0.1250;0.1250;0.2832 | 407;225;586 | (2.2188;81.1875;27.5029) | 110 | 7.85 | 62 | 95.25 | 60 | EZpaque | [73,75] | [90,20] | 1 | 10 | 75 | normal | none | 7.1417 | 5.4284 | 38.7682 | 34.0125 | 25.8527 | 879.3164 | 0 | 0.0058 | 0.0199 | 0.013 | 0.0014 | 0.114 | 0.006 | 0.0767 | 0.0033 | 0.0011 | 0.4652 | 0.0004 | 0.0014 | 0.008 | 0.0908 | 0.0028 | 0.0377 | 0.0011 | 0.0046 | 0.003 | 0.0161 | 0.0394 | 0.0244 | 0 | 0 | 0.0021 | 0.0004 | 0.0009 | 0.1297 | 0 | 0
1f37113 | UGI | 7 | 15m_167056_407x225x586.dat | 0.1250;0.1250;0.2832 | 407;225;586 | (2.2188;81.1875;27.5029) | 110 | 9.9905 | 69 | 95.25 | 60 | EZpaque | [73,75] | [90,20] | 1 | 10 | 75 | normal | none | 7.1417 | 5.4284 | 38.7682 | 34.0125 | 25.8527 | 879.3164 | 0 | 0.0055 | 0.0182 | 0.0122 | 0.0014 | 0.0935 | 0.0057 | 0.07 | 0.0031 | 0.0011 | 0.5314 | 0.0004 | 0.0014 | 0.0075 | 0.0804 | 0.0026 | 0.0344 | 0.0011 | 0.0043 | 0.0028 | 0.0148 | 0.036 | 0.0219 | 0 | 0 | 0.002 | 0.0004 | 0.0009 | 0.1094 | 0 | 0
1f37113 | UGI | 7 | 15m_167056_407x225x586.dat | 0.1250;0.1250;0.2832 | 407;225;586 | (2.2188;81.1875;27.5029) | 60 | 2.5 | 38 | 95.25 | 60 | EZpaque | [73,75] | [90,20] | 1 | 10 | 75 | normal | none | 7.1417 | 5.4284 | 38.7682 | 34.0125 | 25.8527 | 879.3164 | 0 | 0.0073 | 0.0402 | 0.0178 | 0.0014 | 0.1927 | 0.0081 | 0.1778 | 0.0053 | 0.0012 | 0.706 | 0.0004 | 0.0018 | 0.0122 | 0.177 | 0.0042 | 0.0664 | 0.0014 | 0.0081 | 0.0046 | 0.028 | 0.0704 | 0.0507 | 0 | 0 | 0.0021 | 0.0004 | 0.0008 | 0.2859 | 0 | 0
1f37113 | UGI | 7 | 15m_167056_407x225x586.dat | 0.1250;0.1250;0.2832 | 407;225;586 | (2.2188;81.1875;27.5029) | 60 | 5.7448 | 47 | 95.25 | 60 | EZpaque | [73,75] | [90,20] | 1 | 10 | 75 | normal | none | 7.1417 | 5.4284 | 38.7682 | 34.0125 | 25.8527 | 879.3164 | 0 | 0.0064 | 0.0293 | 0.0152 | 0.0014 | 0.1514 | 0.0067 | 0.1278 | 0.004 | 0.0011 | 0.5894 | 0.0004 | 0.0015 | 0.0095 | 0.1206 | 0.0034 | 0.0518 | 0.0013 | 0.0059 | 0.0036 | 0.0203 | 0.0514 | 0.0361 | 0 | 0 | 0.0022 | 0.0004 | 0.0009 | 0.2014 | 0 | 0
1f37113 | UGI | 7 | 15m_167056_407x225x586.dat | 0.1250;0.1250;0.2832 | 407;225;586 | (2.2188;81.1875;27.5029) | 60 | 6.3535 | 49 | 95.25 | 60 | EZpaque | [73,75] | [90,20] | 1 | 10 | 75 | normal | none | 7.1417 | 5.4284 | 38.7682 | 34.0125 | 25.8527 | 879.3164 | 0 | 0.0062 | 0.0282 | 0.0148 | 0.0014 | 0.1375 | 0.0066 | 0.1172 | 0.0038 | 0.0011 | 0.6724 | 0.0004 | 0.0015 | 0.0092 | 0.1127 | 0.0033 | 0.0511 | 0.0013 | 0.0057 | 0.0035 | 0.0196 | 0.0497 | 0.0339 | 0 | 0 | 0.0022 | 0.0004 | 0.001 | 0.1914 | 0 | 0
1f37113 | UGI | 7 | 15m_167056_407x225x586.dat | 0.1250;0.1250;0.2832 | 407;225;586 | (2.2188;81.1875;27.5029) | 80 | 2.9 | 44 | 95.25 | 60 | EZpaque | [73,75] | [90,20] | 1 | 10 | 75 | normal | none | 7.1417 | 5.4284 | 38.7682 | 34.0125 | 25.8527 | 879.3164 | 0 | 0.0068 | 0.0312 | 0.0163 | 0.0014 | 0.1758 | 0.0074 | 0.1357 | 0.0044 | 0.0012 | 0.6324 | 0.0004 | 0.0017 | 0.0105 | 0.1245 | 0.0037 | 0.0542 | 0.0013 | 0.0066 | 0.004 | 0.0228 | 0.0561 | 0.038 | 0 | 0 | 0.0021 | 0.0004 | 0.0008 | 0.2203 | 0 | 0
1f37113 | UGI | 7 | 15m_167056_407x225x586.dat | 0.1250;0.1250;0.2832 | 407;225;586 | (2.2188;81.1875;27.5029) | 80 | 7.702 | 57 | 95.25 | 60 | EZpaque | [73,75] | [90,20] | 1 | 10 | 75 | normal | none | 7.1417 | 5.4284 | 38.7682 | 34.0125 | 25.8527 | 879.3164 | 0 | 0.006 | 0.0225 | 0.0137 | 0.0014 | 0.1354 | 0.0062 | 0.0943 | 0.0035 | 0.0011 | 0.4225 | 0.0004 | 0.0014 | 0.0084 | 0.1059 | 0.003 | 0.0408 | 0.0012 | 0.0049 | 0.0032 | 0.0172 | 0.0437 | 0.0272 | 0 | 0 | 0.0022 | 0.0004 | 0.001 | 0.1578 | 0 | 0
1f37113 | UGI | 7 | 15m_167056_407x225x586.dat | 0.1250;0.1250;0.2832 | 407;225;586 | (2.2188;81.1875;27.5029) | 80 | 8.502 | 60 | 95.25 | 60 | EZpaque | [73,75] | [90,20] | 1 | 10 | 75 | normal | none | 7.1417 | 5.4284 | 38.7682 | 34.0125 | 25.8527 | 879.3164 | 0 | 0.0059 | 0.0215 | 0.0134 | 0.0014 | 0.1249 | 0.0061 | 0.0876 | 0.0033 | 0.0011 | 0.4035 | 0.0004 | 0.0014 | 0.0082 | 0.0999 | 0.0029 | 0.0393 | 0.0012 | 0.0048 | 0.0031 | 0.0164 | 0.0411 | 0.0263 | 0 | 0 | 0.0021 | 0.0004 | 0.001 | 0.1425 | 0 | 0
1f37113 | UGI | 8 | 15m_167056_407x225x586.dat | 0.1250;0.1250;0.2832 | 407;225;586 | (0.1462;74.1875;26.2591) | 110 | 3.9 | 52 | 87.375 | 60 | EZpaque | [73,75] | [90,20] | 1 | 10 | 75 | normal | none | 11.3116 | 6.2559 | 70.7643 | 49.4174 | 27.3306 | 1350.6051 | 0 | 0.0052 | 0.028 | 0.023 | 0.0029 | 0.1699 | 0.0108 | 0.0769 | 0.0041 | 0.0008 | 1 | 0.0009 | 0.0017 | 0.0089 | 0.1583 | 0.002 | 0.0554 | 0.0014 | 0.0014 | 0.0025 | 0.0239 | 0.0593 | 0.023 | 0 | 0 | 0.0021 | 0.0004 | 0.001 | 0.1253 | 0 | 0
1f37113 | UGI | 8 | 15m_167056_407x225x586.dat | 0.1250;0.1250;0.2832 | 407;225;586 | (0.1462;74.1875;26.2591) | 110 | 7.85 | 62 | 87.375 | 60 | EZpaque | [73,75] | [90,20] | 1 | 10 | 75 | normal | none | 11.3116 | 6.2559 | 70.7643 | 49.4174 | 27.3306 | 1350.6051 | 0 | 0.0049 | 0.0239 | 0.0199 | 0.0026 | 0.1471 | 0.0094 | 0.0692 | 0.0036 | 0.0008 | 0.6757 | 0.0008 | 0.0016 | 0.0079 | 0.12 | 0.0018 | 0.045 | 0.0013 | 0.0014 | 0.0023 | 0.0201 | 0.0493 | 0.0196 | 0 | 0 | 0.0021 | 0.0004 | 0.0011 | 0.1107 | 0 | 0
1f37113 | UGI | 8 | 15m_167056_407x225x586.dat | 0.1250;0.1250;0.2832 | 407;225;586 | (0.1462;74.1875;26.2591) | 110 | 9.9905 | 69 | 87.375 | 60 | EZpaque | [73,75] | [90,20] | 1 | 10 | 75 | normal | none | 11.3116 | 6.2559 | 70.7643 | 49.4174 | 27.3306 | 1350.6051 | 0 | 0.0048 | 0.0215 | 0.018 | 0.0024 | 0.125 | 0.0088 | 0.0594 | 0.0034 | 0.0008 | 0.4408 | 0.0008 | 0.0015 | 0.0075 | 0.1039 | 0.0018 | 0.0409 | 0.0012 | 0.0014 | 0.0022 | 0.0189 | 0.0443 | 0.0177 | 0 | 0 | 0.0021 | 0.0004 | 0.0011 | 0.0941 | 0 | 0
1f37113 | UGI | 8 | 15m_167056_407x225x586.dat | 0.1250;0.1250;0.2832 | 407;225;586 | (0.1462;74.1875;26.2591) | 60 | 2.5 | 38 | 87.375 | 60 | EZpaque | [73,75] | [90,20] | 1 | 10 | 75 | normal | none | 11.3116 | 6.2559 | 70.7643 | 49.4174 | 27.3306 | 1350.6051 | 0 | 0.0056 | 0.0449 | 0.0339 | 0.0037 | 0.3157 | 0.0143 | 0.1349 | 0.0054 | 0.0008 | 1 | 0.0011 | 0.002 | 0.0113 | 0.1869 | 0.0023 | 0.0862 | 0.0017 | 0.0014 | 0.0029 | 0.0369 | 0.0888 | 0.0367 | 0 | 0 | 0.0022 | 0.0004 | 0.0009 | 0.2078 | 0 | 0
1f37113 | UGI | 8 | 15m_167056_407x225x586.dat | 0.1250;0.1250;0.2832 | 407;225;586 | (0.1462;74.1875;26.2591) | 60 | 5.7448 | 47 | 87.375 | 60 | EZpaque | [73,75] | [90,20] | 1 | 10 | 75 | normal | none | 11.3116 | 6.2559 | 70.7643 | 49.4174 | 27.3306 | 1350.6051 | 0 | 0.0052 | 0.0331 | 0.026 | 0.0031 | 0.1757 | 0.0113 | 0.0996 | 0.0042 | 0.0009 | 0.9211 | 0.0009 | 0.0017 | 0.0091 | 0.1805 | 0.002 | 0.0653 | 0.0015 | 0.0014 | 0.0025 | 0.0263 | 0.0637 | 0.0266 | 0 | 0 | 0.0022 | 0.0004 | 0.0011 | 0.1706 | 0 | 0
1f37113 | UGI | 8 | 15m_167056_407x225x586.dat | 0.1250;0.1250;0.2832 | 407;225;586 | (0.1462;74.1875;26.2591) | 60 | 6.3535 | 49 | 87.375 | 60 | EZpaque | [73,75] | [90,20] | 1 | 10 | 75 | normal | none | 11.3116 | 6.2559 | 70.7643 | 49.4174 | 27.3306 | 1350.6051 | 0 | 0.0052 | 0.0317 | 0.025 | 0.003 | 0.1896 | 0.011 | 0.092 | 0.0041 | 0.0009 | 0.6311 | 0.0009 | 0.0017 | 0.0088 | 0.1605 | 0.0019 | 0.0627 | 0.0014 | 0.0014 | 0.0025 | 0.0255 | 0.0612 | 0.0257 | 0 | 0 | 0.0022 | 0.0004 | 0.0011 | 0.1437 | 0 | 0
1f37113 | UGI | 8 | 15m_167056_407x225x586.dat | 0.1250;0.1250;0.2832 | 407;225;586 | (0.1462;74.1875;26.2591) | 80 | 2.9 | 44 | 87.375 | 60 | EZpaque | [73,75] | [90,20] | 1 | 10 | 75 | normal | none | 11.3116 | 6.2559 | 70.7643 | 49.4174 | 27.3306 | 1350.6051 | 0 | 0.0054 | 0.0351 | 0.0283 | 0.0033 | 0.2018 | 0.0125 | 0.1052 | 0.0047 | 0.0009 | 0.6775 | 0.001 | 0.0019 | 0.01 | 0.1622 | 0.0021 | 0.0697 | 0.0016 | 0.0014 | 0.0027 | 0.0293 | 0.0705 | 0.0295 | 0 | 0 | 0.0022 | 0.0004 | 0.0009 | 0.1746 | 0 | 0
1f37113 | UGI | 8 | 15m_167056_407x225x586.dat | 0.1250;0.1250;0.2832 | 407;225;586 | (0.1462;74.1875;26.2591) | 80 | 7.702 | 57 | 87.375 | 60 | EZpaque | [73,75] | [90,20] | 1 | 10 | 75 | normal | none | 11.3116 | 6.2559 | 70.7643 | 49.4174 | 27.3306 | 1350.6051 | 0 | 0.005 | 0.0264 | 0.0214 | 0.0027 | 0.176 | 0.0099 | 0.0798 | 0.0037 | 0.0009 | 0.7611 | 0.0009 | 0.0016 | 0.0082 | 0.1282 | 0.0019 | 0.05 | 0.0013 | 0.0014 | 0.0024 | 0.0211 | 0.0528 | 0.0208 | 0 | 0 | 0.0022 | 0.0004 | 0.0011 | 0.1135 | 0 | 0
1f37113 | UGI | 8 | 15m_167056_407x225x586.dat | 0.1250;0.1250;0.2832 | 407;225;586 | (0.1462;74.1875;26.2591) | 80 | 8.502 | 60 | 87.375 | 60 | EZpaque | [73,75] | [90,20] | 1 | 10 | 75 | normal | none | 11.3116 | 6.2559 | 70.7643 | 49.4174 | 27.3306 | 1350.6051 | 0 | 0.005 | 0.0254 | 0.0205 | 0.0026 | 0.1609 | 0.0097 | 0.0768 | 0.0036 | 0.0009 | 0.7294 | 0.0008 | 0.0016 | 0.008 | 0.1284 | 0.0018 | 0.0484 | 0.0013 | 0.0014 | 0.0023 | 0.0206 | 0.0506 | 0.0199 | 0 | 0 | 0.0021 | 0.0004 | 0.0011 | 0.1089 | 0 | 0
1f37113 | UGI | 9 | 15m_167056_407x225x586.dat | 0.1250;0.1250;0.2832 | 407;225;586 | (0.1574;76.2744;26.1825) | 110 | 3.9 | 52 | 89.1991 | 60 | EZpaque | [73,75] | [90,20] | 1 | 5 | 75 | normal | none | 10.6928 | 5.9856 | 64.0035 | 47.6896 | 26.6957 | 1273.1055 | 0 | 0.0051 | 0.0284 | 0.0241 | 0.0027 | 0.1715 | 0.0112 | 0.0834 | 0.004 | 0.0009 | 0.921 | 0.001 | 0.0018 | 0.0085 | 0.1449 | 0.0018 | 0.0555 | 0.0014 | 0.0012 | 0.0022 | 0.0242 | 0.0587 | 0.023 | 0 | 0 | 0.0021 | 0.0004 | 0.001 | 0.1319 | 0 | 0
1f37113 | UGI | 9 | 15m_167056_407x225x586.dat | 0.1250;0.1250;0.2832 | 407;225;586 | (0.1574;76.2744;26.1825) | 110 | 7.85 | 62 | 89.1991 | 60 | EZpaque | [73,75] | [90,20] | 1 | 5 | 75 | normal | none | 10.6928 | 5.9856 | 64.0035 | 47.6896 | 26.6957 | 1273.1055 | 0 | 0.0049 | 0.0242 | 0.0207 | 0.0024 | 0.1569 | 0.0099 | 0.0643 | 0.0035 | 0.0008 | 0.9104 | 0.0009 | 0.0016 | 0.0077 | 0.1236 | 0.0017 | 0.0454 | 0.0013 | 0.0012 | 0.0021 | 0.0208 | 0.0504 | 0.0195 | 0 | 0 | 0.0021 | 0.0004 | 0.0011 | 0.1087 | 0 | 0
1f37113 | UGI | 9 | 15m_167056_407x225x586.dat | 0.1250;0.1250;0.2832 | 407;225;586 | (0.1574;76.2744;26.1825) | 110 | 9.9905 | 69 | 89.1991 | 60 | EZpaque | [73,75] | [90,20] | 1 | 5 | 75 | normal | none | 10.6928 | 5.9856 | 64.0035 | 47.6896 | 26.6957 | 1273.1055 | 0 | 0.0048 | 0.0219 | 0.0189 | 0.0023 | 0.126 | 0.0092 | 0.0601 | 0.0033 | 0.0008 | 0.3729 | 0.0009 | 0.0016 | 0.0073 | 0.1117 | 0.0017 | 0.0414 | 0.0012 | 0.0012 | 0.002 | 0.0189 | 0.0456 | 0.0174 | 0 | 0 | 0.002 | 0.0004 | 0.0011 | 0.0989 | 0 | 0
1f37113 | UGI | 9 | 15m_167056_407x225x586.dat | 0.1250;0.1250;0.2832 | 407;225;586 | (0.1574;76.2744;26.1825) | 60 | 2.5 | 38 | 89.1991 | 60 | EZpaque | [73,75] | [90,20] | 1 | 5 | 75 | normal | none | 10.6928 | 5.9856 | 64.0035 | 47.6896 | 26.6957 | 1273.1055 | 0 | 0.0056 | 0.0464 | 0.0347 | 0.0034 | 0.2475 | 0.0151 | 0.1462 | 0.0053 | 0.0008 | 0.7159 | 0.0012 | 0.002 | 0.0104 | 0.249 | 0.0021 | 0.086 | 0.0017 | 0.0012 | 0.0025 | 0.0386 | 0.0941 | 0.0371 | 0 | 0 | 0.0022 | 0.0004 | 0.0009 | 0.2023 | 0 | 0
1f37113 | UGI | 9 | 15m_167056_407x225x586.dat | 0.1250;0.1250;0.2832 | 407;225;586 | (0.1574;76.2744;26.1825) | 60 | 5.7448 | 47 | 89.1991 | 60 | EZpaque | [73,75] | [90,20] | 1 | 5 | 75 | normal | none | 10.6928 | 5.9856 | 64.0035 | 47.6896 | 26.6957 | 1273.1055 | 0 | 0.0052 | 0.033 | 0.0269 | 0.0029 | 0.1843 | 0.012 | 0.1047 | 0.0041 | 0.0009 | 1 | 0.001 | 0.0018 | 0.0087 | 0.1849 | 0.0018 | 0.0649 | 0.0015 | 0.0012 | 0.0023 | 0.0266 | 0.0661 | 0.0264 | 0 | 0 | 0.0022 | 0.0004 | 0.0011 | 0.1402 | 0 | 0
1f37113 | UGI | 9 | 15m_167056_407x225x586.dat | 0.1250;0.1250;0.2832 | 407;225;586 | (0.1574;76.2744;26.1825) | 60 | 6.3535 | 49 | 89.1991 | 60 | EZpaque | [73,75] | [90,20] | 1 | 5 | 75 | normal | none | 10.6928 | 5.9856 | 64.0035 | 47.6896 | 26.6957 | 1273.1055 | 0 | 0.0052 | 0.0314 | 0.0258 | 0.0028 | 0.1907 | 0.0116 | 0.0959 | 0.004 | 0.0009 | 1 | 0.001 | 0.0018 | 0.0085 | 0.1731 | 0.0018 | 0.0599 | 0.0014 | 0.0012 | 0.0022 | 0.0253 | 0.0641 | 0.025 | 0 | 0 | 0.0022 | 0.0004 | 0.0011 | 0.1259 | 0 | 0
1f37113 | UGI | 9 | 15m_167056_407x225x586.dat | 0.1250;0.1250;0.2832 | 407;225;586 | (0.1574;76.2744;26.1825) | 80 | 2.9 | 44 | 89.1991 | 60 | EZpaque | [73,75] | [90,20] | 1 | 5 | 75 | normal | none | 10.6928 | 5.9856 | 64.0035 | 47.6896 | 26.6957 | 1273.1055 | 0 | 0.0054 | 0.035 | 0.029 | 0.0031 | 0.2096 | 0.0131 | 0.1075 | 0.0046 | 0.0009 | 0.872 | 0.0011 | 0.0019 | 0.0094 | 0.1759 | 0.002 | 0.0694 | 0.0016 | 0.0012 | 0.0024 | 0.0296 | 0.0733 | 0.0287 | 0 | 0 | 0.0022 | 0.0004 | 0.0009 | 0.1494 | 0 | 0
1f37113 | UGI | 9 | 15m_167056_407x225x586.dat | 0.1250;0.1250;0.2832 | 407;225;586 | (0.1574;76.2744;26.1825) | 80 | 7.702 | 57 | 89.1991 | 60 | EZpaque | [73,75] | [90,20] | 1 | 5 | 75 | normal | none | 10.6928 | 5.9856 | 64.0035 | 47.6896 | 26.6957 | 1273.1055 | 0 | 0.005 | 0.0262 | 0.0227 | 0.0026 | 0.1701 | 0.0105 | 0.0762 | 0.0037 | 0.0009 | 0.7211 | 0.0009 | 0.0017 | 0.008 | 0.1416 | 0.0017 | 0.0499 | 0.0013 | 0.0013 | 0.0021 | 0.0221 | 0.0549 | 0.0207 | 0 | 0 | 0.0021 | 0.0004 | 0.0011 | 0.1101 | 0 | 0
1f37113 | UGI | 9 | 15m_167056_407x225x586.dat | 0.1250;0.1250;0.2832 | 407;225;586 | (0.1574;76.2744;26.1825) | 80 | 8.502 | 60 | 89.1991 | 60 | EZpaque | [73,75] | [90,20] | 1 | 5 | 75 | normal | none | 10.6928 | 5.9856 | 64.0035 | 47.6896 | 26.6957 | 1273.1055 | 0 | 0.005 | 0.025 | 0.0216 | 0.0025 | 0.1577 | 0.0101 | 0.0726 | 0.0036 | 0.0009 | 0.7644 | 0.0009 | 0.0017 | 0.0078 | 0.1291 | 0.0017 | 0.0488 | 0.0013 | 0.0013 | 0.0021 | 0.0213 | 0.0519 | 0.0199 | 0 | 0 | 0.0021 | 0.0004 | 0.0011 | 0.1075 | 0 | 0