## Normal KAP
Git Commit | Procedure | Field # | Phantom | Voxel Size | Voxel Array | Source Coordinate | Peak Potential | HVL | Average Energy | FDD | SSD | Contrast Material | Contrast Location | Contrast Percentage | # of Radigraphs | Field Time | Total Procedure Time | Disease State | Disease | Field Width @ 20cm | Field Height @ 20cm | Field Area @ 20cm | Field Width @ Image | Field Height @ Image | Field Area @ Image | KAP | Adrenals | Brain | Breast | Colon | ET | GB-wall | Gonads | Ht-wall | Kidneys | Eye-lens | Liver | Lungs | Oesophagus | O-mucosa | Pancreas | S-glands | SI-wall | Spleen | St-wall | Thymus | Thyroid | UB-wall | R-marrow | Endost-BS | Lymph | Muscle | Skin | Prostate / Uterus | Remainder | Effective Dose
- | - | - | - | - | - | - | kVp | mm Al | keV | cm | cm | - | - | - | - | s | s | - | - | cm | cm | cm2 | cm | cm | cm2 | Gy-cm2 | mGy/Gy-cm2 | mGy/Gy-cm2 | mGy/Gy-cm2 | mGy/Gy-cm2 | mGy/Gy-cm2 | mGy/Gy-cm2 | mGy/Gy-cm2 | mGy/Gy-cm2 | mGy/Gy-cm2 | mGy/Gy-cm2 | mGy/Gy-cm2 | mGy/Gy-cm2 | mGy/Gy-cm2 | mGy/Gy-cm2 | mGy/Gy-cm2 | mGy/Gy-cm2 | mGy/Gy-cm2 | mGy/Gy-cm2 | mGy/Gy-cm2 | mGy/Gy-cm2 | mGy/Gy-cm2 | mGy/Gy-cm2 | mGy/Gy-cm2 | mGy/Gy-cm2 | mGy/Gy-cm2 | mGy/Gy-cm2 | mGy/Gy-cm2 | mGy/Gy-cm2 | mGy/Gy-cm2 | mSv/Gy-cm2
4428212 | VCUG | 1 | 00f_051004_345x211x716.dat | 0.0663;0.0663;0.0663 | 345;211;716 | (0.0901;67.0610;-2.6929) | 60 | 2.5 | 38 | 76.6025 | 60 | iodine | [138] | [0] | 1 | 5 | 60 | normal | none | 4.788 | 5.3314 | 25.5263 | 18.3385 | 20.4197 | 374.4669 | 2.8526e-13 | 4.2947 | 0.0040616 | 0.56346 | 1.8176 | 0.01194 | 1.9913 | 2.0296 | 0.66663 | 4.5794 | 0.0059774 | 2.5655 | 1.0484 | 0.97702 | 0.035445 | 3.2259 | 0.030204 | 1.9431 | 3.9231 | 2.3082 | 0.14794 | 0.060812 | 1.6868 | 1.0984 | 1.0993 | 2.6552 | 1.0558 | 1.3494 | 2.1296 | 1.6756 | 1.4202
4428212 | VCUG | 1 | 00f_051004_345x211x716.dat | 0.0663;0.0663;0.0663 | 345;211;716 | (0.0901;67.0610;-2.6929) | 60 | 5.7448 | 47 | 76.6025 | 60 | iodine | [138] | [0] | 1 | 5 | 60 | normal | none | 4.788 | 5.3314 | 25.5263 | 18.3385 | 20.4197 | 374.4669 | 1.8523e-13 | 5.9893 | 0.011645 | 1.0913 | 3.1097 | 0.038307 | 3.5303 | 3.5949 | 1.2623 | 6.438 | 0.026656 | 4.0909 | 1.6274 | 1.6651 | 0.083437 | 4.9291 | 0.074459 | 3.4501 | 5.5915 | 3.8893 | 0.32629 | 0.15728 | 3.0042 | 1.7706 | 1.8014 | 3.7154 | 1.5565 | 1.589 | 3.6305 | 2.5541 | 2.3641
4428212 | VCUG | 1 | 00f_051004_345x211x716.dat | 0.0663;0.0663;0.0663 | 345;211;716 | (0.0901;67.0610;-2.6929) | 60 | 6.3535 | 49 | 76.6025 | 60 | iodine | [138] | [0] | 1 | 5 | 60 | normal | none | 4.788 | 5.3314 | 25.5263 | 18.3385 | 20.4197 | 374.4669 | 1.7686e-13 | 6.1422 | 0.01346 | 1.1891 | 3.2598 | 0.042169 | 3.8179 | 3.7833 | 1.3378 | 6.603 | 0.032953 | 4.2565 | 1.6948 | 1.7678 | 0.09209 | 5.1114 | 0.086617 | 3.6269 | 5.7424 | 4.0765 | 0.35069 | 0.16986 | 3.1841 | 1.8553 | 1.891 | 3.8362 | 1.6093 | 1.6122 | 3.8182 | 2.6593 | 2.482
4428212 | VCUG | 1 | 00f_051004_345x211x716.dat | 0.0663;0.0663;0.0663 | 345;211;716 | (0.0901;67.0610;-2.6929) | 80 | 2.9 | 44 | 76.6025 | 60 | iodine | [138] | [0] | 1 | 5 | 60 | normal | none | 4.788 | 5.3314 | 25.5263 | 18.3385 | 20.4197 | 374.4669 | 2.5539e-13 | 4.5894 | 0.0068013 | 0.72203 | 2.0803 | 0.023178 | 2.346 | 2.349 | 0.7996 | 4.8839 | 0.0086609 | 2.8639 | 1.1613 | 1.1229 | 0.048506 | 3.5365 | 0.043569 | 2.2611 | 4.2034 | 2.6441 | 0.18885 | 0.095184 | 1.9687 | 1.2448 | 1.2502 | 2.8702 | 1.1534 | 1.3895 | 2.4393 | 1.8481 | 1.6209
4428212 | VCUG | 1 | 00f_051004_345x211x716.dat | 0.0663;0.0663;0.0663 | 345;211;716 | (0.0901;67.0610;-2.6929) | 80 | 7.702 | 57 | 76.6025 | 60 | iodine | [138] | [0] | 1 | 5 | 60 | normal | none | 4.788 | 5.3314 | 25.5263 | 18.3385 | 20.4197 | 374.4669 | 1.707e-13 | 6.24 | 0.017889 | 1.3208 | 3.4212 | 0.053525 | 3.8725 | 3.944 | 1.4125 | 6.5938 | 0.038526 | 4.363 | 1.735 | 1.8463 | 0.10402 | 5.2081 | 0.1052 | 3.7997 | 5.7456 | 4.2427 | 0.38861 | 0.20215 | 3.3075 | 1.9486 | 1.9743 | 3.9035 | 1.6479 | 1.6049 | 3.9908 | 2.7166 | 2.5875
4428212 | VCUG | 1 | 00f_051004_345x211x716.dat | 0.0663;0.0663;0.0663 | 345;211;716 | (0.0901;67.0610;-2.6929) | 80 | 8.502 | 60 | 76.6025 | 60 | iodine | [138] | [0] | 1 | 5 | 60 | normal | none | 4.788 | 5.3314 | 25.5263 | 18.3385 | 20.4197 | 374.4669 | 1.6648e-13 | 6.3264 | 0.020008 | 1.3938 | 3.5175 | 0.05699 | 4.0864 | 4.0125 | 1.4616 | 6.6459 | 0.030516 | 4.4558 | 1.7691 | 1.9093 | 0.11554 | 5.3094 | 0.10764 | 3.9128 | 5.7975 | 4.3337 | 0.40455 | 0.19971 | 3.377 | 2.006 | 2.0307 | 3.9592 | 1.6787 | 1.6113 | 4.126 | 2.7798 | 2.6524
4428212 | VCUG | 1 | 00f_051004_345x211x716.dat | 0.0663;0.0663;0.0663 | 345;211;716 | (0.0901;67.0610;-2.6929) | 110 | 3.9 | 52 | 76.6025 | 60 | iodine | [138] | [0] | 1 | 5 | 60 | normal | none | 4.788 | 5.3314 | 25.5263 | 18.3385 | 20.4197 | 374.4669 | 2.283e-13 | 5.0312 | 0.010645 | 0.8937 | 2.4723 | 0.030247 | 2.7923 | 2.8468 | 0.97001 | 5.294 | 0.028078 | 3.2682 | 1.3095 | 1.2998 | 0.064105 | 3.9809 | 0.062112 | 2.6911 | 4.5966 | 3.0709 | 0.24702 | 0.11494 | 2.3426 | 1.4398 | 1.4406 | 3.1428 | 1.2892 | 1.4388 | 2.8967 | 2.0822 | 1.8905
4428212 | VCUG | 1 | 00f_051004_345x211x716.dat | 0.0663;0.0663;0.0663 | 345;211;716 | (0.0901;67.0610;-2.6929) | 110 | 7.85 | 62 | 76.6025 | 60 | iodine | [138] | [0] | 1 | 5 | 60 | normal | none | 4.788 | 5.3314 | 25.5263 | 18.3385 | 20.4197 | 374.4669 | 1.8232e-13 | 6.0202 | 0.018592 | 1.3205 | 3.2933 | 0.056829 | 3.8122 | 3.8642 | 1.3476 | 6.2917 | 0.042472 | 4.1882 | 1.6546 | 1.7731 | 0.10505 | 4.9856 | 0.095805 | 3.6468 | 5.5068 | 4.0639 | 0.36318 | 0.1941 | 3.1849 | 1.8726 | 1.874 | 3.7781 | 1.5918 | 1.5626 | 3.8608 | 2.6187 | 2.4971
4428212 | VCUG | 1 | 00f_051004_345x211x716.dat | 0.0663;0.0663;0.0663 | 345;211;716 | (0.0901;67.0610;-2.6929) | 110 | 9.9905 | 69 | 76.6025 | 60 | iodine | [138] | [0] | 1 | 5 | 60 | normal | none | 4.788 | 5.3314 | 25.5263 | 18.3385 | 20.4197 | 374.4669 | 1.7627e-13 | 6.1536 | 0.022329 | 1.432 | 3.4986 | 0.060384 | 4.0896 | 4.081 | 1.4462 | 6.3725 | 0.027744 | 4.3619 | 1.7145 | 1.8723 | 0.11473 | 5.1613 | 0.11298 | 3.8768 | 5.5993 | 4.2647 | 0.4041 | 0.19813 | 3.3378 | 1.9749 | 1.9647 | 3.8788 | 1.6506 | 1.5742 | 4.0975 | 2.7202 | 2.6266
4428212 | VCUG | 2 | 00f_051004_345x211x716.dat | 0.0663;0.0663;0.0663 | 345;211;716 | (0.0769;67.0610;-7.5732) | 60 | 2.5 | 38 | 76.6025 | 60 | iodine | [138] | [10] | 0 | 5 | 60 | normal | none | 3.192 | 2.2674 | 7.2375 | 12.2257 | 8.6845 | 106.1738 | 2.6402e-13 | 0.18687 | 0.0010337 | 0.020227 | 2.4189 | 0.0011861 | 0.25107 | 5.8322 | 0.03106 | 0.75704 | 0.00024867 | 0.1657 | 0.030311 | 0.033589 | 0.0046084 | 0.31562 | 0.0038244 | 1.9141 | 0.13109 | 0.22569 | 0.011757 | 0.0067348 | 5.5875 | 1.365 | 1.3496 | 1.588 | 1.6685 | 1.1516 | 6.97 | 0.90928 | 1.3197
4428212 | VCUG | 2 | 00f_051004_345x211x716.dat | 0.0663;0.0663;0.0663 | 345;211;716 | (0.0769;67.0610;-7.5732) | 60 | 5.7448 | 47 | 76.6025 | 60 | iodine | [138] | [10] | 0 | 5 | 60 | normal | none | 3.192 | 2.2674 | 7.2375 | 12.2257 | 8.6845 | 106.1738 | 1.7144e-13 | 0.42282 | 0.0027652 | 0.055387 | 4.0665 | 0.0085615 | 0.51294 | 9.9935 | 0.084093 | 1.5262 | 0.0046269 | 0.37804 | 0.080505 | 0.08817 | 0.010518 | 0.69825 | 0.0097718 | 3.6743 | 0.3139 | 0.51481 | 0.034356 | 0.023788 | 9.7135 | 2.2445 | 2.2467 | 2.5228 | 2.4352 | 1.4007 | 11.4931 | 1.5266 | 2.2628
4428212 | VCUG | 2 | 00f_051004_345x211x716.dat | 0.0663;0.0663;0.0663 | 345;211;716 | (0.0769;67.0610;-7.5732) | 60 | 6.3535 | 49 | 76.6025 | 60 | iodine | [138] | [10] | 0 | 5 | 60 | normal | none | 3.192 | 2.2674 | 7.2375 | 12.2257 | 8.6845 | 106.1738 | 1.637e-13 | 0.46528 | 0.0030542 | 0.068517 | 4.2562 | 0.0083104 | 0.60865 | 10.5438 | 0.095316 | 1.635 | 0.0043025 | 0.41323 | 0.090734 | 0.10309 | 0.013438 | 0.76647 | 0.013043 | 3.9 | 0.34733 | 0.56756 | 0.038443 | 0.024187 | 10.1694 | 2.3527 | 2.3581 | 2.6297 | 2.5141 | 1.4254 | 11.9977 | 1.6064 | 2.383
4428212 | VCUG | 2 | 00f_051004_345x211x716.dat | 0.0663;0.0663;0.0663 | 345;211;716 | (0.0769;67.0610;-7.5732) | 80 | 2.9 | 44 | 76.6025 | 60 | iodine | [138] | [10] | 0 | 5 | 60 | normal | none | 3.192 | 2.2674 | 7.2375 | 12.2257 | 8.6845 | 106.1738 | 2.3638e-13 | 0.24977 | 0.0016511 | 0.026761 | 2.7631 | 0.0042398 | 0.32641 | 6.7828 | 0.046955 | 0.93224 | 0.0022405 | 0.22176 | 0.045495 | 0.048182 | 0.0051519 | 0.41167 | 0.0060962 | 2.3035 | 0.18116 | 0.30034 | 0.019202 | 0.011472 | 6.4448 | 1.5575 | 1.5429 | 1.7747 | 1.813 | 1.1968 | 7.8739 | 1.0392 | 1.527
4428212 | VCUG | 2 | 00f_051004_345x211x716.dat | 0.0663;0.0663;0.0663 | 345;211;716 | (0.0769;67.0610;-7.5732) | 80 | 7.702 | 57 | 76.6025 | 60 | iodine | [138] | [10] | 0 | 5 | 60 | normal | none | 3.192 | 2.2674 | 7.2375 | 12.2257 | 8.6845 | 106.1738 | 1.5799e-13 | 0.53476 | 0.0043607 | 0.080709 | 4.4281 | 0.0094159 | 0.68575 | 11.0072 | 0.11703 | 1.7178 | 0.0037536 | 0.46475 | 0.11129 | 0.12626 | 0.018376 | 0.84121 | 0.017137 | 4.1567 | 0.39963 | 0.64777 | 0.051761 | 0.031502 | 10.5217 | 2.4789 | 2.4688 | 2.7454 | 2.5629 | 1.4286 | 12.4415 | 1.6817 | 2.4969
4428212 | VCUG | 2 | 00f_051004_345x211x716.dat | 0.0663;0.0663;0.0663 | 345;211;716 | (0.0769;67.0610;-7.5732) | 80 | 8.502 | 60 | 76.6025 | 60 | iodine | [138] | [10] | 0 | 5 | 60 | normal | none | 3.192 | 2.2674 | 7.2375 | 12.2257 | 8.6845 | 106.1738 | 1.5407e-13 | 0.56086 | 0.0047763 | 0.079255 | 4.5392 | 0.011402 | 0.71979 | 11.2402 | 0.1268 | 1.7759 | 0.010852 | 0.49194 | 0.11991 | 0.12768 | 0.02035 | 0.88322 | 0.019628 | 4.3001 | 0.42075 | 0.67533 | 0.054924 | 0.033146 | 10.7755 | 2.5546 | 2.5412 | 2.8083 | 2.6058 | 1.4379 | 12.7694 | 1.7289 | 2.56
4428212 | VCUG | 2 | 00f_051004_345x211x716.dat | 0.0663;0.0663;0.0663 | 345;211;716 | (0.0769;67.0610;-7.5732) | 110 | 3.9 | 52 | 76.6025 | 60 | iodine | [138] | [10] | 0 | 5 | 60 | normal | none | 3.192 | 2.2674 | 7.2375 | 12.2257 | 8.6845 | 106.1738 | 2.1128e-13 | 0.33203 | 0.0026929 | 0.035654 | 3.2355 | 0.006018 | 0.40555 | 7.9462 | 0.071633 | 1.1361 | 0.0053596 | 0.2921 | 0.067014 | 0.072069 | 0.01121 | 0.52711 | 0.0099094 | 2.8428 | 0.24184 | 0.39305 | 0.029986 | 0.017783 | 7.5746 | 1.8192 | 1.7937 | 2.0421 | 2.0186 | 1.2521 | 9.1474 | 1.2158 | 1.7965
4428212 | VCUG | 2 | 00f_051004_345x211x716.dat | 0.0663;0.0663;0.0663 | 345;211;716 | (0.0769;67.0610;-7.5732) | 110 | 7.85 | 62 | 76.6025 | 60 | iodine | [138] | [10] | 0 | 5 | 60 | normal | none | 3.192 | 2.2674 | 7.2375 | 12.2257 | 8.6845 | 106.1738 | 1.6872e-13 | 0.50548 | 0.0045642 | 0.071426 | 4.2744 | 0.010171 | 0.67105 | 10.7148 | 0.11533 | 1.605 | 0.0092461 | 0.44172 | 0.10886 | 0.12223 | 0.020433 | 0.78597 | 0.01761 | 3.9849 | 0.376 | 0.60271 | 0.052855 | 0.029646 | 10.1256 | 2.3923 | 2.3558 | 2.6343 | 2.4786 | 1.3885 | 12.0566 | 1.6206 | 2.412
4428212 | VCUG | 2 | 00f_051004_345x211x716.dat | 0.0663;0.0663;0.0663 | 345;211;716 | (0.0769;67.0610;-7.5732) | 110 | 9.9905 | 69 | 76.6025 | 60 | iodine | [138] | [10] | 0 | 5 | 60 | normal | none | 3.192 | 2.2674 | 7.2375 | 12.2257 | 8.6845 | 106.1738 | 1.6311e-13 | 0.55715 | 0.0056168 | 0.094788 | 4.5184 | 0.011728 | 0.76218 | 11.334 | 0.13644 | 1.7002 | 0.0066856 | 0.49022 | 0.12661 | 0.13185 | 0.021485 | 0.86689 | 0.021154 | 4.2933 | 0.41891 | 0.67316 | 0.061976 | 0.036367 | 10.6853 | 2.5343 | 2.4808 | 2.7558 | 2.563 | 1.4012 | 12.7165 | 1.7151 | 2.5591
4428212 | VCUG | 3 | 00f_051004_345x211x716.dat | 0.0663;0.0663;0.0663 | 345;211;716 | (0.0769;67.0610;-7.5732) | 60 | 2.5 | 38 | 76.6025 | 60 | iodine | [138] | [30] | 0 | 5 | 60 | normal | none | 3.192 | 2.2674 | 7.2375 | 12.2257 | 8.6845 | 106.1738 | 2.6402e-13 | 0.18646 | 0.001027 | 0.02068 | 2.418 | 0.0011991 | 0.24872 | 5.8538 | 0.030869 | 0.7559 | 0.00024867 | 0.16534 | 0.030159 | 0.033774 | 0.0046251 | 0.3161 | 0.0038683 | 1.9146 | 0.13094 | 0.22559 | 0.011654 | 0.006778 | 5.4644 | 1.3649 | 1.3495 | 1.589 | 1.6659 | 1.1487 | 7.0439 | 0.91456 | 1.317
4428212 | VCUG | 3 | 00f_051004_345x211x716.dat | 0.0663;0.0663;0.0663 | 345;211;716 | (0.0769;67.0610;-7.5732) | 60 | 5.7448 | 47 | 76.6025 | 60 | iodine | [138] | [30] | 0 | 5 | 60 | normal | none | 3.192 | 2.2674 | 7.2375 | 12.2257 | 8.6845 | 106.1738 | 1.7144e-13 | 0.42079 | 0.0027424 | 0.05532 | 4.0684 | 0.0085673 | 0.51799 | 10.0547 | 0.083661 | 1.5248 | 0.0046269 | 0.37715 | 0.07998 | 0.088374 | 0.010617 | 0.69726 | 0.0098628 | 3.6793 | 0.3129 | 0.51391 | 0.034142 | 0.023844 | 9.7007 | 2.244 | 2.2462 | 2.526 | 2.432 | 1.396 | 11.6967 | 1.5423 | 2.269
4428212 | VCUG | 3 | 00f_051004_345x211x716.dat | 0.0663;0.0663;0.0663 | 345;211;716 | (0.0769;67.0610;-7.5732) | 60 | 6.3535 | 49 | 76.6025 | 60 | iodine | [138] | [30] | 0 | 5 | 60 | normal | none | 3.192 | 2.2674 | 7.2375 | 12.2257 | 8.6845 | 106.1738 | 1.637e-13 | 0.46352 | 0.0030369 | 0.06768 | 4.2596 | 0.0083905 | 0.611 | 10.6605 | 0.09512 | 1.6333 | 0.0043025 | 0.41231 | 0.090325 | 0.10188 | 0.013546 | 0.76562 | 0.013089 | 3.9051 | 0.3459 | 0.5645 | 0.038225 | 0.02313 | 10.2408 | 2.3521 | 2.3576 | 2.6326 | 2.5106 | 1.421 | 12.206 | 1.6222 | 2.3967
4428212 | VCUG | 3 | 00f_051004_345x211x716.dat | 0.0663;0.0663;0.0663 | 345;211;716 | (0.0769;67.0610;-7.5732) | 80 | 2.9 | 44 | 76.6025 | 60 | iodine | [138] | [30] | 0 | 5 | 60 | normal | none | 3.192 | 2.2674 | 7.2375 | 12.2257 | 8.6845 | 106.1738 | 2.3638e-13 | 0.24808 | 0.0016445 | 0.027259 | 2.7651 | 0.0043896 | 0.3221 | 6.8031 | 0.04676 | 0.93144 | 0 | 0.22126 | 0.045309 | 0.048905 | 0.0051342 | 0.4106 | 0.0060679 | 2.304 | 0.18097 | 0.29966 | 0.019075 | 0.01192 | 6.3513 | 1.5572 | 1.5427 | 1.7748 | 1.8106 | 1.1938 | 7.9661 | 1.0456 | 1.5258
4428212 | VCUG | 3 | 00f_051004_345x211x716.dat | 0.0663;0.0663;0.0663 | 345;211;716 | (0.0769;67.0610;-7.5732) | 80 | 7.702 | 57 | 76.6025 | 60 | iodine | [138] | [30] | 0 | 5 | 60 | normal | none | 3.192 | 2.2674 | 7.2375 | 12.2257 | 8.6845 | 106.1738 | 1.5799e-13 | 0.5333 | 0.004339 | 0.081089 | 4.4322 | 0.0094178 | 0.68075 | 11.0521 | 0.11608 | 1.7167 | 0.0032477 | 0.46339 | 0.11088 | 0.12504 | 0.01795 | 0.83962 | 0.016867 | 4.1632 | 0.39707 | 0.64448 | 0.051552 | 0.031359 | 10.673 | 2.4781 | 2.4681 | 2.7472 | 2.56 | 1.4246 | 12.6415 | 1.696 | 2.5082
4428212 | VCUG | 3 | 00f_051004_345x211x716.dat | 0.0663;0.0663;0.0663 | 345;211;716 | (0.0769;67.0610;-7.5732) | 80 | 8.502 | 60 | 76.6025 | 60 | iodine | [138] | [30] | 0 | 5 | 60 | normal | none | 3.192 | 2.2674 | 7.2375 | 12.2257 | 8.6845 | 106.1738 | 1.5407e-13 | 0.55801 | 0.0047657 | 0.077042 | 4.5397 | 0.011836 | 0.72609 | 11.2954 | 0.12614 | 1.7742 | 0.0086103 | 0.49024 | 0.11946 | 0.12691 | 0.02007 | 0.87959 | 0.019342 | 4.3088 | 0.41958 | 0.67112 | 0.054964 | 0.032554 | 10.9715 | 2.5536 | 2.5402 | 2.8101 | 2.6031 | 1.434 | 12.9693 | 1.744 | 2.5731
4428212 | VCUG | 3 | 00f_051004_345x211x716.dat | 0.0663;0.0663;0.0663 | 345;211;716 | (0.0769;67.0610;-7.5732) | 110 | 3.9 | 52 | 76.6025 | 60 | iodine | [138] | [30] | 0 | 5 | 60 | normal | none | 3.192 | 2.2674 | 7.2375 | 12.2257 | 8.6845 | 106.1738 | 2.1128e-13 | 0.33095 | 0.002677 | 0.035765 | 3.2355 | 0.0056114 | 0.40301 | 7.9888 | 0.071198 | 1.1353 | 0.0051925 | 0.29143 | 0.066659 | 0.070971 | 0.011013 | 0.52621 | 0.010002 | 2.8471 | 0.24056 | 0.39135 | 0.029681 | 0.018517 | 7.5547 | 1.8189 | 1.7934 | 2.0431 | 2.0159 | 1.2493 | 9.2638 | 1.224 | 1.7997
4428212 | VCUG | 3 | 00f_051004_345x211x716.dat | 0.0663;0.0663;0.0663 | 345;211;716 | (0.0769;67.0610;-7.5732) | 110 | 7.85 | 62 | 76.6025 | 60 | iodine | [138] | [30] | 0 | 5 | 60 | normal | none | 3.192 | 2.2674 | 7.2375 | 12.2257 | 8.6845 | 106.1738 | 1.6872e-13 | 0.50403 | 0.0045569 | 0.069073 | 4.2768 | 0.0096254 | 0.66578 | 10.7663 | 0.11499 | 1.6034 | 0.0092461 | 0.44046 | 0.10848 | 0.12175 | 0.020302 | 0.78473 | 0.01745 | 3.992 | 0.37513 | 0.59898 | 0.052576 | 0.029204 | 10.2163 | 2.3915 | 2.355 | 2.6355 | 2.4762 | 1.3853 | 12.219 | 1.6321 | 2.4205
4428212 | VCUG | 3 | 00f_051004_345x211x716.dat | 0.0663;0.0663;0.0663 | 345;211;716 | (0.0769;67.0610;-7.5732) | 110 | 9.9905 | 69 | 76.6025 | 60 | iodine | [138] | [30] | 0 | 5 | 60 | normal | none | 3.192 | 2.2674 | 7.2375 | 12.2257 | 8.6845 | 106.1738 | 1.6311e-13 | 0.55632 | 0.0055902 | 0.098117 | 4.52 | 0.01256 | 0.76328 | 11.3425 | 0.13558 | 1.6977 | 0.0045679 | 0.48858 | 0.1262 | 0.13209 | 0.021802 | 0.8653 | 0.021298 | 4.3006 | 0.41729 | 0.67132 | 0.061596 | 0.035704 | 10.8643 | 2.5333 | 2.4798 | 2.7577 | 2.5604 | 1.3985 | 12.8618 | 1.7261 | 2.5683
4428212 | VCUG | 4 | 00f_051004_345x211x716.dat | 0.0663;0.0663;0.0663 | 345;211;716 | (0.0769;67.0610;-7.5732) | 60 | 2.5 | 38 | 76.6025 | 60 | iodine | [138] | [50] | 0 | 5 | 60 | normal | none | 3.192 | 2.2674 | 7.2375 | 12.2257 | 8.6845 | 106.1738 | 2.6402e-13 | 0.18569 | 0.0010207 | 0.020181 | 2.417 | 0.0013408 | 0.24809 | 5.8557 | 0.030781 | 0.7559 | 0.00024867 | 0.16511 | 0.030182 | 0.033771 | 0.0045202 | 0.31525 | 0.0037412 | 1.9115 | 0.13078 | 0.22503 | 0.011673 | 0.0065602 | 5.3372 | 1.3648 | 1.3493 | 1.5889 | 1.6634 | 1.1466 | 7.0768 | 0.91673 | 1.312
4428212 | VCUG | 4 | 00f_051004_345x211x716.dat | 0.0663;0.0663;0.0663 | 345;211;716 | (0.0769;67.0610;-7.5732) | 60 | 5.7448 | 47 | 76.6025 | 60 | iodine | [138] | [50] | 0 | 5 | 60 | normal | none | 3.192 | 2.2674 | 7.2375 | 12.2257 | 8.6845 | 106.1738 | 1.7144e-13 | 0.42005 | 0.0027389 | 0.053948 | 4.066 | 0.0085918 | 0.51497 | 10.092 | 0.08306 | 1.5237 | 0.0046269 | 0.37634 | 0.07998 | 0.088339 | 0.010642 | 0.69627 | 0.0099071 | 3.6746 | 0.31186 | 0.51185 | 0.033989 | 0.023316 | 9.5729 | 2.2436 | 2.2459 | 2.5279 | 2.4281 | 1.3924 | 11.7947 | 1.5491 | 2.2669
4428212 | VCUG | 4 | 00f_051004_345x211x716.dat | 0.0663;0.0663;0.0663 | 345;211;716 | (0.0769;67.0610;-7.5732) | 60 | 6.3535 | 49 | 76.6025 | 60 | iodine | [138] | [50] | 0 | 5 | 60 | normal | none | 3.192 | 2.2674 | 7.2375 | 12.2257 | 8.6845 | 106.1738 | 1.637e-13 | 0.46297 | 0.0030407 | 0.065963 | 4.2567 | 0.008699 | 0.61107 | 10.6917 | 0.094546 | 1.6325 | 0.0043025 | 0.41114 | 0.090007 | 0.10198 | 0.013079 | 0.76311 | 0.013144 | 3.9006 | 0.34529 | 0.5633 | 0.03809 | 0.023006 | 10.085 | 2.3516 | 2.357 | 2.6344 | 2.5064 | 1.4176 | 12.3123 | 1.6298 | 2.393
4428212 | VCUG | 4 | 00f_051004_345x211x716.dat | 0.0663;0.0663;0.0663 | 345;211;716 | (0.0769;67.0610;-7.5732) | 80 | 2.9 | 44 | 76.6025 | 60 | iodine | [138] | [50] | 0 | 5 | 60 | normal | none | 3.192 | 2.2674 | 7.2375 | 12.2257 | 8.6845 | 106.1738 | 2.3638e-13 | 0.24814 | 0.001642 | 0.026751 | 2.7639 | 0.004723 | 0.32161 | 6.8209 | 0.046684 | 0.93068 | 0 | 0.22073 | 0.045114 | 0.048478 | 0.0051562 | 0.41051 | 0.0059909 | 2.3013 | 0.18066 | 0.2989 | 0.019063 | 0.011457 | 6.2345 | 1.557 | 1.5424 | 1.7749 | 1.8079 | 1.1917 | 8.0101 | 1.0487 | 1.5225
4428212 | VCUG | 4 | 00f_051004_345x211x716.dat | 0.0663;0.0663;0.0663 | 345;211;716 | (0.0769;67.0610;-7.5732) | 80 | 7.702 | 57 | 76.6025 | 60 | iodine | [138] | [50] | 0 | 5 | 60 | normal | none | 3.192 | 2.2674 | 7.2375 | 12.2257 | 8.6845 | 106.1738 | 1.5799e-13 | 0.53106 | 0.0043422 | 0.080532 | 4.4295 | 0.0094223 | 0.68505 | 11.0882 | 0.11567 | 1.7149 | 0.0032477 | 0.46252 | 0.11035 | 0.12466 | 0.01807 | 0.83855 | 0.016761 | 4.1582 | 0.39611 | 0.64372 | 0.051417 | 0.030586 | 10.6496 | 2.4774 | 2.4673 | 2.7481 | 2.5565 | 1.4211 | 12.7554 | 1.7045 | 2.5104
4428212 | VCUG | 4 | 00f_051004_345x211x716.dat | 0.0663;0.0663;0.0663 | 345;211;716 | (0.0769;67.0610;-7.5732) | 80 | 8.502 | 60 | 76.6025 | 60 | iodine | [138] | [50] | 0 | 5 | 60 | normal | none | 3.192 | 2.2674 | 7.2375 | 12.2257 | 8.6845 | 106.1738 | 1.5407e-13 | 0.55681 | 0.0047639 | 0.079125 | 4.5387 | 0.011905 | 0.72336 | 11.3337 | 0.12536 | 1.773 | 0.0086103 | 0.48893 | 0.11912 | 0.12584 | 0.019718 | 0.87777 | 0.019262 | 4.3064 | 0.41705 | 0.66969 | 0.054511 | 0.032292 | 10.9475 | 2.5527 | 2.5394 | 2.8087 | 2.5996 | 1.431 | 13.0809 | 1.7515 | 2.5757
4428212 | VCUG | 4 | 00f_051004_345x211x716.dat | 0.0663;0.0663;0.0663 | 345;211;716 | (0.0769;67.0610;-7.5732) | 110 | 3.9 | 52 | 76.6025 | 60 | iodine | [138] | [50] | 0 | 5 | 60 | normal | none | 3.192 | 2.2674 | 7.2375 | 12.2257 | 8.6845 | 106.1738 | 2.1128e-13 | 0.33099 | 0.0026799 | 0.035544 | 3.2339 | 0.0059044 | 0.4042 | 7.9604 | 0.070815 | 1.1344 | 0.0051925 | 0.29076 | 0.066508 | 0.070734 | 0.010919 | 0.5247 | 0.009855 | 2.8414 | 0.24012 | 0.38985 | 0.029635 | 0.018026 | 7.4615 | 1.8184 | 1.7929 | 2.0432 | 2.0132 | 1.2465 | 9.3268 | 1.2286 | 1.7937
4428212 | VCUG | 4 | 00f_051004_345x211x716.dat | 0.0663;0.0663;0.0663 | 345;211;716 | (0.0769;67.0610;-7.5732) | 110 | 7.85 | 62 | 76.6025 | 60 | iodine | [138] | [50] | 0 | 5 | 60 | normal | none | 3.192 | 2.2674 | 7.2375 | 12.2257 | 8.6845 | 106.1738 | 1.6872e-13 | 0.50268 | 0.0045435 | 0.068296 | 4.2755 | 0.0093717 | 0.67188 | 10.7782 | 0.11476 | 1.6019 | 0.0092461 | 0.43937 | 0.10808 | 0.12207 | 0.020127 | 0.78354 | 0.017369 | 3.988 | 0.37348 | 0.59945 | 0.052369 | 0.029773 | 10.1926 | 2.3907 | 2.3542 | 2.6361 | 2.473 | 1.3817 | 12.3115 | 1.6391 | 2.4209
4428212 | VCUG | 4 | 00f_051004_345x211x716.dat | 0.0663;0.0663;0.0663 | 345;211;716 | (0.0769;67.0610;-7.5732) | 110 | 9.9905 | 69 | 76.6025 | 60 | iodine | [138] | [50] | 0 | 5 | 60 | normal | none | 3.192 | 2.2674 | 7.2375 | 12.2257 | 8.6845 | 106.1738 | 1.6311e-13 | 0.55415 | 0.0055807 | 0.098405 | 4.5161 | 0.011787 | 0.76678 | 11.4008 | 0.13547 | 1.6962 | 0.0045679 | 0.48769 | 0.12586 | 0.1325 | 0.021758 | 0.86456 | 0.021401 | 4.2989 | 0.41602 | 0.67028 | 0.061194 | 0.036322 | 10.8533 | 2.5324 | 2.4789 | 2.7561 | 2.5574 | 1.3951 | 12.9666 | 1.7336 | 2.5727
4428212 | VCUG | 5 | 00f_051004_345x211x716.dat | 0.0663;0.0663;0.0663 | 345;211;716 | (-0.7309;68.4855;-5.9997) | 60 | 2.5 | 38 | 77.7048 | 60 | iodine | [138] | [50] | 0 | 5 | 60 | normal | none | 4.3884 | 3.1382 | 13.772 | 17.0501 | 12.1929 | 207.8889 | 2.6818e-13 | 0.40267 | 0.001368 | 0.025448 | 2.5932 | 0.0028007 | 0.45752 | 2.892 | 0.05858 | 3.4032 | 0.00029255 | 0.41192 | 0.055265 | 0.073868 | 0.006798 | 0.9287 | 0.0055205 | 2.9426 | 0.32829 | 0.56991 | 0.019967 | 0.0093959 | 2.4976 | 0.85244 | 0.79982 | 2.7788 | 1.1547 | 1.4269 | 3.0683 | 0.95067 | 0.97905
4428212 | VCUG | 5 | 00f_051004_345x211x716.dat | 0.0663;0.0663;0.0663 | 345;211;716 | (-0.7309;68.4855;-5.9997) | 60 | 5.7448 | 47 | 77.7048 | 60 | iodine | [138] | [50] | 0 | 5 | 60 | normal | none | 4.3884 | 3.1382 | 13.772 | 17.0501 | 12.1929 | 207.8889 | 1.7415e-13 | 0.81041 | 0.0035279 | 0.080742 | 4.1211 | 0.012634 | 0.97986 | 5.4339 | 0.14337 | 5.192 | 0.0062338 | 0.80874 | 0.13461 | 0.15377 | 0.017662 | 1.6642 | 0.01692 | 4.9539 | 0.65278 | 1.1014 | 0.056269 | 0.031589 | 4.7555 | 1.4627 | 1.4007 | 3.9606 | 1.7086 | 1.6676 | 5.6068 | 1.563 | 1.7112
4428212 | VCUG | 5 | 00f_051004_345x211x716.dat | 0.0663;0.0663;0.0663 | 345;211;716 | (-0.7309;68.4855;-5.9997) | 60 | 6.3535 | 49 | 77.7048 | 60 | iodine | [138] | [50] | 0 | 5 | 60 | normal | none | 4.3884 | 3.1382 | 13.772 | 17.0501 | 12.1929 | 207.8889 | 1.6628e-13 | 0.87586 | 0.0041406 | 0.095554 | 4.2994 | 0.015234 | 1.0131 | 5.7015 | 0.16061 | 5.3786 | 0.0080922 | 0.86605 | 0.15003 | 0.16842 | 0.020619 | 1.7451 | 0.018356 | 5.1822 | 0.6952 | 1.172 | 0.064234 | 0.03456 | 5.0608 | 1.5429 | 1.481 | 4.0871 | 1.7675 | 1.6888 | 5.9284 | 1.6338 | 1.8005
4428212 | VCUG | 5 | 00f_051004_345x211x716.dat | 0.0663;0.0663;0.0663 | 345;211;716 | (-0.7309;68.4855;-5.9997) | 80 | 2.9 | 44 | 77.7048 | 60 | iodine | [138] | [50] | 0 | 5 | 60 | normal | none | 4.3884 | 3.1382 | 13.772 | 17.0501 | 12.1929 | 207.8889 | 2.4011e-13 | 0.5033 | 0.0022232 | 0.051071 | 2.8987 | 0.0056236 | 0.57897 | 3.3984 | 0.083956 | 3.7305 | 0.010717 | 0.50634 | 0.077638 | 0.089007 | 0.0088862 | 1.0809 | 0.010009 | 3.3593 | 0.39989 | 0.68813 | 0.031963 | 0.020025 | 3.0236 | 0.99152 | 0.93544 | 3.0073 | 1.2613 | 1.4631 | 3.6138 | 1.077 | 1.1356
4428212 | VCUG | 5 | 00f_051004_345x211x716.dat | 0.0663;0.0663;0.0663 | 345;211;716 | (-0.7309;68.4855;-5.9997) | 80 | 7.702 | 57 | 77.7048 | 60 | iodine | [138] | [50] | 0 | 5 | 60 | normal | none | 4.3884 | 3.1382 | 13.772 | 17.0501 | 12.1929 | 207.8889 | 1.6049e-13 | 0.95174 | 0.0056634 | 0.10129 | 4.4412 | 0.013272 | 1.1555 | 5.9513 | 0.1883 | 5.4559 | 0.010015 | 0.93666 | 0.17438 | 0.2047 | 0.026667 | 1.8032 | 0.024619 | 5.3844 | 0.7253 | 1.2498 | 0.079652 | 0.0385 | 5.3691 | 1.6448 | 1.5709 | 4.1827 | 1.8087 | 1.6778 | 6.2853 | 1.7053 | 1.8889
4428212 | VCUG | 5 | 00f_051004_345x211x716.dat | 0.0663;0.0663;0.0663 | 345;211;716 | (-0.7309;68.4855;-5.9997) | 80 | 8.502 | 60 | 77.7048 | 60 | iodine | [138] | [50] | 0 | 5 | 60 | normal | none | 4.3884 | 3.1382 | 13.772 | 17.0501 | 12.1929 | 207.8889 | 1.5652e-13 | 0.99311 | 0.0063896 | 0.11826 | 4.5469 | 0.016439 | 1.2353 | 6.2005 | 0.19971 | 5.5397 | 0.0048858 | 0.97841 | 0.18437 | 0.21727 | 0.029282 | 1.8414 | 0.026331 | 5.5294 | 0.75493 | 1.3005 | 0.085459 | 0.043857 | 5.5696 | 1.7024 | 1.625 | 4.2502 | 1.8415 | 1.6845 | 6.5098 | 1.752 | 1.9543
4428212 | VCUG | 5 | 00f_051004_345x211x716.dat | 0.0663;0.0663;0.0663 | 345;211;716 | (-0.7309;68.4855;-5.9997) | 110 | 3.9 | 52 | 77.7048 | 60 | iodine | [138] | [50] | 0 | 5 | 60 | normal | none | 4.3884 | 3.1382 | 13.772 | 17.0501 | 12.1929 | 207.8889 | 2.1464e-13 | 0.6197 | 0.0035444 | 0.067556 | 3.3368 | 0.0097518 | 0.73338 | 4.1935 | 0.11557 | 4.1818 | 0.0052787 | 0.6293 | 0.10695 | 0.12513 | 0.015431 | 1.2536 | 0.014922 | 3.916 | 0.48827 | 0.83881 | 0.048272 | 0.025348 | 3.6885 | 1.1799 | 1.1104 | 3.3332 | 1.4114 | 1.5153 | 4.423 | 1.2523 | 1.3545
4428212 | VCUG | 5 | 00f_051004_345x211x716.dat | 0.0663;0.0663;0.0663 | 345;211;716 | (-0.7309;68.4855;-5.9997) | 110 | 7.85 | 62 | 77.7048 | 60 | iodine | [138] | [50] | 0 | 5 | 60 | normal | none | 4.3884 | 3.1382 | 13.772 | 17.0501 | 12.1929 | 207.8889 | 1.7141e-13 | 0.8918 | 0.0060097 | 0.11274 | 4.2863 | 0.015455 | 1.078 | 5.7517 | 0.18085 | 5.2142 | 0.016739 | 0.89594 | 0.16809 | 0.19348 | 0.027903 | 1.6658 | 0.025163 | 5.1774 | 0.68101 | 1.1694 | 0.076141 | 0.042002 | 5.1552 | 1.5881 | 1.4979 | 4.0473 | 1.7486 | 1.6367 | 6.0418 | 1.6305 | 1.8179
4428212 | VCUG | 5 | 00f_051004_345x211x716.dat | 0.0663;0.0663;0.0663 | 345;211;716 | (-0.7309;68.4855;-5.9997) | 110 | 9.9905 | 69 | 77.7048 | 60 | iodine | [138] | [50] | 0 | 5 | 60 | normal | none | 4.3884 | 3.1382 | 13.772 | 17.0501 | 12.1929 | 207.8889 | 1.6572e-13 | 0.95904 | 0.0074246 | 0.11138 | 4.4922 | 0.016634 | 1.2086 | 6.2389 | 0.20325 | 5.3756 | 0.028666 | 0.97165 | 0.18906 | 0.20884 | 0.031353 | 1.7237 | 0.030426 | 5.4678 | 0.72285 | 1.2421 | 0.089646 | 0.054738 | 5.566 | 1.6983 | 1.5938 | 4.1866 | 1.8132 | 1.6469 | 6.4827 | 1.7166 | 1.9379
4428212 | VCUG | 6 | 00f_051004_345x211x716.dat | 0.0663;0.0663;0.0663 | 345;211;716 | (0.8757;68.3448;-5.9918) | 60 | 2.5 | 38 | 77.7048 | 60 | iodine | [138] | [50] | 0 | 5 | 60 | normal | none | 4.4039 | 3.1379 | 13.8191 | 17.1101 | 12.1916 | 208.6007 | 2.6788e-13 | 0.42186 | 0.0013762 | 0.034879 | 2.3946 | 0.0020923 | 0.59985 | 2.8996 | 0.05433 | 3.6806 | 0.00011344 | 0.76335 | 0.054169 | 0.060892 | 0.0076224 | 0.66253 | 0.0053184 | 2.4673 | 0.24506 | 0.4733 | 0.019697 | 0.0098636 | 2.5196 | 0.85104 | 0.79919 | 2.8161 | 1.1585 | 1.4203 | 3.0754 | 0.96628 | 0.96128
4428212 | VCUG | 6 | 00f_051004_345x211x716.dat | 0.0663;0.0663;0.0663 | 345;211;716 | (0.8757;68.3448;-5.9918) | 60 | 5.7448 | 47 | 77.7048 | 60 | iodine | [138] | [50] | 0 | 5 | 60 | normal | none | 4.4039 | 3.1379 | 13.8191 | 17.1101 | 12.1916 | 208.6007 | 1.7395e-13 | 0.82671 | 0.0035184 | 0.076848 | 3.9313 | 0.011989 | 1.1479 | 5.4463 | 0.14116 | 5.5232 | 0.0096433 | 1.2169 | 0.13187 | 0.15078 | 0.017351 | 1.3064 | 0.016039 | 4.3369 | 0.52603 | 0.97077 | 0.054449 | 0.033281 | 4.7586 | 1.4613 | 1.4007 | 3.999 | 1.7149 | 1.6613 | 5.6617 | 1.5821 | 1.6914
4428212 | VCUG | 6 | 00f_051004_345x211x716.dat | 0.0663;0.0663;0.0663 | 345;211;716 | (0.8757;68.3448;-5.9918) | 60 | 6.3535 | 49 | 77.7048 | 60 | iodine | [138] | [50] | 0 | 5 | 60 | normal | none | 4.4039 | 3.1379 | 13.8191 | 17.1101 | 12.1916 | 208.6007 | 1.6609e-13 | 0.89089 | 0.0041575 | 0.085423 | 4.1108 | 0.010318 | 1.2057 | 5.796 | 0.15621 | 5.7143 | 0.010075 | 1.2719 | 0.14558 | 0.17097 | 0.023187 | 1.3872 | 0.019528 | 4.5747 | 0.56854 | 1.0459 | 0.061219 | 0.032645 | 5.0453 | 1.5414 | 1.4808 | 4.1188 | 1.7733 | 1.6836 | 5.9917 | 1.6549 | 1.7865
4428212 | VCUG | 6 | 00f_051004_345x211x716.dat | 0.0663;0.0663;0.0663 | 345;211;716 | (0.8757;68.3448;-5.9918) | 80 | 2.9 | 44 | 77.7048 | 60 | iodine | [138] | [50] | 0 | 5 | 60 | normal | none | 4.4039 | 3.1379 | 13.8191 | 17.1101 | 12.1916 | 208.6007 | 2.3984e-13 | 0.51596 | 0.0022025 | 0.051483 | 2.7082 | 0.0052755 | 0.72664 | 3.5122 | 0.080986 | 4.0141 | 0.00066927 | 0.85718 | 0.076917 | 0.089821 | 0.0097513 | 0.79985 | 0.0098935 | 2.8664 | 0.31169 | 0.59547 | 0.032323 | 0.016465 | 3.0009 | 0.99031 | 0.93511 | 3.0428 | 1.2653 | 1.4576 | 3.6614 | 1.0961 | 1.1258
4428212 | VCUG | 6 | 00f_051004_345x211x716.dat | 0.0663;0.0663;0.0663 | 345;211;716 | (0.8757;68.3448;-5.9918) | 80 | 7.702 | 57 | 77.7048 | 60 | iodine | [138] | [50] | 0 | 5 | 60 | normal | none | 4.4039 | 3.1379 | 13.8191 | 17.1101 | 12.1916 | 208.6007 | 1.603e-13 | 0.9464 | 0.0056673 | 0.099544 | 4.2511 | 0.017118 | 1.338 | 5.9873 | 0.18562 | 5.7731 | 0.0090579 | 1.3078 | 0.17299 | 0.1973 | 0.027382 | 1.4646 | 0.024733 | 4.8005 | 0.62216 | 1.1257 | 0.077729 | 0.044991 | 5.361 | 1.6433 | 1.5708 | 4.206 | 1.8129 | 1.6729 | 6.3424 | 1.7235 | 1.8701
4428212 | VCUG | 6 | 00f_051004_345x211x716.dat | 0.0663;0.0663;0.0663 | 345;211;716 | (0.8757;68.3448;-5.9918) | 80 | 8.502 | 60 | 77.7048 | 60 | iodine | [138] | [50] | 0 | 5 | 60 | normal | none | 4.4039 | 3.1379 | 13.8191 | 17.1101 | 12.1916 | 208.6007 | 1.5634e-13 | 0.99491 | 0.0063375 | 0.12722 | 4.3666 | 0.01511 | 1.3535 | 6.2221 | 0.19791 | 5.852 | 0.018392 | 1.3392 | 0.18497 | 0.20649 | 0.030061 | 1.5173 | 0.026018 | 4.9627 | 0.65142 | 1.1688 | 0.083282 | 0.05433 | 5.6042 | 1.7008 | 1.6249 | 4.2729 | 1.8457 | 1.6771 | 6.5577 | 1.7648 | 1.9369
4428212 | VCUG | 6 | 00f_051004_345x211x716.dat | 0.0663;0.0663;0.0663 | 345;211;716 | (0.8757;68.3448;-5.9918) | 110 | 3.9 | 52 | 77.7048 | 60 | iodine | [138] | [50] | 0 | 5 | 60 | normal | none | 4.4039 | 3.1379 | 13.8191 | 17.1101 | 12.1916 | 208.6007 | 2.1439e-13 | 0.63305 | 0.0035068 | 0.062475 | 3.1545 | 0.010921 | 0.88638 | 4.2761 | 0.1112 | 4.4605 | 0.010576 | 0.9743 | 0.10481 | 0.12002 | 0.017056 | 0.97962 | 0.013355 | 3.4213 | 0.39882 | 0.74383 | 0.047241 | 0.027287 | 3.7188 | 1.179 | 1.1104 | 3.3726 | 1.4151 | 1.5071 | 4.4215 | 1.2682 | 1.3436
4428212 | VCUG | 6 | 00f_051004_345x211x716.dat | 0.0663;0.0663;0.0663 | 345;211;716 | (0.8757;68.3448;-5.9918) | 110 | 7.85 | 62 | 77.7048 | 60 | iodine | [138] | [50] | 0 | 5 | 60 | normal | none | 4.4039 | 3.1379 | 13.8191 | 17.1101 | 12.1916 | 208.6007 | 1.712e-13 | 0.89711 | 0.0060436 | 0.089215 | 4.1115 | 0.013694 | 1.2255 | 5.7825 | 0.17755 | 5.5239 | 0.0046153 | 1.2414 | 0.16619 | 0.18829 | 0.025937 | 1.3856 | 0.023714 | 4.6376 | 0.5883 | 1.0712 | 0.076762 | 0.049012 | 5.1771 | 1.5866 | 1.4978 | 4.0799 | 1.7533 | 1.6334 | 6.0956 | 1.6505 | 1.8015
4428212 | VCUG | 6 | 00f_051004_345x211x716.dat | 0.0663;0.0663;0.0663 | 345;211;716 | (0.8757;68.3448;-5.9918) | 110 | 9.9905 | 69 | 77.7048 | 60 | iodine | [138] | [50] | 0 | 5 | 60 | normal | none | 4.4039 | 3.1379 | 13.8191 | 17.1101 | 12.1916 | 208.6007 | 1.6553e-13 | 0.96233 | 0.0074291 | 0.10842 | 4.3328 | 0.018436 | 1.3222 | 6.3199 | 0.20154 | 5.6588 | 0.026758 | 1.2897 | 0.18731 | 0.21212 | 0.032459 | 1.4906 | 0.030081 | 4.9164 | 0.64546 | 1.1521 | 0.090361 | 0.055422 | 5.5555 | 1.6961 | 1.593 | 4.2251 | 1.818 | 1.6407 | 6.5337 | 1.7372 | 1.9285
4428212 | VCUG | 7 | 00f_051004_345x211x716.dat | 0.0663;0.0663;0.0663 | 345;211;716 | (0.0769;67.0610;-7.5732) | 60 | 2.5 | 38 | 76.6025 | 60 | iodine | [138] | [70] | 0 | 5 | 60 | normal | none | 3.192 | 2.2674 | 7.2375 | 12.2257 | 8.6845 | 106.1738 | 2.6402e-13 | 0.18608 | 0.001018 | 0.020209 | 2.4165 | 0.0013605 | 0.24596 | 5.8697 | 0.030916 | 0.75544 | 0.00024867 | 0.16485 | 0.03007 | 0.033757 | 0.0043141 | 0.3155 | 0.003779 | 1.9067 | 0.13036 | 0.22401 | 0.011609 | 0.0065602 | 5.1857 | 1.3646 | 1.3492 | 1.5879 | 1.6614 | 1.1448 | 7.0942 | 0.91767 | 1.307
4428212 | VCUG | 7 | 00f_051004_345x211x716.dat | 0.0663;0.0663;0.0663 | 345;211;716 | (0.0769;67.0610;-7.5732) | 60 | 5.7448 | 47 | 76.6025 | 60 | iodine | [138] | [70] | 0 | 5 | 60 | normal | none | 3.192 | 2.2674 | 7.2375 | 12.2257 | 8.6845 | 106.1738 | 1.7144e-13 | 0.41959 | 0.0027349 | 0.054892 | 4.0658 | 0.0085673 | 0.51479 | 10.1212 | 0.083066 | 1.5223 | 0.0046269 | 0.37567 | 0.079881 | 0.087785 | 0.010466 | 0.69335 | 0.0097012 | 3.6691 | 0.31155 | 0.51067 | 0.033998 | 0.023125 | 9.374 | 2.2432 | 2.2455 | 2.5268 | 2.4241 | 1.389 | 11.8466 | 1.5523 | 2.2614
4428212 | VCUG | 7 | 00f_051004_345x211x716.dat | 0.0663;0.0663;0.0663 | 345;211;716 | (0.0769;67.0610;-7.5732) | 60 | 6.3535 | 49 | 76.6025 | 60 | iodine | [138] | [70] | 0 | 5 | 60 | normal | none | 3.192 | 2.2674 | 7.2375 | 12.2257 | 8.6845 | 106.1738 | 1.637e-13 | 0.46337 | 0.0030293 | 0.067338 | 4.2538 | 0.0080123 | 0.60756 | 10.7246 | 0.094247 | 1.6312 | 0.0043025 | 0.41048 | 0.090099 | 0.10164 | 0.013011 | 0.76073 | 0.013085 | 3.8955 | 0.34416 | 0.56306 | 0.038018 | 0.023118 | 9.9317 | 2.351 | 2.3565 | 2.6321 | 2.5024 | 1.4135 | 12.3679 | 1.6329 | 2.3895
4428212 | VCUG | 7 | 00f_051004_345x211x716.dat | 0.0663;0.0663;0.0663 | 345;211;716 | (0.0769;67.0610;-7.5732) | 80 | 2.9 | 44 | 76.6025 | 60 | iodine | [138] | [70] | 0 | 5 | 60 | normal | none | 3.192 | 2.2674 | 7.2375 | 12.2257 | 8.6845 | 106.1738 | 2.3638e-13 | 0.24793 | 0.001639 | 0.026484 | 2.761 | 0.0042082 | 0.32169 | 6.8213 | 0.046405 | 0.9297 | 0 | 0.22032 | 0.045072 | 0.048012 | 0.0051342 | 0.40917 | 0.0059071 | 2.2979 | 0.18024 | 0.29762 | 0.018994 | 0.011485 | 6.1165 | 1.5566 | 1.5421 | 1.7742 | 1.8054 | 1.1896 | 8.0346 | 1.05 | 1.5174
4428212 | VCUG | 7 | 00f_051004_345x211x716.dat | 0.0663;0.0663;0.0663 | 345;211;716 | (0.0769;67.0610;-7.5732) | 80 | 7.702 | 57 | 76.6025 | 60 | iodine | [138] | [70] | 0 | 5 | 60 | normal | none | 3.192 | 2.2674 | 7.2375 | 12.2257 | 8.6845 | 106.1738 | 1.5799e-13 | 0.53193 | 0.0043326 | 0.080867 | 4.4284 | 0.0094159 | 0.67784 | 11.1078 | 0.11529 | 1.7128 | 0.0032477 | 0.46152 | 0.11024 | 0.12384 | 0.017765 | 0.83671 | 0.016751 | 4.1537 | 0.39603 | 0.64132 | 0.051242 | 0.031029 | 10.4844 | 2.4766 | 2.4666 | 2.747 | 2.5526 | 1.418 | 12.8042 | 1.7069 | 2.505
4428212 | VCUG | 7 | 00f_051004_345x211x716.dat | 0.0663;0.0663;0.0663 | 345;211;716 | (0.0769;67.0610;-7.5732) | 80 | 8.502 | 60 | 76.6025 | 60 | iodine | [138] | [70] | 0 | 5 | 60 | normal | none | 3.192 | 2.2674 | 7.2375 | 12.2257 | 8.6845 | 106.1738 | 1.5407e-13 | 0.55631 | 0.0047711 | 0.076159 | 4.5364 | 0.011239 | 0.7209 | 11.3486 | 0.12495 | 1.7704 | 0.0086103 | 0.48822 | 0.11869 | 0.12541 | 0.020255 | 0.87602 | 0.019229 | 4.3007 | 0.41675 | 0.66949 | 0.054443 | 0.032297 | 10.8352 | 2.5518 | 2.5385 | 2.8091 | 2.5954 | 1.4274 | 13.1465 | 1.7555 | 2.572
4428212 | VCUG | 7 | 00f_051004_345x211x716.dat | 0.0663;0.0663;0.0663 | 345;211;716 | (0.0769;67.0610;-7.5732) | 110 | 3.9 | 52 | 76.6025 | 60 | iodine | [138] | [70] | 0 | 5 | 60 | normal | none | 3.192 | 2.2674 | 7.2375 | 12.2257 | 8.6845 | 106.1738 | 2.1128e-13 | 0.3306 | 0.002678 | 0.036129 | 3.2332 | 0.0056114 | 0.40113 | 7.9727 | 0.070796 | 1.1334 | 0.0051925 | 0.29025 | 0.06638 | 0.07019 | 0.010874 | 0.5229 | 0.0098734 | 2.8396 | 0.23991 | 0.38911 | 0.029718 | 0.017756 | 7.355 | 1.8179 | 1.7925 | 2.0414 | 2.0105 | 1.2443 | 9.3466 | 1.2292 | 1.7903
4428212 | VCUG | 7 | 00f_051004_345x211x716.dat | 0.0663;0.0663;0.0663 | 345;211;716 | (0.0769;67.0610;-7.5732) | 110 | 7.85 | 62 | 76.6025 | 60 | iodine | [138] | [70] | 0 | 5 | 60 | normal | none | 3.192 | 2.2674 | 7.2375 | 12.2257 | 8.6845 | 106.1738 | 1.6872e-13 | 0.50301 | 0.0045431 | 0.068071 | 4.2725 | 0.0093966 | 0.66014 | 10.7794 | 0.11434 | 1.5998 | 0.0092461 | 0.43858 | 0.10765 | 0.12041 | 0.019804 | 0.78141 | 0.017256 | 3.9838 | 0.37298 | 0.59862 | 0.052217 | 0.029552 | 10.1055 | 2.3901 | 2.3536 | 2.6356 | 2.4693 | 1.3791 | 12.3654 | 1.6416 | 2.4171
4428212 | VCUG | 7 | 00f_051004_345x211x716.dat | 0.0663;0.0663;0.0663 | 345;211;716 | (0.0769;67.0610;-7.5732) | 110 | 9.9905 | 69 | 76.6025 | 60 | iodine | [138] | [70] | 0 | 5 | 60 | normal | none | 3.192 | 2.2674 | 7.2375 | 12.2257 | 8.6845 | 106.1738 | 1.6311e-13 | 0.55359 | 0.0055618 | 0.094555 | 4.5164 | 0.011893 | 0.75997 | 11.4413 | 0.13508 | 1.6943 | 0.0045679 | 0.48663 | 0.12553 | 0.13326 | 0.021667 | 0.86364 | 0.020913 | 4.2969 | 0.41617 | 0.66795 | 0.061156 | 0.036716 | 10.8141 | 2.5315 | 2.478 | 2.754 | 2.5543 | 1.392 | 13.0113 | 1.7359 | 2.5737
4428212 | VCUG | 8 | 00f_051004_345x211x716.dat | 0.0663;0.0663;0.0663 | 345;211;716 | (0.0769;67.0610;-7.5732) | 60 | 2.5 | 38 | 76.6025 | 60 | iodine | [138] | [100] | 0 | 5 | 60 | normal | none | 3.192 | 2.2674 | 7.2375 | 12.2257 | 8.6845 | 106.1738 | 2.6402e-13 | 0.18598 | 0.0010205 | 0.020245 | 2.4137 | 0.0013408 | 0.24646 | 5.8538 | 0.030761 | 0.75507 | 0.00024867 | 0.16462 | 0.030017 | 0.033697 | 0.0044035 | 0.31452 | 0.0037436 | 1.9004 | 0.13008 | 0.22396 | 0.011649 | 0.0065602 | 5.0406 | 1.3644 | 1.349 | 1.5876 | 1.6588 | 1.1427 | 7.1064 | 0.91831 | 1.2996
4428212 | VCUG | 8 | 00f_051004_345x211x716.dat | 0.0663;0.0663;0.0663 | 345;211;716 | (0.0769;67.0610;-7.5732) | 60 | 5.7448 | 47 | 76.6025 | 60 | iodine | [138] | [100] | 0 | 5 | 60 | normal | none | 3.192 | 2.2674 | 7.2375 | 12.2257 | 8.6845 | 106.1738 | 1.7144e-13 | 0.41959 | 0.0027206 | 0.053857 | 4.0624 | 0.0085615 | 0.50858 | 10.1195 | 0.082862 | 1.5216 | 0.0046269 | 0.37491 | 0.079543 | 0.088018 | 0.010471 | 0.69236 | 0.0095834 | 3.658 | 0.31052 | 0.50891 | 0.033984 | 0.023304 | 9.1483 | 2.2426 | 2.2449 | 2.5246 | 2.4192 | 1.3848 | 11.8886 | 1.5544 | 2.2516
4428212 | VCUG | 8 | 00f_051004_345x211x716.dat | 0.0663;0.0663;0.0663 | 345;211;716 | (0.0769;67.0610;-7.5732) | 60 | 6.3535 | 49 | 76.6025 | 60 | iodine | [138] | [100] | 0 | 5 | 60 | normal | none | 3.192 | 2.2674 | 7.2375 | 12.2257 | 8.6845 | 106.1738 | 1.637e-13 | 0.46214 | 0.0030135 | 0.068419 | 4.2513 | 0.0080416 | 0.60777 | 10.71 | 0.093972 | 1.6291 | 0.0043025 | 0.40947 | 0.089763 | 0.1012 | 0.01335 | 0.75859 | 0.012981 | 3.8862 | 0.34401 | 0.56109 | 0.037897 | 0.023003 | 9.6855 | 2.3504 | 2.3559 | 2.6321 | 2.497 | 1.4103 | 12.4192 | 1.636 | 2.3782
4428212 | VCUG | 8 | 00f_051004_345x211x716.dat | 0.0663;0.0663;0.0663 | 345;211;716 | (0.0769;67.0610;-7.5732) | 80 | 2.9 | 44 | 76.6025 | 60 | iodine | [138] | [100] | 0 | 5 | 60 | normal | none | 3.192 | 2.2674 | 7.2375 | 12.2257 | 8.6845 | 106.1738 | 2.3638e-13 | 0.24756 | 0.001633 | 0.027399 | 2.7595 | 0.0041779 | 0.31984 | 6.8239 | 0.046341 | 0.92932 | 0 | 0.21985 | 0.044971 | 0.04794 | 0.0052949 | 0.4082 | 0.0058314 | 2.2911 | 0.17986 | 0.29729 | 0.019019 | 0.011814 | 5.9456 | 1.5563 | 1.5417 | 1.7737 | 1.8025 | 1.1872 | 8.0482 | 1.0505 | 1.5106
4428212 | VCUG | 8 | 00f_051004_345x211x716.dat | 0.0663;0.0663;0.0663 | 345;211;716 | (0.0769;67.0610;-7.5732) | 80 | 7.702 | 57 | 76.6025 | 60 | iodine | [138] | [100] | 0 | 5 | 60 | normal | none | 3.192 | 2.2674 | 7.2375 | 12.2257 | 8.6845 | 106.1738 | 1.5799e-13 | 0.52918 | 0.0043007 | 0.082791 | 4.4239 | 0.0094501 | 0.67512 | 11.0952 | 0.11519 | 1.7105 | 0.0032477 | 0.46021 | 0.10995 | 0.12284 | 0.017815 | 0.83412 | 0.016748 | 4.1465 | 0.39487 | 0.64043 | 0.051005 | 0.03058 | 10.2464 | 2.4756 | 2.4656 | 2.7462 | 2.5473 | 1.4143 | 12.8491 | 1.709 | 2.494
4428212 | VCUG | 8 | 00f_051004_345x211x716.dat | 0.0663;0.0663;0.0663 | 345;211;716 | (0.0769;67.0610;-7.5732) | 80 | 8.502 | 60 | 76.6025 | 60 | iodine | [138] | [100] | 0 | 5 | 60 | normal | none | 3.192 | 2.2674 | 7.2375 | 12.2257 | 8.6845 | 106.1738 | 1.5407e-13 | 0.55526 | 0.0047303 | 0.077016 | 4.5326 | 0.011254 | 0.72271 | 11.3174 | 0.12462 | 1.7676 | 0.0086103 | 0.48705 | 0.11844 | 0.1261 | 0.019481 | 0.87557 | 0.019122 | 4.2899 | 0.41612 | 0.66813 | 0.05395 | 0.032369 | 10.5853 | 2.5508 | 2.5375 | 2.8078 | 2.59 | 1.4238 | 13.1841 | 1.7577 | 2.559
4428212 | VCUG | 8 | 00f_051004_345x211x716.dat | 0.0663;0.0663;0.0663 | 345;211;716 | (0.0769;67.0610;-7.5732) | 110 | 3.9 | 52 | 76.6025 | 60 | iodine | [138] | [100] | 0 | 5 | 60 | normal | none | 3.192 | 2.2674 | 7.2375 | 12.2257 | 8.6845 | 106.1738 | 2.1128e-13 | 0.33011 | 0.0026738 | 0.035288 | 3.2294 | 0.0056199 | 0.40105 | 7.9731 | 0.070597 | 1.1317 | 0.0051925 | 0.28962 | 0.066186 | 0.070318 | 0.010978 | 0.52162 | 0.0099127 | 2.8316 | 0.2392 | 0.38876 | 0.029607 | 0.017939 | 7.1714 | 1.8173 | 1.7919 | 2.0423 | 2.0071 | 1.2417 | 9.3547 | 1.2293 | 1.7822
4428212 | VCUG | 8 | 00f_051004_345x211x716.dat | 0.0663;0.0663;0.0663 | 345;211;716 | (0.0769;67.0610;-7.5732) | 110 | 7.85 | 62 | 76.6025 | 60 | iodine | [138] | [100] | 0 | 5 | 60 | normal | none | 3.192 | 2.2674 | 7.2375 | 12.2257 | 8.6845 | 106.1738 | 1.6872e-13 | 0.50153 | 0.0045306 | 0.071088 | 4.2692 | 0.0093296 | 0.66524 | 10.8037 | 0.11413 | 1.5981 | 0.0092461 | 0.4375 | 0.10749 | 0.12105 | 0.020102 | 0.78028 | 0.017205 | 3.9741 | 0.37197 | 0.59661 | 0.051873 | 0.029083 | 9.9039 | 2.3891 | 2.3527 | 2.6342 | 2.4648 | 1.3756 | 12.3885 | 1.643 | 2.4106
4428212 | VCUG | 8 | 00f_051004_345x211x716.dat | 0.0663;0.0663;0.0663 | 345;211;716 | (0.0769;67.0610;-7.5732) | 110 | 9.9905 | 69 | 76.6025 | 60 | iodine | [138] | [100] | 0 | 5 | 60 | normal | none | 3.192 | 2.2674 | 7.2375 | 12.2257 | 8.6845 | 106.1738 | 1.6311e-13 | 0.55211 | 0.0055561 | 0.093678 | 4.5102 | 0.011907 | 0.7566 | 11.4278 | 0.13496 | 1.692 | 0.0045679 | 0.48548 | 0.12504 | 0.13153 | 0.021999 | 0.85911 | 0.020872 | 4.2877 | 0.41443 | 0.66568 | 0.060747 | 0.035782 | 10.6154 | 2.5304 | 2.477 | 2.7538 | 2.5493 | 1.3892 | 13.0303 | 1.7359 | 2.5632
4428212 | VCUG | 9 | 00f_051004_345x211x716.dat | 0.0663;0.0663;0.0663 | 345;211;716 | (-0.7309;68.4855;-5.9997) | 60 | 2.5 | 38 | 77.7048 | 60 | iodine | [138] | [100] | 1 | 5 | 60 | normal | none | 4.3884 | 3.1382 | 13.772 | 17.0501 | 12.1929 | 207.8889 | 2.6818e-13 | 0.40264 | 0.0013671 | 0.024939 | 2.5922 | 0.0028007 | 0.45499 | 2.8729 | 0.058445 | 3.4024 | 0.00029255 | 0.41166 | 0.055231 | 0.074017 | 0.006798 | 0.92825 | 0.0055157 | 2.938 | 0.32808 | 0.56984 | 0.01997 | 0.009388 | 2.3734 | 0.85212 | 0.79953 | 2.7787 | 1.1525 | 1.4251 | 3.0663 | 0.95004 | 0.9722
4428212 | VCUG | 9 | 00f_051004_345x211x716.dat | 0.0663;0.0663;0.0663 | 345;211;716 | (-0.7309;68.4855;-5.9997) | 60 | 5.7448 | 47 | 77.7048 | 60 | iodine | [138] | [100] | 1 | 5 | 60 | normal | none | 4.3884 | 3.1382 | 13.772 | 17.0501 | 12.1929 | 207.8889 | 1.7415e-13 | 0.80914 | 0.0035217 | 0.080668 | 4.1164 | 0.012646 | 0.98107 | 5.4529 | 0.14313 | 5.1906 | 0.0062338 | 0.80777 | 0.13448 | 0.15393 | 0.017708 | 1.663 | 0.01698 | 4.9496 | 0.65221 | 1.1004 | 0.056251 | 0.031589 | 4.5495 | 1.462 | 1.4001 | 3.9596 | 1.7039 | 1.6643 | 5.6371 | 1.5647 | 1.7038
4428212 | VCUG | 9 | 00f_051004_345x211x716.dat | 0.0663;0.0663;0.0663 | 345;211;716 | (-0.7309;68.4855;-5.9997) | 60 | 6.3535 | 49 | 77.7048 | 60 | iodine | [138] | [100] | 1 | 5 | 60 | normal | none | 4.3884 | 3.1382 | 13.772 | 17.0501 | 12.1929 | 207.8889 | 1.6628e-13 | 0.87513 | 0.0041342 | 0.094465 | 4.2945 | 0.015234 | 1.0101 | 5.7127 | 0.16039 | 5.3764 | 0.0080922 | 0.86515 | 0.14974 | 0.1684 | 0.020332 | 1.7446 | 0.018281 | 5.1748 | 0.69454 | 1.1703 | 0.064198 | 0.034282 | 4.8427 | 1.5421 | 1.4803 | 4.086 | 1.7622 | 1.6853 | 5.9705 | 1.6361 | 1.7918
4428212 | VCUG | 9 | 00f_051004_345x211x716.dat | 0.0663;0.0663;0.0663 | 345;211;716 | (-0.7309;68.4855;-5.9997) | 80 | 2.9 | 44 | 77.7048 | 60 | iodine | [138] | [100] | 1 | 5 | 60 | normal | none | 4.3884 | 3.1382 | 13.772 | 17.0501 | 12.1929 | 207.8889 | 2.4011e-13 | 0.50297 | 0.002223 | 0.050426 | 2.8962 | 0.0054199 | 0.58064 | 3.3933 | 0.083843 | 3.7298 | 0.010717 | 0.50588 | 0.077538 | 0.088899 | 0.0088816 | 1.0803 | 0.0097999 | 3.3558 | 0.3998 | 0.68767 | 0.031929 | 0.020025 | 2.8782 | 0.99107 | 0.93503 | 3.0057 | 1.2584 | 1.461 | 3.6238 | 1.0774 | 1.1289
4428212 | VCUG | 9 | 00f_051004_345x211x716.dat | 0.0663;0.0663;0.0663 | 345;211;716 | (-0.7309;68.4855;-5.9997) | 80 | 7.702 | 57 | 77.7048 | 60 | iodine | [138] | [100] | 1 | 5 | 60 | normal | none | 4.3884 | 3.1382 | 13.772 | 17.0501 | 12.1929 | 207.8889 | 1.6049e-13 | 0.95193 | 0.0056542 | 0.10104 | 4.4362 | 0.013274 | 1.1497 | 5.9369 | 0.18799 | 5.4542 | 0.01033 | 0.93573 | 0.1741 | 0.20396 | 0.026531 | 1.8018 | 0.024458 | 5.3783 | 0.72399 | 1.2483 | 0.07959 | 0.03848 | 5.1545 | 1.6437 | 1.5699 | 4.1808 | 1.8034 | 1.6739 | 6.3221 | 1.7068 | 1.8782
4428212 | VCUG | 9 | 00f_051004_345x211x716.dat | 0.0663;0.0663;0.0663 | 345;211;716 | (-0.7309;68.4855;-5.9997) | 80 | 8.502 | 60 | 77.7048 | 60 | iodine | [138] | [100] | 1 | 5 | 60 | normal | none | 4.3884 | 3.1382 | 13.772 | 17.0501 | 12.1929 | 207.8889 | 1.5652e-13 | 0.99234 | 0.006373 | 0.11712 | 4.5418 | 0.016051 | 1.2338 | 6.182 | 0.19946 | 5.5382 | 0.0048858 | 0.97714 | 0.18418 | 0.21574 | 0.02931 | 1.8402 | 0.026309 | 5.5219 | 0.75352 | 1.2977 | 0.085421 | 0.043877 | 5.398 | 1.7012 | 1.624 | 4.2482 | 1.8358 | 1.6803 | 6.5558 | 1.7543 | 1.9449
4428212 | VCUG | 9 | 00f_051004_345x211x716.dat | 0.0663;0.0663;0.0663 | 345;211;716 | (-0.7309;68.4855;-5.9997) | 110 | 3.9 | 52 | 77.7048 | 60 | iodine | [138] | [100] | 1 | 5 | 60 | normal | none | 4.3884 | 3.1382 | 13.772 | 17.0501 | 12.1929 | 207.8889 | 2.1464e-13 | 0.61928 | 0.003537 | 0.065949 | 3.3337 | 0.0097066 | 0.73245 | 4.2002 | 0.1156 | 4.1805 | 0.0054464 | 0.62869 | 0.10682 | 0.12494 | 0.015388 | 1.2522 | 0.015104 | 3.9115 | 0.48761 | 0.83821 | 0.048105 | 0.025116 | 3.5673 | 1.1793 | 1.1098 | 3.3331 | 1.4082 | 1.5127 | 4.4237 | 1.2518 | 1.3494
4428212 | VCUG | 9 | 00f_051004_345x211x716.dat | 0.0663;0.0663;0.0663 | 345;211;716 | (-0.7309;68.4855;-5.9997) | 110 | 7.85 | 62 | 77.7048 | 60 | iodine | [138] | [100] | 1 | 5 | 60 | normal | none | 4.3884 | 3.1382 | 13.772 | 17.0501 | 12.1929 | 207.8889 | 1.7141e-13 | 0.89075 | 0.0059998 | 0.11224 | 4.2816 | 0.015033 | 1.0806 | 5.7455 | 0.18057 | 5.2119 | 0.0167 | 0.89495 | 0.16781 | 0.19318 | 0.027888 | 1.6649 | 0.025315 | 5.1684 | 0.6795 | 1.1684 | 0.076117 | 0.041906 | 5.0052 | 1.587 | 1.4969 | 4.0462 | 1.7439 | 1.6334 | 6.068 | 1.6319 | 1.8105
4428212 | VCUG | 9 | 00f_051004_345x211x716.dat | 0.0663;0.0663;0.0663 | 345;211;716 | (-0.7309;68.4855;-5.9997) | 110 | 9.9905 | 69 | 77.7048 | 60 | iodine | [138] | [100] | 1 | 5 | 60 | normal | none | 4.3884 | 3.1382 | 13.772 | 17.0501 | 12.1929 | 207.8889 | 1.6572e-13 | 0.95765 | 0.0074156 | 0.11112 | 4.489 | 0.016634 | 1.207 | 6.2226 | 0.20272 | 5.3731 | 0.028666 | 0.97074 | 0.18869 | 0.20787 | 0.031309 | 1.7221 | 0.030272 | 5.4623 | 0.72146 | 1.2413 | 0.089537 | 0.054735 | 5.4108 | 1.6972 | 1.5927 | 4.1856 | 1.8084 | 1.6433 | 6.5147 | 1.7179 | 1.9297
4428212 | VCUG | 10 | 00f_051004_345x211x716.dat | 0.0663;0.0663;0.0663 | 345;211;716 | (0.8757;68.3448;-5.9918) | 60 | 2.5 | 38 | 77.7048 | 60 | iodine | [138] | [100] | 1 | 5 | 60 | normal | none | 4.4039 | 3.1379 | 13.8191 | 17.1101 | 12.1916 | 208.6007 | 2.6788e-13 | 0.42153 | 0.0013731 | 0.034879 | 2.3935 | 0.0020923 | 0.60056 | 2.8944 | 0.054248 | 3.6803 | 0.00011344 | 0.76309 | 0.054154 | 0.060739 | 0.0076026 | 0.6623 | 0.0053497 | 2.4628 | 0.2448 | 0.47334 | 0.019724 | 0.0098636 | 2.3863 | 0.8508 | 0.79898 | 2.8157 | 1.1563 | 1.4187 | 3.0771 | 0.96618 | 0.95535
4428212 | VCUG | 10 | 00f_051004_345x211x716.dat | 0.0663;0.0663;0.0663 | 345;211;716 | (0.8757;68.3448;-5.9918) | 60 | 5.7448 | 47 | 77.7048 | 60 | iodine | [138] | [100] | 1 | 5 | 60 | normal | none | 4.4039 | 3.1379 | 13.8191 | 17.1101 | 12.1916 | 208.6007 | 1.7395e-13 | 0.82682 | 0.0035118 | 0.077744 | 3.9284 | 0.011989 | 1.1459 | 5.4373 | 0.14085 | 5.522 | 0.0096433 | 1.2162 | 0.13172 | 0.15057 | 0.017717 | 1.3046 | 0.015989 | 4.3297 | 0.52529 | 0.97054 | 0.054448 | 0.033285 | 4.5414 | 1.4607 | 1.4001 | 3.9982 | 1.71 | 1.6577 | 5.6919 | 1.5836 | 1.6817
4428212 | VCUG | 10 | 00f_051004_345x211x716.dat | 0.0663;0.0663;0.0663 | 345;211;716 | (0.8757;68.3448;-5.9918) | 60 | 6.3535 | 49 | 77.7048 | 60 | iodine | [138] | [100] | 1 | 5 | 60 | normal | none | 4.4039 | 3.1379 | 13.8191 | 17.1101 | 12.1916 | 208.6007 | 1.6609e-13 | 0.89005 | 0.0041577 | 0.086193 | 4.1076 | 0.010318 | 1.2031 | 5.7822 | 0.15596 | 5.7131 | 0.010075 | 1.2711 | 0.14538 | 0.1709 | 0.023036 | 1.3855 | 0.019398 | 4.5672 | 0.56769 | 1.0452 | 0.061093 | 0.032156 | 4.8319 | 1.5405 | 1.48 | 4.1178 | 1.7681 | 1.68 | 6.0226 | 1.6563 | 1.7764
4428212 | VCUG | 10 | 00f_051004_345x211x716.dat | 0.0663;0.0663;0.0663 | 345;211;716 | (0.8757;68.3448;-5.9918) | 80 | 2.9 | 44 | 77.7048 | 60 | iodine | [138] | [100] | 1 | 5 | 60 | normal | none | 4.4039 | 3.1379 | 13.8191 | 17.1101 | 12.1916 | 208.6007 | 2.3984e-13 | 0.51608 | 0.0021963 | 0.051404 | 2.7065 | 0.0052755 | 0.72622 | 3.5132 | 0.080915 | 4.013 | 0.00066927 | 0.85672 | 0.076804 | 0.089441 | 0.0098139 | 0.79944 | 0.0098193 | 2.8608 | 0.31139 | 0.59447 | 0.032206 | 0.016441 | 2.8607 | 0.98988 | 0.93471 | 3.0423 | 1.2626 | 1.4556 | 3.6713 | 1.0964 | 1.1199
4428212 | VCUG | 10 | 00f_051004_345x211x716.dat | 0.0663;0.0663;0.0663 | 345;211;716 | (0.8757;68.3448;-5.9918) | 80 | 7.702 | 57 | 77.7048 | 60 | iodine | [138] | [100] | 1 | 5 | 60 | normal | none | 4.4039 | 3.1379 | 13.8191 | 17.1101 | 12.1916 | 208.6007 | 1.603e-13 | 0.94578 | 0.0056648 | 0.099749 | 4.2468 | 0.017118 | 1.3319 | 5.9914 | 0.18544 | 5.7707 | 0.0084485 | 1.3067 | 0.1728 | 0.19707 | 0.027408 | 1.4621 | 0.024649 | 4.7897 | 0.62135 | 1.1236 | 0.077679 | 0.044892 | 5.1837 | 1.6422 | 1.5698 | 4.2046 | 1.8076 | 1.6689 | 6.3786 | 1.7249 | 1.8625
4428212 | VCUG | 10 | 00f_051004_345x211x716.dat | 0.0663;0.0663;0.0663 | 345;211;716 | (0.8757;68.3448;-5.9918) | 80 | 8.502 | 60 | 77.7048 | 60 | iodine | [138] | [100] | 1 | 5 | 60 | normal | none | 4.4039 | 3.1379 | 13.8191 | 17.1101 | 12.1916 | 208.6007 | 1.5634e-13 | 0.99318 | 0.0063178 | 0.12862 | 4.3611 | 0.015038 | 1.3483 | 6.223 | 0.19777 | 5.8487 | 0.018361 | 1.3381 | 0.18467 | 0.20636 | 0.029734 | 1.516 | 0.026025 | 4.9533 | 0.65072 | 1.1671 | 0.083142 | 0.054378 | 5.4237 | 1.6995 | 1.6236 | 4.2701 | 1.8403 | 1.6736 | 6.5942 | 1.766 | 1.9289
4428212 | VCUG | 10 | 00f_051004_345x211x716.dat | 0.0663;0.0663;0.0663 | 345;211;716 | (0.8757;68.3448;-5.9918) | 110 | 3.9 | 52 | 77.7048 | 60 | iodine | [138] | [100] | 1 | 5 | 60 | normal | none | 4.4039 | 3.1379 | 13.8191 | 17.1101 | 12.1916 | 208.6007 | 2.1439e-13 | 0.63301 | 0.0034973 | 0.063207 | 3.1512 | 0.010911 | 0.88013 | 4.2724 | 0.11112 | 4.4593 | 0.010576 | 0.97379 | 0.10471 | 0.11991 | 0.017069 | 0.97859 | 0.013397 | 3.4141 | 0.39827 | 0.74327 | 0.047306 | 0.026899 | 3.5733 | 1.1783 | 1.1098 | 3.3713 | 1.4116 | 1.5045 | 4.4442 | 1.2689 | 1.337
4428212 | VCUG | 10 | 00f_051004_345x211x716.dat | 0.0663;0.0663;0.0663 | 345;211;716 | (0.8757;68.3448;-5.9918) | 110 | 7.85 | 62 | 77.7048 | 60 | iodine | [138] | [100] | 1 | 5 | 60 | normal | none | 4.4039 | 3.1379 | 13.8191 | 17.1101 | 12.1916 | 208.6007 | 1.712e-13 | 0.89571 | 0.0060384 | 0.090068 | 4.1092 | 0.013621 | 1.2243 | 5.8028 | 0.17723 | 5.5222 | 0.0042499 | 1.2405 | 0.16602 | 0.18825 | 0.025839 | 1.384 | 0.023763 | 4.6283 | 0.58719 | 1.0694 | 0.076709 | 0.048179 | 5.0376 | 1.5854 | 1.4967 | 4.0779 | 1.7486 | 1.6302 | 6.1131 | 1.6509 | 1.7969
4428212 | VCUG | 10 | 00f_051004_345x211x716.dat | 0.0663;0.0663;0.0663 | 345;211;716 | (0.8757;68.3448;-5.9918) | 110 | 9.9905 | 69 | 77.7048 | 60 | iodine | [138] | [100] | 1 | 5 | 60 | normal | none | 4.4039 | 3.1379 | 13.8191 | 17.1101 | 12.1916 | 208.6007 | 1.6553e-13 | 0.96227 | 0.0074327 | 0.10775 | 4.3276 | 0.017942 | 1.3188 | 6.3235 | 0.2012 | 5.6559 | 0.026758 | 1.2888 | 0.18702 | 0.21142 | 0.03208 | 1.4897 | 0.030001 | 4.9068 | 0.64486 | 1.151 | 0.09021 | 0.055395 | 5.4344 | 1.6948 | 1.5917 | 4.2241 | 1.8131 | 1.6369 | 6.5579 | 1.7379 | 1.9229
4428212 | VCUG | 11 | 00f_051004_345x211x716.dat | 0.0663;0.0663;0.0663 | 345;211;716 | (0.0901;67.0610;-2.6929) | 60 | 2.5 | 38 | 76.6025 | 60 | iodine | [138] | [75] | 1 | 5 | 60 | normal | none | 4.788 | 5.3314 | 25.5263 | 18.3385 | 20.4197 | 374.4669 | 2.8526e-13 | 4.2944 | 0.0040556 | 0.56356 | 1.8172 | 0.011934 | 1.9922 | 2.0373 | 0.66656 | 4.579 | 0.0059774 | 2.5651 | 1.0483 | 0.97688 | 0.035361 | 3.225 | 0.030148 | 1.9424 | 3.9228 | 2.3076 | 0.14791 | 0.060728 | 1.5699 | 1.0983 | 1.0992 | 2.6547 | 1.0534 | 1.347 | 2.1904 | 1.68 | 1.4165
4428212 | VCUG | 11 | 00f_051004_345x211x716.dat | 0.0663;0.0663;0.0663 | 345;211;716 | (0.0901;67.0610;-2.6929) | 60 | 5.7448 | 47 | 76.6025 | 60 | iodine | [138] | [75] | 1 | 5 | 60 | normal | none | 4.788 | 5.3314 | 25.5263 | 18.3385 | 20.4197 | 374.4669 | 1.8523e-13 | 5.9888 | 0.011634 | 1.0913 | 3.1114 | 0.038303 | 3.5291 | 3.63 | 1.2618 | 6.4369 | 0.026656 | 4.0899 | 1.6271 | 1.665 | 0.083275 | 4.9281 | 0.074551 | 3.455 | 5.5915 | 3.8876 | 0.32603 | 0.15705 | 2.9415 | 1.7701 | 1.8009 | 3.7163 | 1.5526 | 1.5847 | 3.8026 | 2.5667 | 2.3658
4428212 | VCUG | 11 | 00f_051004_345x211x716.dat | 0.0663;0.0663;0.0663 | 345;211;716 | (0.0901;67.0610;-2.6929) | 60 | 6.3535 | 49 | 76.6025 | 60 | iodine | [138] | [75] | 1 | 5 | 60 | normal | none | 4.788 | 5.3314 | 25.5263 | 18.3385 | 20.4197 | 374.4669 | 1.7686e-13 | 6.1416 | 0.013444 | 1.189 | 3.2624 | 0.042154 | 3.8126 | 3.8332 | 1.3376 | 6.6024 | 0.032953 | 4.2553 | 1.6945 | 1.7677 | 0.092136 | 5.1101 | 0.08677 | 3.6323 | 5.7419 | 4.0749 | 0.35041 | 0.17011 | 3.1259 | 1.8546 | 1.8904 | 3.8367 | 1.6053 | 1.6074 | 4.0076 | 2.673 | 2.4852
4428212 | VCUG | 11 | 00f_051004_345x211x716.dat | 0.0663;0.0663;0.0663 | 345;211;716 | (0.0901;67.0610;-2.6929) | 80 | 2.9 | 44 | 76.6025 | 60 | iodine | [138] | [75] | 1 | 5 | 60 | normal | none | 4.788 | 5.3314 | 25.5263 | 18.3385 | 20.4197 | 374.4669 | 2.5539e-13 | 4.589 | 0.0067912 | 0.72074 | 2.0811 | 0.023164 | 2.3425 | 2.3686 | 0.79944 | 4.8831 | 0.0086609 | 2.8633 | 1.1611 | 1.1228 | 0.0486 | 3.5362 | 0.043502 | 2.2623 | 4.203 | 2.6431 | 0.18881 | 0.095207 | 1.8832 | 1.2445 | 1.2499 | 2.8701 | 1.1508 | 1.3867 | 2.5105 | 1.8529 | 1.6194
4428212 | VCUG | 11 | 00f_051004_345x211x716.dat | 0.0663;0.0663;0.0663 | 345;211;716 | (0.0901;67.0610;-2.6929) | 80 | 7.702 | 57 | 76.6025 | 60 | iodine | [138] | [75] | 1 | 5 | 60 | normal | none | 4.788 | 5.3314 | 25.5263 | 18.3385 | 20.4197 | 374.4669 | 1.707e-13 | 6.2388 | 0.017876 | 1.3205 | 3.4223 | 0.053525 | 3.8711 | 3.9979 | 1.4118 | 6.5921 | 0.038526 | 4.3616 | 1.7346 | 1.8465 | 0.10401 | 5.206 | 0.10509 | 3.8063 | 5.7445 | 4.241 | 0.38856 | 0.20212 | 3.3337 | 1.9475 | 1.9733 | 3.9024 | 1.6444 | 1.6005 | 4.167 | 2.7292 | 2.594
4428212 | VCUG | 11 | 00f_051004_345x211x716.dat | 0.0663;0.0663;0.0663 | 345;211;716 | (0.0901;67.0610;-2.6929) | 80 | 8.502 | 60 | 76.6025 | 60 | iodine | [138] | [75] | 1 | 5 | 60 | normal | none | 4.788 | 5.3314 | 25.5263 | 18.3385 | 20.4197 | 374.4669 | 1.6648e-13 | 6.3252 | 0.019993 | 1.3924 | 3.5173 | 0.056923 | 4.0838 | 4.0756 | 1.4609 | 6.6441 | 0.029423 | 4.4542 | 1.7688 | 1.9093 | 0.11549 | 5.3076 | 0.10744 | 3.9182 | 5.7967 | 4.3303 | 0.40449 | 0.19973 | 3.4373 | 2.0048 | 2.0295 | 3.9608 | 1.6752 | 1.6073 | 4.2967 | 2.7921 | 2.6604
4428212 | VCUG | 11 | 00f_051004_345x211x716.dat | 0.0663;0.0663;0.0663 | 345;211;716 | (0.0901;67.0610;-2.6929) | 110 | 3.9 | 52 | 76.6025 | 60 | iodine | [138] | [75] | 1 | 5 | 60 | normal | none | 4.788 | 5.3314 | 25.5263 | 18.3385 | 20.4197 | 374.4669 | 2.283e-13 | 5.0307 | 0.010644 | 0.89375 | 2.4725 | 0.030247 | 2.7929 | 2.8593 | 0.96966 | 5.2931 | 0.028078 | 3.2674 | 1.3093 | 1.2995 | 0.064232 | 3.9794 | 0.062204 | 2.6927 | 4.5962 | 3.0699 | 0.24691 | 0.11486 | 2.2911 | 1.4393 | 1.44 | 3.1432 | 1.2865 | 1.4356 | 2.9956 | 2.0894 | 1.89
4428212 | VCUG | 11 | 00f_051004_345x211x716.dat | 0.0663;0.0663;0.0663 | 345;211;716 | (0.0901;67.0610;-2.6929) | 110 | 7.85 | 62 | 76.6025 | 60 | iodine | [138] | [75] | 1 | 5 | 60 | normal | none | 4.788 | 5.3314 | 25.5263 | 18.3385 | 20.4197 | 374.4669 | 1.8232e-13 | 6.0191 | 0.01858 | 1.32 | 3.2955 | 0.05684 | 3.807 | 3.9139 | 1.3471 | 6.2906 | 0.042765 | 4.1868 | 1.6542 | 1.7727 | 0.10446 | 4.983 | 0.095777 | 3.6515 | 5.5063 | 4.0617 | 0.36281 | 0.19397 | 3.2009 | 1.8716 | 1.873 | 3.779 | 1.5885 | 1.5591 | 4.012 | 2.6292 | 2.5026
4428212 | VCUG | 11 | 00f_051004_345x211x716.dat | 0.0663;0.0663;0.0663 | 345;211;716 | (0.0901;67.0610;-2.6929) | 110 | 9.9905 | 69 | 76.6025 | 60 | iodine | [138] | [75] | 1 | 5 | 60 | normal | none | 4.788 | 5.3314 | 25.5263 | 18.3385 | 20.4197 | 374.4669 | 1.7627e-13 | 6.153 | 0.022309 | 1.4305 | 3.4983 | 0.060583 | 4.0897 | 4.1131 | 1.4459 | 6.3703 | 0.027744 | 4.3603 | 1.7143 | 1.8723 | 0.11467 | 5.1591 | 0.11285 | 3.8832 | 5.5977 | 4.2629 | 0.40384 | 0.19807 | 3.4165 | 1.9737 | 1.9636 | 3.8794 | 1.6477 | 1.5706 | 4.2383 | 2.7304 | 2.6328
4428212 | VCUG | 12 | 00f_051004_345x211x716.dat | 0.0663;0.0663;0.0663 | 345;211;716 | (0.0901;67.0610;-2.6929) | 60 | 2.5 | 38 | 76.6025 | 60 | iodine | [138] | [10] | 1 | 5 | 60 | normal | none | 4.788 | 5.3314 | 25.5263 | 18.3385 | 20.4197 | 374.4669 | 2.8526e-13 | 4.2947 | 0.0040585 | 0.5629 | 1.8178 | 0.011934 | 1.9917 | 2.036 | 0.66656 | 4.579 | 0.0059774 | 2.5654 | 1.0484 | 0.97695 | 0.035354 | 3.2262 | 0.03018 | 1.9451 | 3.9231 | 2.3081 | 0.14797 | 0.060728 | 1.6888 | 1.0984 | 1.0993 | 2.6548 | 1.0556 | 1.3491 | 2.1529 | 1.6774 | 1.4209
4428212 | VCUG | 12 | 00f_051004_345x211x716.dat | 0.0663;0.0663;0.0663 | 345;211;716 | (0.0901;67.0610;-2.6929) | 60 | 5.7448 | 47 | 76.6025 | 60 | iodine | [138] | [10] | 1 | 5 | 60 | normal | none | 4.788 | 5.3314 | 25.5263 | 18.3385 | 20.4197 | 374.4669 | 1.8523e-13 | 5.9893 | 0.011646 | 1.0914 | 3.1104 | 0.038329 | 3.5314 | 3.6169 | 1.262 | 6.4374 | 0.026656 | 4.0907 | 1.6273 | 1.665 | 0.083405 | 4.9283 | 0.074465 | 3.4546 | 5.592 | 3.8893 | 0.32624 | 0.15704 | 3.0544 | 1.7705 | 1.8013 | 3.7154 | 1.5563 | 1.5883 | 3.6935 | 2.5588 | 2.3685
4428212 | VCUG | 12 | 00f_051004_345x211x716.dat | 0.0663;0.0663;0.0663 | 345;211;716 | (0.0901;67.0610;-2.6929) | 60 | 6.3535 | 49 | 76.6025 | 60 | iodine | [138] | [10] | 1 | 5 | 60 | normal | none | 4.788 | 5.3314 | 25.5263 | 18.3385 | 20.4197 | 374.4669 | 1.7686e-13 | 6.1422 | 0.013448 | 1.19 | 3.2607 | 0.042193 | 3.8142 | 3.7989 | 1.3378 | 6.603 | 0.032953 | 4.2562 | 1.6948 | 1.7681 | 0.092316 | 5.1103 | 0.086623 | 3.6315 | 5.7419 | 4.0765 | 0.35061 | 0.16986 | 3.2308 | 1.8552 | 1.8909 | 3.8364 | 1.6092 | 1.6113 | 3.8772 | 2.6635 | 2.4858
4428212 | VCUG | 12 | 00f_051004_345x211x716.dat | 0.0663;0.0663;0.0663 | 345;211;716 | (0.0901;67.0610;-2.6929) | 80 | 2.9 | 44 | 76.6025 | 60 | iodine | [138] | [10] | 1 | 5 | 60 | normal | none | 4.788 | 5.3314 | 25.5263 | 18.3385 | 20.4197 | 374.4669 | 2.5539e-13 | 4.589 | 0.0067939 | 0.7214 | 2.0804 | 0.023178 | 2.3449 | 2.3618 | 0.7996 | 4.8839 | 0.0086609 | 2.8637 | 1.1613 | 1.1228 | 0.048639 | 3.5364 | 0.043506 | 2.2625 | 4.2034 | 2.6438 | 0.18881 | 0.095184 | 1.9895 | 1.2448 | 1.2502 | 2.8699 | 1.1531 | 1.3892 | 2.4621 | 1.8497 | 1.6229
4428212 | VCUG | 12 | 00f_051004_345x211x716.dat | 0.0663;0.0663;0.0663 | 345;211;716 | (0.0901;67.0610;-2.6929) | 80 | 7.702 | 57 | 76.6025 | 60 | iodine | [138] | [10] | 1 | 5 | 60 | normal | none | 4.788 | 5.3314 | 25.5263 | 18.3385 | 20.4197 | 374.4669 | 1.707e-13 | 6.2394 | 0.017885 | 1.3212 | 3.4222 | 0.053525 | 3.8751 | 3.966 | 1.4123 | 6.5933 | 0.038613 | 4.3627 | 1.735 | 1.8465 | 0.10433 | 5.2083 | 0.10515 | 3.8056 | 5.7454 | 4.2421 | 0.38878 | 0.2021 | 3.3796 | 1.9484 | 1.9741 | 3.903 | 1.6479 | 1.6042 | 4.0424 | 2.7206 | 2.5927
4428212 | VCUG | 12 | 00f_051004_345x211x716.dat | 0.0663;0.0663;0.0663 | 345;211;716 | (0.0901;67.0610;-2.6929) | 80 | 8.502 | 60 | 76.6025 | 60 | iodine | [138] | [10] | 1 | 5 | 60 | normal | none | 4.788 | 5.3314 | 25.5263 | 18.3385 | 20.4197 | 374.4669 | 1.6648e-13 | 6.3264 | 0.020011 | 1.3926 | 3.5197 | 0.056931 | 4.0891 | 4.0445 | 1.4615 | 6.6459 | 0.029514 | 4.4553 | 1.7691 | 1.9094 | 0.11549 | 5.3092 | 0.10751 | 3.9171 | 5.797 | 4.3322 | 0.40452 | 0.19971 | 3.4727 | 2.0058 | 2.0305 | 3.9606 | 1.6786 | 1.6109 | 4.1777 | 2.784 | 2.6592
4428212 | VCUG | 12 | 00f_051004_345x211x716.dat | 0.0663;0.0663;0.0663 | 345;211;716 | (0.0901;67.0610;-2.6929) | 110 | 3.9 | 52 | 76.6025 | 60 | iodine | [138] | [10] | 1 | 5 | 60 | normal | none | 4.788 | 5.3314 | 25.5263 | 18.3385 | 20.4197 | 374.4669 | 2.283e-13 | 5.0307 | 0.010649 | 0.8937 | 2.4732 | 0.030705 | 2.7927 | 2.8575 | 0.97001 | 5.294 | 0.028078 | 3.2678 | 1.3096 | 1.3001 | 0.064109 | 3.9803 | 0.062116 | 2.6932 | 4.5966 | 3.0705 | 0.24697 | 0.11494 | 2.3639 | 1.4398 | 1.4405 | 3.1434 | 1.2891 | 1.4384 | 2.9314 | 2.0849 | 1.8926
4428212 | VCUG | 12 | 00f_051004_345x211x716.dat | 0.0663;0.0663;0.0663 | 345;211;716 | (0.0901;67.0610;-2.6929) | 110 | 7.85 | 62 | 76.6025 | 60 | iodine | [138] | [10] | 1 | 5 | 60 | normal | none | 4.788 | 5.3314 | 25.5263 | 18.3385 | 20.4197 | 374.4669 | 1.8232e-13 | 6.0208 | 0.018587 | 1.3201 | 3.2955 | 0.057059 | 3.8115 | 3.887 | 1.3475 | 6.2917 | 0.042472 | 4.1878 | 1.6545 | 1.7729 | 0.10472 | 4.985 | 0.095799 | 3.6505 | 5.5068 | 4.0645 | 0.36286 | 0.1941 | 3.2369 | 1.8724 | 1.8738 | 3.7788 | 1.5916 | 1.5618 | 3.9079 | 2.6223 | 2.5016
4428212 | VCUG | 12 | 00f_051004_345x211x716.dat | 0.0663;0.0663;0.0663 | 345;211;716 | (0.0901;67.0610;-2.6929) | 110 | 9.9905 | 69 | 76.6025 | 60 | iodine | [138] | [10] | 1 | 5 | 60 | normal | none | 4.788 | 5.3314 | 25.5263 | 18.3385 | 20.4197 | 374.4669 | 1.7627e-13 | 6.1541 | 0.022326 | 1.4322 | 3.5003 | 0.060157 | 4.0914 | 4.0705 | 1.4462 | 6.372 | 0.027744 | 4.3615 | 1.7145 | 1.8724 | 0.11487 | 5.1608 | 0.11304 | 3.8799 | 5.5987 | 4.2643 | 0.40396 | 0.19798 | 3.3988 | 1.9747 | 1.9645 | 3.8789 | 1.6506 | 1.5733 | 4.1414 | 2.7236 | 2.6288
4428212 | VCUG | 1 | 00m_051004_345x211x716.dat | 0.0663;0.0663;0.0663 | 345;211;716 | (0.0901;67.0610;-3.1626) | 60 | 2.5 | 38 | 76.6025 | 60 | iodine | [138] | [0] | 1 | 5 | 65 | normal | none | 4.788 | 5.6344 | 26.9774 | 18.3385 | 21.5806 | 395.7548 | 2.8356e-13 | 4.0644 | 0.0039346 | 0.54814 | 1.7259 | 0.015528 | 1.8946 | 4.0986 | 0.64671 | 4.3391 | 0.011952 | 2.4307 | 1.0084 | 0.9166 | 0.033233 | 3.0463 | 0.029718 | 1.8375 | 3.7033 | 2.1796 | 0.14044 | 0.058235 | 1.9113 | 1.0662 | 1.0636 | 2.399 | 1.0594 | 1.3461 | 1.9775 | 1.5806 | 1.5381
4428212 | VCUG | 1 | 00m_051004_345x211x716.dat | 0.0663;0.0663;0.0663 | 345;211;716 | (0.0901;67.0610;-3.1626) | 60 | 5.7448 | 47 | 76.6025 | 60 | iodine | [138] | [0] | 1 | 5 | 65 | normal | none | 4.788 | 5.6344 | 26.9774 | 18.3385 | 21.5806 | 395.7548 | 1.8412e-13 | 5.6741 | 0.011122 | 1.0737 | 2.9743 | 0.035273 | 3.2548 | 4.7517 | 1.2277 | 6.0977 | 0.020658 | 3.8732 | 1.5637 | 1.5897 | 0.079655 | 4.6736 | 0.072144 | 3.2736 | 5.2726 | 3.6997 | 0.30847 | 0.13934 | 3.3588 | 1.7176 | 1.7408 | 3.4151 | 1.5542 | 1.5839 | 3.1585 | 2.3926 | 2.3833
4428212 | VCUG | 1 | 00m_051004_345x211x716.dat | 0.0663;0.0663;0.0663 | 345;211;716 | (0.0901;67.0610;-3.1626) | 60 | 6.3535 | 49 | 76.6025 | 60 | iodine | [138] | [0] | 1 | 5 | 65 | normal | none | 4.788 | 5.6344 | 26.9774 | 18.3385 | 21.5806 | 395.7548 | 1.758e-13 | 5.826 | 0.012795 | 1.1721 | 3.1075 | 0.037261 | 3.4958 | 4.7617 | 1.2993 | 6.2515 | 0.016265 | 4.0318 | 1.6266 | 1.678 | 0.087435 | 4.8304 | 0.081497 | 3.4434 | 5.4078 | 3.8786 | 0.33339 | 0.15914 | 3.5118 | 1.7994 | 1.827 | 3.5411 | 1.6071 | 1.6064 | 3.3063 | 2.487 | 2.48
4428212 | VCUG | 1 | 00m_051004_345x211x716.dat | 0.0663;0.0663;0.0663 | 345;211;716 | (0.0901;67.0610;-3.1626) | 80 | 2.9 | 44 | 76.6025 | 60 | iodine | [138] | [0] | 1 | 5 | 65 | normal | none | 4.788 | 5.6344 | 26.9774 | 18.3385 | 21.5806 | 395.7548 | 2.5387e-13 | 4.3602 | 0.0064853 | 0.71432 | 1.9797 | 0.019647 | 2.2202 | 4.2105 | 0.77592 | 4.6233 | 0.014852 | 2.7118 | 1.1188 | 1.0715 | 0.046643 | 3.3583 | 0.042341 | 2.1459 | 3.9702 | 2.4962 | 0.18145 | 0.084277 | 2.2175 | 1.2085 | 1.2096 | 2.5863 | 1.1557 | 1.3843 | 2.2459 | 1.7434 | 1.718
4428212 | VCUG | 1 | 00m_051004_345x211x716.dat | 0.0663;0.0663;0.0663 | 345;211;716 | (0.0901;67.0610;-3.1626) | 80 | 7.702 | 57 | 76.6025 | 60 | iodine | [138] | [0] | 1 | 5 | 65 | normal | none | 4.788 | 5.6344 | 26.9774 | 18.3385 | 21.5806 | 395.7548 | 1.6968e-13 | 5.8951 | 0.01713 | 1.2964 | 3.2477 | 0.056668 | 3.799 | 4.7414 | 1.3674 | 6.2458 | 0.045005 | 4.1337 | 1.6668 | 1.7777 | 0.09674 | 4.9429 | 0.095201 | 3.5964 | 5.4201 | 4.0096 | 0.3693 | 0.18865 | 3.6506 | 1.8906 | 1.9085 | 3.6046 | 1.6435 | 1.596 | 3.3928 | 2.5575 | 2.5657
4428212 | VCUG | 1 | 00m_051004_345x211x716.dat | 0.0663;0.0663;0.0663 | 345;211;716 | (0.0901;67.0610;-3.1626) | 80 | 8.502 | 60 | 76.6025 | 60 | iodine | [138] | [0] | 1 | 5 | 65 | normal | none | 4.788 | 5.6344 | 26.9774 | 18.3385 | 21.5806 | 395.7548 | 1.6548e-13 | 5.9919 | 0.019109 | 1.3255 | 3.3332 | 0.056873 | 3.8098 | 4.7592 | 1.4125 | 6.3004 | 0.058525 | 4.2183 | 1.6998 | 1.8311 | 0.11171 | 5.0425 | 0.10006 | 3.706 | 5.4736 | 4.0853 | 0.38344 | 0.19747 | 3.7591 | 1.9461 | 1.9627 | 3.6624 | 1.6722 | 1.6065 | 3.4803 | 2.6009 | 2.6168
4428212 | VCUG | 1 | 00m_051004_345x211x716.dat | 0.0663;0.0663;0.0663 | 345;211;716 | (0.0901;67.0610;-3.1626) | 110 | 3.9 | 52 | 76.6025 | 60 | iodine | [138] | [0] | 1 | 5 | 65 | normal | none | 4.788 | 5.6344 | 26.9774 | 18.3385 | 21.5806 | 395.7548 | 2.2693e-13 | 4.7498 | 0.010205 | 0.89506 | 2.3467 | 0.031503 | 2.6343 | 4.3487 | 0.94168 | 5.0191 | 0.027823 | 3.0959 | 1.264 | 1.2907 | 0.064155 | 3.7655 | 0.058061 | 2.5487 | 4.3327 | 2.9162 | 0.23399 | 0.11591 | 2.6148 | 1.398 | 1.3938 | 2.8632 | 1.2878 | 1.4329 | 2.5453 | 1.9583 | 1.9549
4428212 | VCUG | 1 | 00m_051004_345x211x716.dat | 0.0663;0.0663;0.0663 | 345;211;716 | (0.0901;67.0610;-3.1626) | 110 | 7.85 | 62 | 76.6025 | 60 | iodine | [138] | [0] | 1 | 5 | 65 | normal | none | 4.788 | 5.6344 | 26.9774 | 18.3385 | 21.5806 | 395.7548 | 1.8123e-13 | 5.6944 | 0.017707 | 1.2739 | 3.1184 | 0.049778 | 3.5206 | 4.6779 | 1.3057 | 5.9659 | 0.041088 | 3.966 | 1.5897 | 1.6868 | 0.10353 | 4.7558 | 0.094448 | 3.4561 | 5.1996 | 3.8367 | 0.34721 | 0.17393 | 3.5342 | 1.8175 | 1.8127 | 3.4901 | 1.5879 | 1.5568 | 3.302 | 2.4507 | 2.4739
4428212 | VCUG | 1 | 00m_051004_345x211x716.dat | 0.0663;0.0663;0.0663 | 345;211;716 | (0.0901;67.0610;-3.1626) | 110 | 9.9905 | 69 | 76.6025 | 60 | iodine | [138] | [0] | 1 | 5 | 65 | normal | none | 4.788 | 5.6344 | 26.9774 | 18.3385 | 21.5806 | 395.7548 | 1.7522e-13 | 5.8207 | 0.021497 | 1.4602 | 3.3045 | 0.062903 | 3.7703 | 4.6997 | 1.4 | 6.0421 | 0.04096 | 4.1301 | 1.6454 | 1.7847 | 0.11095 | 4.8969 | 0.10557 | 3.6747 | 5.2933 | 4.0318 | 0.3831 | 0.20682 | 3.6715 | 1.9178 | 1.9015 | 3.6071 | 1.6434 | 1.5654 | 3.4964 | 2.5447 | 2.5921
4428212 | VCUG | 2 | 00m_051004_345x211x716.dat | 0.0663;0.0663;0.0663 | 345;211;716 | (-0.7309;68.4855;-8.1532) | 60 | 2.5 | 38 | 77.7048 | 60 | iodine | [138] | [10] | 0 | 5 | 65 | normal | none | 4.3884 | 2.5389 | 11.1418 | 17.0501 | 9.8643 | 168.1863 | 2.4506e-13 | 0.11995 | 0.00086843 | 0.016348 | 1.5704 | 0.0021061 | 0.14946 | 4.2577 | 0.021433 | 0.46833 | 0.0026353 | 0.098081 | 0.021361 | 0.024943 | 0.003658 | 0.2408 | 0.0026061 | 1.4842 | 0.1029 | 0.16141 | 0.0085643 | 0.0062094 | 3.5095 | 0.90407 | 0.81307 | 1.4428 | 1.4149 | 1.3947 | 3.5102 | 0.56994 | 0.8975
4428212 | VCUG | 2 | 00m_051004_345x211x716.dat | 0.0663;0.0663;0.0663 | 345;211;716 | (-0.7309;68.4855;-8.1532) | 60 | 5.7448 | 47 | 77.7048 | 60 | iodine | [138] | [10] | 0 | 5 | 65 | normal | none | 4.3884 | 2.5389 | 11.1418 | 17.0501 | 9.8643 | 168.1863 | 1.5913e-13 | 0.26919 | 0.0021696 | 0.03474 | 2.5877 | 0.007714 | 0.33074 | 6.1871 | 0.058526 | 0.95106 | 0.0063132 | 0.23361 | 0.055804 | 0.059127 | 0.0098318 | 0.51938 | 0.0069215 | 2.6351 | 0.23139 | 0.3704 | 0.024177 | 0.014317 | 6.2931 | 1.5166 | 1.3885 | 2.274 | 2.0371 | 1.6359 | 5.8899 | 0.95681 | 1.4519
4428212 | VCUG | 2 | 00m_051004_345x211x716.dat | 0.0663;0.0663;0.0663 | 345;211;716 | (-0.7309;68.4855;-8.1532) | 60 | 6.3535 | 49 | 77.7048 | 60 | iodine | [138] | [10] | 0 | 5 | 65 | normal | none | 4.3884 | 2.5389 | 11.1418 | 17.0501 | 9.8643 | 168.1863 | 1.5194e-13 | 0.29475 | 0.0024466 | 0.035118 | 2.7145 | 0.0051913 | 0.39659 | 6.3844 | 0.065695 | 1.0211 | 0.0045639 | 0.25682 | 0.063033 | 0.066539 | 0.0088541 | 0.55324 | 0.0087093 | 2.7887 | 0.2528 | 0.40285 | 0.026961 | 0.013778 | 6.6835 | 1.5947 | 1.4631 | 2.3816 | 2.0985 | 1.6552 | 6.1886 | 1.0087 | 1.5212
4428212 | VCUG | 2 | 00m_051004_345x211x716.dat | 0.0663;0.0663;0.0663 | 345;211;716 | (-0.7309;68.4855;-8.1532) | 80 | 2.9 | 44 | 77.7048 | 60 | iodine | [138] | [10] | 0 | 5 | 65 | normal | none | 4.3884 | 2.5389 | 11.1418 | 17.0501 | 9.8643 | 168.1863 | 2.1942e-13 | 0.15752 | 0.0013994 | 0.019492 | 1.7906 | 0.0031582 | 0.1967 | 4.6091 | 0.03369 | 0.57872 | 0.0003469 | 0.13482 | 0.03118 | 0.035515 | 0.0064818 | 0.31114 | 0.0046815 | 1.7404 | 0.13265 | 0.21502 | 0.013493 | 0.0068956 | 4.0843 | 1.0425 | 0.94167 | 1.6159 | 1.5303 | 1.4326 | 4.0567 | 0.65711 | 1.0137
4428212 | VCUG | 2 | 00m_051004_345x211x716.dat | 0.0663;0.0663;0.0663 | 345;211;716 | (-0.7309;68.4855;-8.1532) | 80 | 7.702 | 57 | 77.7048 | 60 | iodine | [138] | [10] | 0 | 5 | 65 | normal | none | 4.3884 | 2.5389 | 11.1418 | 17.0501 | 9.8643 | 168.1863 | 1.4666e-13 | 0.34147 | 0.0034132 | 0.052666 | 2.8217 | 0.0092684 | 0.42879 | 6.5432 | 0.082327 | 1.0856 | 0.0028021 | 0.29291 | 0.076831 | 0.082088 | 0.010968 | 0.60049 | 0.011662 | 2.9239 | 0.28739 | 0.44777 | 0.034804 | 0.019181 | 7.0033 | 1.6969 | 1.5492 | 2.4571 | 2.1337 | 1.6464 | 6.4814 | 1.0583 | 1.59
4428212 | VCUG | 2 | 00m_051004_345x211x716.dat | 0.0663;0.0663;0.0663 | 345;211;716 | (-0.7309;68.4855;-8.1532) | 80 | 8.502 | 60 | 77.7048 | 60 | iodine | [138] | [10] | 0 | 5 | 65 | normal | none | 4.3884 | 2.5389 | 11.1418 | 17.0501 | 9.8643 | 168.1863 | 1.4303e-13 | 0.36751 | 0.0037089 | 0.045937 | 2.9022 | 0.011915 | 0.48988 | 6.6668 | 0.088892 | 1.1283 | 0.0017535 | 0.31233 | 0.082488 | 0.091584 | 0.014419 | 0.63847 | 0.013483 | 3.0167 | 0.30196 | 0.47717 | 0.039075 | 0.019231 | 7.177 | 1.7544 | 1.6008 | 2.516 | 2.1672 | 1.6497 | 6.6424 | 1.0929 | 1.6326
4428212 | VCUG | 2 | 00m_051004_345x211x716.dat | 0.0663;0.0663;0.0663 | 345;211;716 | (-0.7309;68.4855;-8.1532) | 110 | 3.9 | 52 | 77.7048 | 60 | iodine | [138] | [10] | 0 | 5 | 65 | normal | none | 4.3884 | 2.5389 | 11.1418 | 17.0501 | 9.8643 | 168.1863 | 1.9613e-13 | 0.21567 | 0.0020225 | 0.035778 | 2.0718 | 0.0068052 | 0.27602 | 5.1915 | 0.048452 | 0.71122 | 0.0045715 | 0.18354 | 0.046452 | 0.053087 | 0.0091649 | 0.3938 | 0.006923 | 2.0728 | 0.17975 | 0.28161 | 0.021651 | 0.013283 | 4.9338 | 1.2342 | 1.112 | 1.8418 | 1.6944 | 1.4826 | 4.7096 | 0.76834 | 1.1813
4428212 | VCUG | 2 | 00m_051004_345x211x716.dat | 0.0663;0.0663;0.0663 | 345;211;716 | (-0.7309;68.4855;-8.1532) | 110 | 7.85 | 62 | 77.7048 | 60 | iodine | [138] | [10] | 0 | 5 | 65 | normal | none | 4.3884 | 2.5389 | 11.1418 | 17.0501 | 9.8643 | 168.1863 | 1.5663e-13 | 0.32629 | 0.0034455 | 0.048322 | 2.7147 | 0.0074098 | 0.43307 | 6.4106 | 0.082333 | 1.0133 | 0.0010287 | 0.28114 | 0.074659 | 0.078745 | 0.014532 | 0.57253 | 0.013479 | 2.8036 | 0.27064 | 0.4234 | 0.036412 | 0.018722 | 6.6973 | 1.6477 | 1.4872 | 2.3769 | 2.0676 | 1.6083 | 6.283 | 1.023 | 1.5388
4428212 | VCUG | 2 | 00m_051004_345x211x716.dat | 0.0663;0.0663;0.0663 | 345;211;716 | (-0.7309;68.4855;-8.1532) | 110 | 9.9905 | 69 | 77.7048 | 60 | iodine | [138] | [10] | 0 | 5 | 65 | normal | none | 4.3884 | 2.5389 | 11.1418 | 17.0501 | 9.8643 | 168.1863 | 1.5144e-13 | 0.36249 | 0.0042353 | 0.056316 | 2.8546 | 0.012278 | 0.44234 | 6.705 | 0.092374 | 1.0831 | 0.0032953 | 0.31531 | 0.086662 | 0.087996 | 0.015952 | 0.62215 | 0.015417 | 2.9904 | 0.29739 | 0.46392 | 0.042446 | 0.023182 | 7.0939 | 1.7602 | 1.5813 | 2.4844 | 2.1314 | 1.61 | 6.6291 | 1.0783 | 1.6253
4428212 | VCUG | 3 | 00m_051004_345x211x716.dat | 0.0663;0.0663;0.0663 | 345;211;716 | (-0.7309;68.4855;-8.1532) | 60 | 2.5 | 38 | 77.7048 | 60 | iodine | [138] | [30] | 0 | 5 | 65 | normal | none | 4.3884 | 2.5389 | 11.1418 | 17.0501 | 9.8643 | 168.1863 | 2.4506e-13 | 0.11959 | 0.00086688 | 0.014811 | 1.5689 | 0.002374 | 0.14457 | 4.2511 | 0.021225 | 0.46633 | 0.0026353 | 0.097122 | 0.021281 | 0.025068 | 0.0036743 | 0.2403 | 0.0025594 | 1.478 | 0.10183 | 0.15995 | 0.0083607 | 0.0061013 | 3.4006 | 0.90366 | 0.81266 | 1.4424 | 1.4118 | 1.3928 | 3.514 | 0.56939 | 0.89189
4428212 | VCUG | 3 | 00m_051004_345x211x716.dat | 0.0663;0.0663;0.0663 | 345;211;716 | (-0.7309;68.4855;-8.1532) | 60 | 5.7448 | 47 | 77.7048 | 60 | iodine | [138] | [30] | 0 | 5 | 65 | normal | none | 4.3884 | 2.5389 | 11.1418 | 17.0501 | 9.8643 | 168.1863 | 1.5913e-13 | 0.26739 | 0.0021526 | 0.035758 | 2.5879 | 0.0077146 | 0.31863 | 6.1925 | 0.058155 | 0.94578 | 0.0036436 | 0.23139 | 0.055224 | 0.059705 | 0.0097538 | 0.51788 | 0.0067041 | 2.6232 | 0.22994 | 0.36666 | 0.023801 | 0.014383 | 6.2553 | 1.5153 | 1.3872 | 2.2747 | 2.0318 | 1.6331 | 5.9198 | 0.95714 | 1.4503
4428212 | VCUG | 3 | 00m_051004_345x211x716.dat | 0.0663;0.0663;0.0663 | 345;211;716 | (-0.7309;68.4855;-8.1532) | 60 | 6.3535 | 49 | 77.7048 | 60 | iodine | [138] | [30] | 0 | 5 | 65 | normal | none | 4.3884 | 2.5389 | 11.1418 | 17.0501 | 9.8643 | 168.1863 | 1.5194e-13 | 0.29367 | 0.0024442 | 0.032937 | 2.7091 | 0.0052574 | 0.39191 | 6.3945 | 0.065306 | 1.0161 | 0.0045639 | 0.25424 | 0.062554 | 0.065127 | 0.0090779 | 0.55046 | 0.0086455 | 2.7774 | 0.25118 | 0.40008 | 0.026326 | 0.014444 | 6.6506 | 1.5932 | 1.4615 | 2.3794 | 2.093 | 1.652 | 6.2283 | 1.0099 | 1.5191
4428212 | VCUG | 3 | 00m_051004_345x211x716.dat | 0.0663;0.0663;0.0663 | 345;211;716 | (-0.7309;68.4855;-8.1532) | 80 | 2.9 | 44 | 77.7048 | 60 | iodine | [138] | [30] | 0 | 5 | 65 | normal | none | 4.3884 | 2.5389 | 11.1418 | 17.0501 | 9.8643 | 168.1863 | 2.1942e-13 | 0.15731 | 0.0013954 | 0.019539 | 1.7903 | 0.0031582 | 0.19683 | 4.6113 | 0.03369 | 0.5758 | 0.0003469 | 0.1336 | 0.031152 | 0.034135 | 0.0065688 | 0.30903 | 0.0044657 | 1.7314 | 0.13198 | 0.21216 | 0.013292 | 0.0073924 | 4.0094 | 1.0418 | 0.94093 | 1.6135 | 1.527 | 1.4309 | 4.0705 | 0.65723 | 1.0103
4428212 | VCUG | 3 | 00m_051004_345x211x716.dat | 0.0663;0.0663;0.0663 | 345;211;716 | (-0.7309;68.4855;-8.1532) | 80 | 7.702 | 57 | 77.7048 | 60 | iodine | [138] | [30] | 0 | 5 | 65 | normal | none | 4.3884 | 2.5389 | 11.1418 | 17.0501 | 9.8643 | 168.1863 | 1.4666e-13 | 0.33947 | 0.0033978 | 0.051147 | 2.8233 | 0.009715 | 0.43099 | 6.5448 | 0.08217 | 1.0803 | 0.0028021 | 0.2907 | 0.076211 | 0.081945 | 0.011103 | 0.59726 | 0.011489 | 2.9153 | 0.2858 | 0.44491 | 0.034252 | 0.018895 | 7.0326 | 1.6951 | 1.5474 | 2.4536 | 2.1286 | 1.6437 | 6.5576 | 1.0628 | 1.591
4428212 | VCUG | 3 | 00m_051004_345x211x716.dat | 0.0663;0.0663;0.0663 | 345;211;716 | (-0.7309;68.4855;-8.1532) | 80 | 8.502 | 60 | 77.7048 | 60 | iodine | [138] | [30] | 0 | 5 | 65 | normal | none | 4.3884 | 2.5389 | 11.1418 | 17.0501 | 9.8643 | 168.1863 | 1.4303e-13 | 0.36364 | 0.0036907 | 0.043634 | 2.9013 | 0.011993 | 0.48342 | 6.6587 | 0.088647 | 1.1215 | 0.0017535 | 0.30973 | 0.081789 | 0.091297 | 0.013643 | 0.63316 | 0.013609 | 3.0099 | 0.29959 | 0.47125 | 0.038456 | 0.019022 | 7.2567 | 1.7526 | 1.599 | 2.5122 | 2.1624 | 1.6469 | 6.7111 | 1.0957 | 1.6339
4428212 | VCUG | 3 | 00m_051004_345x211x716.dat | 0.0663;0.0663;0.0663 | 345;211;716 | (-0.7309;68.4855;-8.1532) | 110 | 3.9 | 52 | 77.7048 | 60 | iodine | [138] | [30] | 0 | 5 | 65 | normal | none | 4.3884 | 2.5389 | 11.1418 | 17.0501 | 9.8643 | 168.1863 | 1.9613e-13 | 0.2142 | 0.0020112 | 0.034198 | 2.0677 | 0.0063106 | 0.27847 | 5.1701 | 0.048201 | 0.70744 | 0.0045715 | 0.18204 | 0.046052 | 0.052481 | 0.0091659 | 0.39166 | 0.0067501 | 2.0666 | 0.17755 | 0.27968 | 0.021359 | 0.013038 | 4.9061 | 1.2333 | 1.1111 | 1.8418 | 1.6908 | 1.4801 | 4.7472 | 0.77041 | 1.1775
4428212 | VCUG | 3 | 00m_051004_345x211x716.dat | 0.0663;0.0663;0.0663 | 345;211;716 | (-0.7309;68.4855;-8.1532) | 110 | 7.85 | 62 | 77.7048 | 60 | iodine | [138] | [30] | 0 | 5 | 65 | normal | none | 4.3884 | 2.5389 | 11.1418 | 17.0501 | 9.8643 | 168.1863 | 1.5663e-13 | 0.32421 | 0.0034361 | 0.047814 | 2.7097 | 0.0079563 | 0.43389 | 6.4061 | 0.081804 | 1.0086 | 0.0010287 | 0.27895 | 0.074308 | 0.079346 | 0.014687 | 0.56893 | 0.013681 | 2.7964 | 0.26966 | 0.42232 | 0.036088 | 0.019073 | 6.6845 | 1.6461 | 1.4857 | 2.3758 | 2.0636 | 1.6066 | 6.3056 | 1.0237 | 1.5369
4428212 | VCUG | 3 | 00m_051004_345x211x716.dat | 0.0663;0.0663;0.0663 | 345;211;716 | (-0.7309;68.4855;-8.1532) | 110 | 9.9905 | 69 | 77.7048 | 60 | iodine | [138] | [30] | 0 | 5 | 65 | normal | none | 4.3884 | 2.5389 | 11.1418 | 17.0501 | 9.8643 | 168.1863 | 1.5144e-13 | 0.3606 | 0.0042249 | 0.055865 | 2.8505 | 0.012494 | 0.43901 | 6.7129 | 0.091192 | 1.0785 | 0.0032953 | 0.31286 | 0.085856 | 0.089283 | 0.016019 | 0.61922 | 0.015606 | 2.985 | 0.29561 | 0.46238 | 0.041936 | 0.022413 | 7.1897 | 1.7585 | 1.5796 | 2.4815 | 2.1277 | 1.6074 | 6.672 | 1.0801 | 1.6289
4428212 | VCUG | 4 | 00m_051004_345x211x716.dat | 0.0663;0.0663;0.0663 | 345;211;716 | (-0.7309;68.4855;-6.5584) | 60 | 2.5 | 38 | 77.7048 | 60 | iodine | [138] | [50] | 0 | 5 | 65 | normal | none | 4.3884 | 3.484 | 15.2891 | 17.0501 | 13.536 | 230.7904 | 2.7644e-13 | 0.37154 | 0.001361 | 0.02992 | 2.3402 | 0.0019976 | 0.4118 | 2.9586 | 0.051808 | 3.0628 | 0.005187 | 0.37556 | 0.050459 | 0.060931 | 0.0077542 | 0.83837 | 0.0055907 | 2.6533 | 0.29605 | 0.51465 | 0.018335 | 0.0086709 | 2.6096 | 0.83623 | 0.77548 | 2.8468 | 1.1699 | 1.4249 | 2.544 | 0.87601 | 0.93865
4428212 | VCUG | 4 | 00m_051004_345x211x716.dat | 0.0663;0.0663;0.0663 | 345;211;716 | (-0.7309;68.4855;-6.5584) | 60 | 5.7448 | 47 | 77.7048 | 60 | iodine | [138] | [50] | 0 | 5 | 65 | normal | none | 4.3884 | 3.484 | 15.2891 | 17.0501 | 13.536 | 230.7904 | 1.7951e-13 | 0.7301 | 0.0033392 | 0.082971 | 3.7461 | 0.011599 | 0.92329 | 4.371 | 0.12965 | 4.6857 | 0.0051471 | 0.73684 | 0.12294 | 0.14211 | 0.017402 | 1.4939 | 0.014502 | 4.4696 | 0.58955 | 1.0135 | 0.051019 | 0.029332 | 4.9157 | 1.4221 | 1.3453 | 4.0547 | 1.7145 | 1.6647 | 4.3311 | 1.4074 | 1.5483
4428212 | VCUG | 4 | 00m_051004_345x211x716.dat | 0.0663;0.0663;0.0663 | 345;211;716 | (-0.7309;68.4855;-6.5584) | 60 | 6.3535 | 49 | 77.7048 | 60 | iodine | [138] | [50] | 0 | 5 | 65 | normal | none | 4.3884 | 3.484 | 15.2891 | 17.0501 | 13.536 | 230.7904 | 1.7139e-13 | 0.78826 | 0.0038506 | 0.090028 | 3.9 | 0.013386 | 0.9385 | 4.4658 | 0.14487 | 4.8536 | 0.0036383 | 0.78907 | 0.13539 | 0.15552 | 0.018937 | 1.5722 | 0.018192 | 4.6778 | 0.63148 | 1.0555 | 0.057605 | 0.031649 | 5.2253 | 1.4988 | 1.4212 | 4.1882 | 1.7714 | 1.6885 | 4.5518 | 1.4667 | 1.6142
4428212 | VCUG | 4 | 00m_051004_345x211x716.dat | 0.0663;0.0663;0.0663 | 345;211;716 | (-0.7309;68.4855;-6.5584) | 80 | 2.9 | 44 | 77.7048 | 60 | iodine | [138] | [50] | 0 | 5 | 65 | normal | none | 4.3884 | 3.484 | 15.2891 | 17.0501 | 13.536 | 230.7904 | 2.475e-13 | 0.4558 | 0.0020615 | 0.041422 | 2.6202 | 0.0074743 | 0.50768 | 3.2437 | 0.07539 | 3.356 | 0.00067899 | 0.46218 | 0.070129 | 0.084154 | 0.0094206 | 0.97329 | 0.0086509 | 3.0236 | 0.36436 | 0.62416 | 0.029072 | 0.016829 | 3.1042 | 0.9696 | 0.90413 | 3.0836 | 1.2738 | 1.4638 | 2.9731 | 0.98741 | 1.0675
4428212 | VCUG | 4 | 00m_051004_345x211x716.dat | 0.0663;0.0663;0.0663 | 345;211;716 | (-0.7309;68.4855;-6.5584) | 80 | 7.702 | 57 | 77.7048 | 60 | iodine | [138] | [50] | 0 | 5 | 65 | normal | none | 4.3884 | 3.484 | 15.2891 | 17.0501 | 13.536 | 230.7904 | 1.6543e-13 | 0.86672 | 0.0052851 | 0.09172 | 4.0312 | 0.013711 | 1.066 | 4.6822 | 0.17313 | 4.9235 | 0.016518 | 0.85481 | 0.15768 | 0.17002 | 0.025375 | 1.6159 | 0.023219 | 4.8627 | 0.65962 | 1.1269 | 0.072473 | 0.036007 | 5.5614 | 1.597 | 1.5075 | 4.2755 | 1.8096 | 1.6791 | 4.8392 | 1.5281 | 1.6955
4428212 | VCUG | 4 | 00m_051004_345x211x716.dat | 0.0663;0.0663;0.0663 | 345;211;716 | (-0.7309;68.4855;-6.5584) | 80 | 8.502 | 60 | 77.7048 | 60 | iodine | [138] | [50] | 0 | 5 | 65 | normal | none | 4.3884 | 3.484 | 15.2891 | 17.0501 | 13.536 | 230.7904 | 1.6133e-13 | 0.90064 | 0.0059026 | 0.090491 | 4.1253 | 0.013888 | 1.0656 | 4.7595 | 0.1817 | 4.9962 | 0.00318 | 0.89283 | 0.16762 | 0.18791 | 0.028621 | 1.6515 | 0.026366 | 4.9933 | 0.68394 | 1.1687 | 0.077846 | 0.042175 | 5.7269 | 1.6523 | 1.5589 | 4.3622 | 1.8419 | 1.6832 | 4.9334 | 1.5581 | 1.739
4428212 | VCUG | 4 | 00m_051004_345x211x716.dat | 0.0663;0.0663;0.0663 | 345;211;716 | (-0.7309;68.4855;-6.5584) | 110 | 3.9 | 52 | 77.7048 | 60 | iodine | [138] | [50] | 0 | 5 | 65 | normal | none | 4.3884 | 3.484 | 15.2891 | 17.0501 | 13.536 | 230.7904 | 2.2123e-13 | 0.56036 | 0.0033199 | 0.05317 | 3.0136 | 0.010439 | 0.65939 | 3.6848 | 0.10536 | 3.7679 | 0.0047637 | 0.57387 | 0.096631 | 0.11133 | 0.018027 | 1.1332 | 0.014338 | 3.5423 | 0.44694 | 0.7653 | 0.043233 | 0.021591 | 3.7849 | 1.1514 | 1.0714 | 3.4062 | 1.4205 | 1.5145 | 3.4865 | 1.1333 | 1.2461
4428212 | VCUG | 4 | 00m_051004_345x211x716.dat | 0.0663;0.0663;0.0663 | 345;211;716 | (-0.7309;68.4855;-6.5584) | 110 | 7.85 | 62 | 77.7048 | 60 | iodine | [138] | [50] | 0 | 5 | 65 | normal | none | 4.3884 | 3.484 | 15.2891 | 17.0501 | 13.536 | 230.7904 | 1.7668e-13 | 0.8092 | 0.0056355 | 0.09224 | 3.8994 | 0.011953 | 0.99207 | 4.6313 | 0.16395 | 4.7091 | 0.020635 | 0.81735 | 0.15178 | 0.16684 | 0.025986 | 1.507 | 0.023168 | 4.6962 | 0.61529 | 1.052 | 0.071072 | 0.042817 | 5.314 | 1.5447 | 1.4409 | 4.1555 | 1.7514 | 1.6372 | 4.6692 | 1.465 | 1.6398
4428212 | VCUG | 4 | 00m_051004_345x211x716.dat | 0.0663;0.0663;0.0663 | 345;211;716 | (-0.7309;68.4855;-6.5584) | 110 | 9.9905 | 69 | 77.7048 | 60 | iodine | [138] | [50] | 0 | 5 | 65 | normal | none | 4.3884 | 3.484 | 15.2891 | 17.0501 | 13.536 | 230.7904 | 1.7081e-13 | 0.86997 | 0.0068562 | 0.11544 | 4.0785 | 0.020752 | 1.0461 | 4.786 | 0.18744 | 4.8465 | 0.021801 | 0.88818 | 0.17149 | 0.19968 | 0.030111 | 1.5705 | 0.028235 | 4.9543 | 0.6547 | 1.1292 | 0.082179 | 0.052039 | 5.6768 | 1.6508 | 1.5327 | 4.3102 | 1.8135 | 1.647 | 4.9753 | 1.5364 | 1.7295
4428212 | VCUG | 5 | 00m_051004_345x211x716.dat | 0.0663;0.0663;0.0663 | 345;211;716 | (0.8757;68.3448;-6.5519) | 60 | 2.5 | 38 | 77.7048 | 60 | iodine | [138] | [50] | 0 | 5 | 65 | normal | none | 4.4039 | 3.485 | 15.3476 | 17.1101 | 13.5401 | 231.6736 | 2.7627e-13 | 0.37684 | 0.0012933 | 0.034271 | 2.1552 | 0.0027966 | 0.55456 | 2.9485 | 0.048507 | 3.3206 | 0.00071176 | 0.68563 | 0.049306 | 0.059275 | 0.0056213 | 0.60393 | 0.0050059 | 2.203 | 0.22312 | 0.43892 | 0.018162 | 0.010342 | 2.612 | 0.83471 | 0.77433 | 2.8764 | 1.1732 | 1.4213 | 2.5563 | 0.89223 | 0.92115
4428212 | VCUG | 5 | 00m_051004_345x211x716.dat | 0.0663;0.0663;0.0663 | 345;211;716 | (0.8757;68.3448;-6.5519) | 60 | 5.7448 | 47 | 77.7048 | 60 | iodine | [138] | [50] | 0 | 5 | 65 | normal | none | 4.4039 | 3.485 | 15.3476 | 17.1101 | 13.5401 | 231.6736 | 1.794e-13 | 0.74717 | 0.0033177 | 0.065798 | 3.5314 | 0.0082526 | 1.0583 | 4.3278 | 0.12524 | 4.9896 | 0.00038819 | 1.094 | 0.12082 | 0.14059 | 0.01731 | 1.1859 | 0.015235 | 3.8939 | 0.48109 | 0.89845 | 0.050191 | 0.032222 | 4.924 | 1.4209 | 1.3447 | 4.1098 | 1.7193 | 1.6617 | 4.4164 | 1.4289 | 1.5201
4428212 | VCUG | 5 | 00m_051004_345x211x716.dat | 0.0663;0.0663;0.0663 | 345;211;716 | (0.8757;68.3448;-6.5519) | 60 | 6.3535 | 49 | 77.7048 | 60 | iodine | [138] | [50] | 0 | 5 | 65 | normal | none | 4.4039 | 3.485 | 15.3476 | 17.1101 | 13.5401 | 231.6736 | 1.7129e-13 | 0.80528 | 0.003883 | 0.073038 | 3.6981 | 0.0094883 | 1.1263 | 4.4241 | 0.14006 | 5.1596 | 0.0046068 | 1.1432 | 0.13279 | 0.1543 | 0.020429 | 1.2682 | 0.017144 | 4.1032 | 0.52188 | 0.9531 | 0.056351 | 0.033884 | 5.2125 | 1.4962 | 1.4193 | 4.2293 | 1.7762 | 1.6832 | 4.6273 | 1.4909 | 1.5882
4428212 | VCUG | 5 | 00m_051004_345x211x716.dat | 0.0663;0.0663;0.0663 | 345;211;716 | (0.8757;68.3448;-6.5519) | 80 | 2.9 | 44 | 77.7048 | 60 | iodine | [138] | [50] | 0 | 5 | 65 | normal | none | 4.4039 | 3.485 | 15.3476 | 17.1101 | 13.5401 | 231.6736 | 2.4734e-13 | 0.46878 | 0.0020896 | 0.043903 | 2.4431 | 0.0053016 | 0.63734 | 3.2064 | 0.072256 | 3.6237 | 0.0039137 | 0.77096 | 0.069899 | 0.082008 | 0.01162 | 0.73813 | 0.0089492 | 2.568 | 0.28753 | 0.53937 | 0.027963 | 0.018846 | 3.1129 | 0.96818 | 0.90308 | 3.1093 | 1.2763 | 1.4594 | 2.9899 | 1.0037 | 1.0478
4428212 | VCUG | 5 | 00m_051004_345x211x716.dat | 0.0663;0.0663;0.0663 | 345;211;716 | (0.8757;68.3448;-6.5519) | 80 | 7.702 | 57 | 77.7048 | 60 | iodine | [138] | [50] | 0 | 5 | 65 | normal | none | 4.4039 | 3.485 | 15.3476 | 17.1101 | 13.5401 | 231.6736 | 1.6532e-13 | 0.849 | 0.005236 | 0.083019 | 3.8483 | 0.016959 | 1.2187 | 4.5809 | 0.1681 | 5.1998 | 0.0025333 | 1.1767 | 0.15632 | 0.17801 | 0.029413 | 1.3417 | 0.023159 | 4.3214 | 0.56295 | 1.0356 | 0.070347 | 0.042829 | 5.5508 | 1.5947 | 1.5058 | 4.3206 | 1.8134 | 1.6762 | 4.7764 | 1.5384 | 1.6673
4428212 | VCUG | 5 | 00m_051004_345x211x716.dat | 0.0663;0.0663;0.0663 | 345;211;716 | (0.8757;68.3448;-6.5519) | 80 | 8.502 | 60 | 77.7048 | 60 | iodine | [138] | [50] | 0 | 5 | 65 | normal | none | 4.4039 | 3.485 | 15.3476 | 17.1101 | 13.5401 | 231.6736 | 1.6123e-13 | 0.88949 | 0.0057823 | 0.12214 | 3.948 | 0.017236 | 1.2719 | 4.6349 | 0.17909 | 5.2754 | 0.0053639 | 1.2046 | 0.16776 | 0.19267 | 0.025126 | 1.3944 | 0.025286 | 4.4495 | 0.59795 | 1.0914 | 0.075515 | 0.04531 | 5.7546 | 1.6501 | 1.5576 | 4.3919 | 1.8438 | 1.6816 | 4.9079 | 1.5755 | 1.718
4428212 | VCUG | 5 | 00m_051004_345x211x716.dat | 0.0663;0.0663;0.0663 | 345;211;716 | (0.8757;68.3448;-6.5519) | 110 | 3.9 | 52 | 77.7048 | 60 | iodine | [138] | [50] | 0 | 5 | 65 | normal | none | 4.4039 | 3.485 | 15.3476 | 17.1101 | 13.5401 | 231.6736 | 2.211e-13 | 0.57007 | 0.0032461 | 0.065731 | 2.8454 | 0.0081946 | 0.85519 | 3.6442 | 0.1016 | 4.0267 | 0.0078287 | 0.87721 | 0.096505 | 0.11159 | 0.0154 | 0.8992 | 0.013125 | 3.0711 | 0.36463 | 0.68259 | 0.043419 | 0.023574 | 3.7981 | 1.1501 | 1.0704 | 3.4516 | 1.4229 | 1.5092 | 3.4934 | 1.1544 | 1.2293
4428212 | VCUG | 5 | 00m_051004_345x211x716.dat | 0.0663;0.0663;0.0663 | 345;211;716 | (0.8757;68.3448;-6.5519) | 110 | 7.85 | 62 | 77.7048 | 60 | iodine | [138] | [50] | 0 | 5 | 65 | normal | none | 4.4039 | 3.485 | 15.3476 | 17.1101 | 13.5401 | 231.6736 | 1.7657e-13 | 0.8115 | 0.0055219 | 0.087391 | 3.722 | 0.014162 | 1.1536 | 4.4927 | 0.16091 | 4.9751 | 0.019279 | 1.118 | 0.15049 | 0.17246 | 0.02284 | 1.2755 | 0.021993 | 4.1667 | 0.53295 | 0.98463 | 0.07009 | 0.042032 | 5.346 | 1.5431 | 1.4399 | 4.1949 | 1.7549 | 1.6336 | 4.6385 | 1.4814 | 1.6138
4428212 | VCUG | 5 | 00m_051004_345x211x716.dat | 0.0663;0.0663;0.0663 | 345;211;716 | (0.8757;68.3448;-6.5519) | 110 | 9.9905 | 69 | 77.7048 | 60 | iodine | [138] | [50] | 0 | 5 | 65 | normal | none | 4.4039 | 3.485 | 15.3476 | 17.1101 | 13.5401 | 231.6736 | 1.7071e-13 | 0.86801 | 0.0068174 | 0.095506 | 3.9134 | 0.015653 | 1.1986 | 4.7355 | 0.1838 | 5.1034 | 0.011767 | 1.1631 | 0.16991 | 0.18546 | 0.028905 | 1.3617 | 0.027836 | 4.4255 | 0.59252 | 1.0713 | 0.082689 | 0.053998 | 5.6979 | 1.6494 | 1.5319 | 4.3383 | 1.816 | 1.641 | 4.8986 | 1.5459 | 1.7084
4428212 | VCUG | 6 | 00m_051004_345x211x716.dat | 0.0663;0.0663;0.0663 | 345;211;716 | (-0.7309;68.4855;-6.5584) | 60 | 2.5 | 38 | 77.7048 | 60 | iodine | [138] | [75] | 0 | 5 | 65 | normal | none | 4.3884 | 3.484 | 15.2891 | 17.0501 | 13.536 | 230.7904 | 2.7644e-13 | 0.3714 | 0.0013595 | 0.029963 | 2.3373 | 0.0019976 | 0.41238 | 2.9536 | 0.051656 | 3.0618 | 0.005187 | 0.37527 | 0.050434 | 0.061597 | 0.0077593 | 0.8379 | 0.005608 | 2.648 | 0.29616 | 0.51356 | 0.018323 | 0.0086709 | 2.5293 | 0.83589 | 0.77516 | 2.8455 | 1.1682 | 1.4242 | 2.5194 | 0.87384 | 0.93426
4428212 | VCUG | 6 | 00m_051004_345x211x716.dat | 0.0663;0.0663;0.0663 | 345;211;716 | (-0.7309;68.4855;-6.5584) | 60 | 5.7448 | 47 | 77.7048 | 60 | iodine | [138] | [75] | 0 | 5 | 65 | normal | none | 4.3884 | 3.484 | 15.2891 | 17.0501 | 13.536 | 230.7904 | 1.7951e-13 | 0.72865 | 0.0033314 | 0.083216 | 3.742 | 0.011574 | 0.92452 | 4.3703 | 0.12946 | 4.683 | 0.0051471 | 0.73562 | 0.12267 | 0.1418 | 0.017258 | 1.4938 | 0.014454 | 4.4569 | 0.58838 | 1.0129 | 0.050975 | 0.028999 | 4.7948 | 1.4213 | 1.3446 | 4.0532 | 1.711 | 1.663 | 4.2807 | 1.4029 | 1.5421
4428212 | VCUG | 6 | 00m_051004_345x211x716.dat | 0.0663;0.0663;0.0663 | 345;211;716 | (-0.7309;68.4855;-6.5584) | 60 | 6.3535 | 49 | 77.7048 | 60 | iodine | [138] | [75] | 0 | 5 | 65 | normal | none | 4.3884 | 3.484 | 15.2891 | 17.0501 | 13.536 | 230.7904 | 1.7139e-13 | 0.78808 | 0.0038401 | 0.091096 | 3.8951 | 0.013283 | 0.93412 | 4.4578 | 0.14466 | 4.8521 | 0.0036383 | 0.78779 | 0.13507 | 0.1552 | 0.018922 | 1.5705 | 0.018021 | 4.6664 | 0.63055 | 1.0533 | 0.057688 | 0.031758 | 5.0798 | 1.4979 | 1.4203 | 4.1863 | 1.7677 | 1.6867 | 4.5169 | 1.463 | 1.6063
4428212 | VCUG | 6 | 00m_051004_345x211x716.dat | 0.0663;0.0663;0.0663 | 345;211;716 | (-0.7309;68.4855;-6.5584) | 80 | 2.9 | 44 | 77.7048 | 60 | iodine | [138] | [75] | 0 | 5 | 65 | normal | none | 4.3884 | 3.484 | 15.2891 | 17.0501 | 13.536 | 230.7904 | 2.475e-13 | 0.45531 | 0.002057 | 0.041345 | 2.6174 | 0.0075168 | 0.50663 | 3.2438 | 0.075042 | 3.355 | 0.00069269 | 0.4615 | 0.07002 | 0.084242 | 0.0094634 | 0.97293 | 0.0086582 | 3.0161 | 0.36352 | 0.62267 | 0.028913 | 0.016556 | 3.0306 | 0.96913 | 0.90367 | 3.0828 | 1.2717 | 1.4628 | 2.964 | 0.98624 | 1.0638
4428212 | VCUG | 6 | 00m_051004_345x211x716.dat | 0.0663;0.0663;0.0663 | 345;211;716 | (-0.7309;68.4855;-6.5584) | 80 | 7.702 | 57 | 77.7048 | 60 | iodine | [138] | [75] | 0 | 5 | 65 | normal | none | 4.3884 | 3.484 | 15.2891 | 17.0501 | 13.536 | 230.7904 | 1.6543e-13 | 0.86527 | 0.005264 | 0.093406 | 4.0263 | 0.013669 | 1.0576 | 4.666 | 0.17277 | 4.9204 | 0.016034 | 0.85366 | 0.15713 | 0.17087 | 0.025623 | 1.6122 | 0.02335 | 4.8492 | 0.65835 | 1.1254 | 0.072593 | 0.036408 | 5.4308 | 1.5959 | 1.5064 | 4.2734 | 1.8055 | 1.6771 | 4.7992 | 1.5233 | 1.6876
4428212 | VCUG | 6 | 00m_051004_345x211x716.dat | 0.0663;0.0663;0.0663 | 345;211;716 | (-0.7309;68.4855;-6.5584) | 80 | 8.502 | 60 | 77.7048 | 60 | iodine | [138] | [75] | 0 | 5 | 65 | normal | none | 4.3884 | 3.484 | 15.2891 | 17.0501 | 13.536 | 230.7904 | 1.6133e-13 | 0.90051 | 0.0058996 | 0.089066 | 4.1191 | 0.014213 | 1.0555 | 4.752 | 0.18167 | 4.9922 | 0.00318 | 0.89146 | 0.16729 | 0.18786 | 0.028886 | 1.6491 | 0.026078 | 4.9817 | 0.68357 | 1.1663 | 0.07758 | 0.042702 | 5.6341 | 1.6509 | 1.5575 | 4.3573 | 1.8374 | 1.681 | 4.9004 | 1.5536 | 1.7327
4428212 | VCUG | 6 | 00m_051004_345x211x716.dat | 0.0663;0.0663;0.0663 | 345;211;716 | (-0.7309;68.4855;-6.5584) | 110 | 3.9 | 52 | 77.7048 | 60 | iodine | [138] | [75] | 0 | 5 | 65 | normal | none | 4.3884 | 3.484 | 15.2891 | 17.0501 | 13.536 | 230.7904 | 2.2123e-13 | 0.55927 | 0.0033165 | 0.053563 | 3.0101 | 0.01042 | 0.65546 | 3.6771 | 0.10521 | 3.7665 | 0.0047637 | 0.57306 | 0.096464 | 0.11057 | 0.017831 | 1.1317 | 0.014135 | 3.5343 | 0.44675 | 0.76453 | 0.043145 | 0.020972 | 3.672 | 1.1507 | 1.0707 | 3.4044 | 1.418 | 1.513 | 3.4658 | 1.1307 | 1.24
4428212 | VCUG | 6 | 00m_051004_345x211x716.dat | 0.0663;0.0663;0.0663 | 345;211;716 | (-0.7309;68.4855;-6.5584) | 110 | 7.85 | 62 | 77.7048 | 60 | iodine | [138] | [75] | 0 | 5 | 65 | normal | none | 4.3884 | 3.484 | 15.2891 | 17.0501 | 13.536 | 230.7904 | 1.7668e-13 | 0.80688 | 0.0056184 | 0.092404 | 3.8958 | 0.011845 | 0.9936 | 4.6093 | 0.16385 | 4.7066 | 0.021099 | 0.81627 | 0.15166 | 0.16626 | 0.026277 | 1.5046 | 0.023297 | 4.685 | 0.61416 | 1.0522 | 0.070947 | 0.042529 | 5.1934 | 1.5435 | 1.4397 | 4.1527 | 1.7475 | 1.6353 | 4.6094 | 1.4594 | 1.6319
4428212 | VCUG | 6 | 00m_051004_345x211x716.dat | 0.0663;0.0663;0.0663 | 345;211;716 | (-0.7309;68.4855;-6.5584) | 110 | 9.9905 | 69 | 77.7048 | 60 | iodine | [138] | [75] | 0 | 5 | 65 | normal | none | 4.3884 | 3.484 | 15.2891 | 17.0501 | 13.536 | 230.7904 | 1.7081e-13 | 0.86822 | 0.0068257 | 0.11447 | 4.0754 | 0.020975 | 1.0446 | 4.7815 | 0.18716 | 4.8421 | 0.02139 | 0.88713 | 0.17114 | 0.19927 | 0.030289 | 1.5688 | 0.028123 | 4.9435 | 0.65389 | 1.1273 | 0.082173 | 0.051267 | 5.6312 | 1.6495 | 1.5314 | 4.3065 | 1.8097 | 1.6449 | 4.9535 | 1.5334 | 1.7259
4428212 | VCUG | 7 | 00m_051004_345x211x716.dat | 0.0663;0.0663;0.0663 | 345;211;716 | (-0.7309;68.4855;-6.5584) | 60 | 2.5 | 38 | 77.7048 | 60 | iodine | [138] | [100] | 1 | 5 | 65 | normal | none | 4.3884 | 3.484 | 15.2891 | 17.0501 | 13.536 | 230.7904 | 2.7644e-13 | 0.37161 | 0.0013589 | 0.030021 | 2.3355 | 0.0019976 | 0.40772 | 2.9501 | 0.051772 | 3.0613 | 0.005187 | 0.37502 | 0.050394 | 0.061355 | 0.0077615 | 0.8375 | 0.0055314 | 2.642 | 0.29573 | 0.51371 | 0.018289 | 0.0086709 | 2.4602 | 0.83564 | 0.77493 | 2.8436 | 1.1671 | 1.4236 | 2.4964 | 0.87141 | 0.93067
4428212 | VCUG | 7 | 00m_051004_345x211x716.dat | 0.0663;0.0663;0.0663 | 345;211;716 | (-0.7309;68.4855;-6.5584) | 60 | 5.7448 | 47 | 77.7048 | 60 | iodine | [138] | [100] | 1 | 5 | 65 | normal | none | 4.3884 | 3.484 | 15.2891 | 17.0501 | 13.536 | 230.7904 | 1.7951e-13 | 0.72804 | 0.0033211 | 0.082241 | 3.7389 | 0.011596 | 0.92424 | 4.3571 | 0.12912 | 4.6806 | 0.0051471 | 0.735 | 0.12255 | 0.14191 | 0.017215 | 1.4925 | 0.014444 | 4.4461 | 0.58805 | 1.0108 | 0.050931 | 0.028996 | 4.685 | 1.4207 | 1.3439 | 4.0509 | 1.7083 | 1.6616 | 4.2514 | 1.3999 | 1.5354
4428212 | VCUG | 7 | 00m_051004_345x211x716.dat | 0.0663;0.0663;0.0663 | 345;211;716 | (-0.7309;68.4855;-6.5584) | 60 | 6.3535 | 49 | 77.7048 | 60 | iodine | [138] | [100] | 1 | 5 | 65 | normal | none | 4.3884 | 3.484 | 15.2891 | 17.0501 | 13.536 | 230.7904 | 1.7139e-13 | 0.78715 | 0.0038327 | 0.089981 | 3.892 | 0.01329 | 0.93506 | 4.4578 | 0.14441 | 4.8499 | 0.0036383 | 0.78697 | 0.13497 | 0.15565 | 0.018884 | 1.5707 | 0.01804 | 4.6549 | 0.62991 | 1.0514 | 0.057587 | 0.031562 | 4.9742 | 1.4971 | 1.4195 | 4.1849 | 1.7648 | 1.6855 | 4.4732 | 1.4591 | 1.6008
4428212 | VCUG | 7 | 00m_051004_345x211x716.dat | 0.0663;0.0663;0.0663 | 345;211;716 | (-0.7309;68.4855;-6.5584) | 80 | 2.9 | 44 | 77.7048 | 60 | iodine | [138] | [100] | 1 | 5 | 65 | normal | none | 4.3884 | 3.484 | 15.2891 | 17.0501 | 13.536 | 230.7904 | 2.475e-13 | 0.45479 | 0.0020516 | 0.040541 | 2.6148 | 0.0074796 | 0.50404 | 3.2434 | 0.074966 | 3.3533 | 0.00051038 | 0.46113 | 0.06998 | 0.084186 | 0.009419 | 0.97301 | 0.0086558 | 3.0093 | 0.36337 | 0.62271 | 0.028971 | 0.016562 | 2.9486 | 0.96872 | 0.90327 | 3.0802 | 1.2701 | 1.462 | 2.9369 | 0.98345 | 1.0597
4428212 | VCUG | 7 | 00m_051004_345x211x716.dat | 0.0663;0.0663;0.0663 | 345;211;716 | (-0.7309;68.4855;-6.5584) | 80 | 7.702 | 57 | 77.7048 | 60 | iodine | [138] | [100] | 1 | 5 | 65 | normal | none | 4.3884 | 3.484 | 15.2891 | 17.0501 | 13.536 | 230.7904 | 1.6543e-13 | 0.86539 | 0.0052619 | 0.09117 | 4.0211 | 0.013918 | 1.0568 | 4.6505 | 0.17224 | 4.9181 | 0.016034 | 0.85246 | 0.15699 | 0.16986 | 0.025508 | 1.6116 | 0.023173 | 4.8381 | 0.65823 | 1.1238 | 0.072321 | 0.035984 | 5.2881 | 1.5949 | 1.5054 | 4.2719 | 1.8023 | 1.6753 | 4.7454 | 1.5184 | 1.6788
4428212 | VCUG | 7 | 00m_051004_345x211x716.dat | 0.0663;0.0663;0.0663 | 345;211;716 | (-0.7309;68.4855;-6.5584) | 80 | 8.502 | 60 | 77.7048 | 60 | iodine | [138] | [100] | 1 | 5 | 65 | normal | none | 4.3884 | 3.484 | 15.2891 | 17.0501 | 13.536 | 230.7904 | 1.6133e-13 | 0.89958 | 0.005887 | 0.089921 | 4.114 | 0.013844 | 1.0576 | 4.7222 | 0.18112 | 4.9899 | 0.00318 | 0.89035 | 0.16703 | 0.18733 | 0.028529 | 1.6484 | 0.026115 | 4.971 | 0.68301 | 1.1649 | 0.077381 | 0.042224 | 5.5159 | 1.6499 | 1.5565 | 4.3546 | 1.834 | 1.6788 | 4.8285 | 1.5473 | 1.7238
4428212 | VCUG | 7 | 00m_051004_345x211x716.dat | 0.0663;0.0663;0.0663 | 345;211;716 | (-0.7309;68.4855;-6.5584) | 110 | 3.9 | 52 | 77.7048 | 60 | iodine | [138] | [100] | 1 | 5 | 65 | normal | none | 4.3884 | 3.484 | 15.2891 | 17.0501 | 13.536 | 230.7904 | 2.2123e-13 | 0.55869 | 0.0033139 | 0.053816 | 3.0081 | 0.010516 | 0.65515 | 3.6662 | 0.10509 | 3.765 | 0.0047637 | 0.57247 | 0.096382 | 0.111 | 0.017619 | 1.1308 | 0.014061 | 3.5269 | 0.44658 | 0.76309 | 0.043196 | 0.021059 | 3.6085 | 1.1501 | 1.0701 | 3.4013 | 1.416 | 1.5121 | 3.4321 | 1.1275 | 1.2357
4428212 | VCUG | 7 | 00m_051004_345x211x716.dat | 0.0663;0.0663;0.0663 | 345;211;716 | (-0.7309;68.4855;-6.5584) | 110 | 7.85 | 62 | 77.7048 | 60 | iodine | [138] | [100] | 1 | 5 | 65 | normal | none | 4.3884 | 3.484 | 15.2891 | 17.0501 | 13.536 | 230.7904 | 1.7668e-13 | 0.8066 | 0.0056165 | 0.093332 | 3.8916 | 0.011893 | 0.98947 | 4.5978 | 0.16364 | 4.7041 | 0.020635 | 0.81497 | 0.15156 | 0.16632 | 0.026005 | 1.5036 | 0.023087 | 4.6761 | 0.61354 | 1.0492 | 0.070936 | 0.041762 | 5.1123 | 1.5426 | 1.4388 | 4.1517 | 1.7447 | 1.6339 | 4.5763 | 1.4559 | 1.6264
4428212 | VCUG | 7 | 00m_051004_345x211x716.dat | 0.0663;0.0663;0.0663 | 345;211;716 | (-0.7309;68.4855;-6.5584) | 110 | 9.9905 | 69 | 77.7048 | 60 | iodine | [138] | [100] | 1 | 5 | 65 | normal | none | 4.3884 | 3.484 | 15.2891 | 17.0501 | 13.536 | 230.7904 | 1.7081e-13 | 0.86734 | 0.0068134 | 0.11538 | 4.0707 | 0.020379 | 1.0514 | 4.76 | 0.18701 | 4.8402 | 0.02189 | 0.88601 | 0.17104 | 0.19979 | 0.030279 | 1.5667 | 0.027867 | 4.9328 | 0.65271 | 1.1265 | 0.082197 | 0.051704 | 5.4888 | 1.6484 | 1.5303 | 4.3029 | 1.8064 | 1.6434 | 4.9262 | 1.5309 | 1.7175
4428212 | VCUG | 8 | 00m_051004_345x211x716.dat | 0.0663;0.0663;0.0663 | 345;211;716 | (0.8757;68.3448;-6.5519) | 60 | 2.5 | 38 | 77.7048 | 60 | iodine | [138] | [100] | 1 | 5 | 65 | normal | none | 4.4039 | 3.485 | 15.3476 | 17.1101 | 13.5401 | 231.6736 | 2.7627e-13 | 0.37637 | 0.0012926 | 0.034312 | 2.1493 | 0.0027966 | 0.55634 | 2.9368 | 0.04851 | 3.319 | 0.00071176 | 0.68519 | 0.049173 | 0.059152 | 0.0056354 | 0.60357 | 0.0049799 | 2.187 | 0.22256 | 0.43685 | 0.018174 | 0.010128 | 2.4621 | 0.83416 | 0.7738 | 2.8739 | 1.1704 | 1.42 | 2.5275 | 0.88956 | 0.91281
4428212 | VCUG | 8 | 00m_051004_345x211x716.dat | 0.0663;0.0663;0.0663 | 345;211;716 | (0.8757;68.3448;-6.5519) | 60 | 5.7448 | 47 | 77.7048 | 60 | iodine | [138] | [100] | 1 | 5 | 65 | normal | none | 4.4039 | 3.485 | 15.3476 | 17.1101 | 13.5401 | 231.6736 | 1.794e-13 | 0.74644 | 0.0033058 | 0.066322 | 3.5226 | 0.0082526 | 1.0529 | 4.3076 | 0.12474 | 4.9843 | 0.00038819 | 1.0928 | 0.12043 | 0.1407 | 0.017073 | 1.1832 | 0.015117 | 3.8602 | 0.48018 | 0.89577 | 0.050057 | 0.032349 | 4.6934 | 1.4195 | 1.3433 | 4.1049 | 1.7131 | 1.6588 | 4.3293 | 1.4202 | 1.5066
4428212 | VCUG | 8 | 00m_051004_345x211x716.dat | 0.0663;0.0663;0.0663 | 345;211;716 | (0.8757;68.3448;-6.5519) | 60 | 6.3535 | 49 | 77.7048 | 60 | iodine | [138] | [100] | 1 | 5 | 65 | normal | none | 4.4039 | 3.485 | 15.3476 | 17.1101 | 13.5401 | 231.6736 | 1.7129e-13 | 0.80394 | 0.0038643 | 0.07281 | 3.6898 | 0.0094883 | 1.1204 | 4.3969 | 0.13958 | 5.1541 | 0.0046068 | 1.1416 | 0.1324 | 0.15409 | 0.020566 | 1.2648 | 0.016982 | 4.067 | 0.51995 | 0.94994 | 0.056075 | 0.033782 | 4.9462 | 1.4945 | 1.4177 | 4.2251 | 1.7697 | 1.68 | 4.5517 | 1.483 | 1.5727
4428212 | VCUG | 8 | 00m_051004_345x211x716.dat | 0.0663;0.0663;0.0663 | 345;211;716 | (0.8757;68.3448;-6.5519) | 80 | 2.9 | 44 | 77.7048 | 60 | iodine | [138] | [100] | 1 | 5 | 65 | normal | none | 4.4039 | 3.485 | 15.3476 | 17.1101 | 13.5401 | 231.6736 | 2.4734e-13 | 0.46854 | 0.002078 | 0.043919 | 2.438 | 0.0052454 | 0.63649 | 3.195 | 0.072119 | 3.6212 | 0.0039137 | 0.77015 | 0.069636 | 0.081668 | 0.011611 | 0.73655 | 0.0089475 | 2.5493 | 0.28689 | 0.53723 | 0.027745 | 0.018633 | 2.9564 | 0.96727 | 0.90223 | 3.1059 | 1.2727 | 1.4576 | 2.9448 | 0.99922 | 1.039
4428212 | VCUG | 8 | 00m_051004_345x211x716.dat | 0.0663;0.0663;0.0663 | 345;211;716 | (0.8757;68.3448;-6.5519) | 80 | 7.702 | 57 | 77.7048 | 60 | iodine | [138] | [100] | 1 | 5 | 65 | normal | none | 4.4039 | 3.485 | 15.3476 | 17.1101 | 13.5401 | 231.6736 | 1.6532e-13 | 0.84585 | 0.0052139 | 0.082825 | 3.8349 | 0.01695 | 1.2117 | 4.5538 | 0.16748 | 5.1937 | 0.0025333 | 1.1745 | 0.15598 | 0.1765 | 0.029313 | 1.3371 | 0.02289 | 4.2864 | 0.56049 | 1.0327 | 0.069972 | 0.043263 | 5.3024 | 1.5926 | 1.5037 | 4.3148 | 1.8064 | 1.6721 | 4.7013 | 1.5299 | 1.6517
4428212 | VCUG | 8 | 00m_051004_345x211x716.dat | 0.0663;0.0663;0.0663 | 345;211;716 | (0.8757;68.3448;-6.5519) | 80 | 8.502 | 60 | 77.7048 | 60 | iodine | [138] | [100] | 1 | 5 | 65 | normal | none | 4.4039 | 3.485 | 15.3476 | 17.1101 | 13.5401 | 231.6736 | 1.6123e-13 | 0.8877 | 0.0057803 | 0.12254 | 3.9343 | 0.017193 | 1.2639 | 4.6123 | 0.17833 | 5.2695 | 0.0053639 | 1.2022 | 0.16729 | 0.1921 | 0.025108 | 1.3912 | 0.025223 | 4.4107 | 0.59486 | 1.0875 | 0.075112 | 0.044451 | 5.5364 | 1.6477 | 1.5552 | 4.3856 | 1.8366 | 1.6782 | 4.8511 | 1.5685 | 1.704
4428212 | VCUG | 8 | 00m_051004_345x211x716.dat | 0.0663;0.0663;0.0663 | 345;211;716 | (0.8757;68.3448;-6.5519) | 110 | 3.9 | 52 | 77.7048 | 60 | iodine | [138] | [100] | 1 | 5 | 65 | normal | none | 4.4039 | 3.485 | 15.3476 | 17.1101 | 13.5401 | 231.6736 | 2.211e-13 | 0.56866 | 0.0032429 | 0.065862 | 2.8378 | 0.0080168 | 0.85266 | 3.6275 | 0.10135 | 4.0241 | 0.0078287 | 0.87604 | 0.096369 | 0.11183 | 0.015449 | 0.89748 | 0.01299 | 3.0487 | 0.3635 | 0.67961 | 0.04324 | 0.023193 | 3.6258 | 1.1487 | 1.0691 | 3.4477 | 1.4185 | 1.5071 | 3.4468 | 1.1495 | 1.2189
4428212 | VCUG | 8 | 00m_051004_345x211x716.dat | 0.0663;0.0663;0.0663 | 345;211;716 | (0.8757;68.3448;-6.5519) | 110 | 7.85 | 62 | 77.7048 | 60 | iodine | [138] | [100] | 1 | 5 | 65 | normal | none | 4.4039 | 3.485 | 15.3476 | 17.1101 | 13.5401 | 231.6736 | 1.7657e-13 | 0.80776 | 0.0054972 | 0.08819 | 3.7134 | 0.014162 | 1.1454 | 4.4699 | 0.16027 | 4.9703 | 0.019279 | 1.1162 | 0.15 | 0.17203 | 0.022483 | 1.2733 | 0.02195 | 4.1309 | 0.53083 | 0.98214 | 0.069846 | 0.041015 | 5.1502 | 1.541 | 1.4379 | 4.1895 | 1.7485 | 1.6302 | 4.562 | 1.4731 | 1.6015
4428212 | VCUG | 8 | 00m_051004_345x211x716.dat | 0.0663;0.0663;0.0663 | 345;211;716 | (0.8757;68.3448;-6.5519) | 110 | 9.9905 | 69 | 77.7048 | 60 | iodine | [138] | [100] | 1 | 5 | 65 | normal | none | 4.4039 | 3.485 | 15.3476 | 17.1101 | 13.5401 | 231.6736 | 1.7071e-13 | 0.86468 | 0.0067969 | 0.095454 | 3.9059 | 0.014923 | 1.1968 | 4.7033 | 0.18315 | 5.0985 | 0.011767 | 1.161 | 0.1693 | 0.18602 | 0.028667 | 1.3591 | 0.027834 | 4.3908 | 0.59135 | 1.0669 | 0.082367 | 0.054071 | 5.543 | 1.647 | 1.5296 | 4.333 | 1.8093 | 1.6374 | 4.8357 | 1.539 | 1.6969
4428212 | VCUG | 9 | 00m_051004_345x211x716.dat | 0.0663;0.0663;0.0663 | 345;211;716 | (-0.7309;68.4855;-6.5584) | 60 | 2.5 | 38 | 77.7048 | 60 | iodine | [138] | [100] | 1 | 5 | 65 | normal | none | 4.3884 | 3.484 | 15.2891 | 17.0501 | 13.536 | 230.7904 | 2.7644e-13 | 0.37161 | 0.0013589 | 0.030021 | 2.3355 | 0.0019976 | 0.40772 | 2.9501 | 0.051772 | 3.0613 | 0.005187 | 0.37502 | 0.050394 | 0.061355 | 0.0077615 | 0.8375 | 0.0055314 | 2.642 | 0.29573 | 0.51371 | 0.018289 | 0.0086709 | 2.4602 | 0.83564 | 0.77493 | 2.8436 | 1.1671 | 1.4236 | 2.4964 | 0.87141 | 0.93067
4428212 | VCUG | 9 | 00m_051004_345x211x716.dat | 0.0663;0.0663;0.0663 | 345;211;716 | (-0.7309;68.4855;-6.5584) | 60 | 5.7448 | 47 | 77.7048 | 60 | iodine | [138] | [100] | 1 | 5 | 65 | normal | none | 4.3884 | 3.484 | 15.2891 | 17.0501 | 13.536 | 230.7904 | 1.7951e-13 | 0.72804 | 0.0033211 | 0.082241 | 3.7389 | 0.011596 | 0.92424 | 4.3571 | 0.12912 | 4.6806 | 0.0051471 | 0.735 | 0.12255 | 0.14191 | 0.017215 | 1.4925 | 0.014444 | 4.4461 | 0.58805 | 1.0108 | 0.050931 | 0.028996 | 4.685 | 1.4207 | 1.3439 | 4.0509 | 1.7083 | 1.6616 | 4.2514 | 1.3999 | 1.5354
4428212 | VCUG | 9 | 00m_051004_345x211x716.dat | 0.0663;0.0663;0.0663 | 345;211;716 | (-0.7309;68.4855;-6.5584) | 60 | 6.3535 | 49 | 77.7048 | 60 | iodine | [138] | [100] | 1 | 5 | 65 | normal | none | 4.3884 | 3.484 | 15.2891 | 17.0501 | 13.536 | 230.7904 | 1.7139e-13 | 0.78715 | 0.0038327 | 0.089981 | 3.892 | 0.01329 | 0.93506 | 4.4578 | 0.14441 | 4.8499 | 0.0036383 | 0.78697 | 0.13496 | 0.15565 | 0.018884 | 1.5707 | 0.01804 | 4.6549 | 0.62991 | 1.0514 | 0.057587 | 0.031562 | 4.9742 | 1.4971 | 1.4195 | 4.1849 | 1.7648 | 1.6855 | 4.4732 | 1.4591 | 1.6008
4428212 | VCUG | 9 | 00m_051004_345x211x716.dat | 0.0663;0.0663;0.0663 | 345;211;716 | (-0.7309;68.4855;-6.5584) | 80 | 2.9 | 44 | 77.7048 | 60 | iodine | [138] | [100] | 1 | 5 | 65 | normal | none | 4.3884 | 3.484 | 15.2891 | 17.0501 | 13.536 | 230.7904 | 2.475e-13 | 0.45479 | 0.0020516 | 0.040541 | 2.6148 | 0.0074796 | 0.50404 | 3.2434 | 0.074966 | 3.3533 | 0.00051038 | 0.46113 | 0.06998 | 0.084186 | 0.009419 | 0.97301 | 0.0086558 | 3.0093 | 0.36337 | 0.62271 | 0.028971 | 0.016562 | 2.9486 | 0.96872 | 0.90327 | 3.0802 | 1.2701 | 1.462 | 2.9369 | 0.98345 | 1.0597
4428212 | VCUG | 9 | 00m_051004_345x211x716.dat | 0.0663;0.0663;0.0663 | 345;211;716 | (-0.7309;68.4855;-6.5584) | 80 | 7.702 | 57 | 77.7048 | 60 | iodine | [138] | [100] | 1 | 5 | 65 | normal | none | 4.3884 | 3.484 | 15.2891 | 17.0501 | 13.536 | 230.7904 | 1.6543e-13 | 0.86539 | 0.0052619 | 0.09117 | 4.0211 | 0.013918 | 1.0568 | 4.6505 | 0.17224 | 4.9181 | 0.016034 | 0.85246 | 0.15699 | 0.16986 | 0.025508 | 1.6116 | 0.023173 | 4.8381 | 0.65823 | 1.1238 | 0.072321 | 0.035984 | 5.2881 | 1.5949 | 1.5054 | 4.2719 | 1.8023 | 1.6753 | 4.7454 | 1.5184 | 1.6788
4428212 | VCUG | 9 | 00m_051004_345x211x716.dat | 0.0663;0.0663;0.0663 | 345;211;716 | (-0.7309;68.4855;-6.5584) | 80 | 8.502 | 60 | 77.7048 | 60 | iodine | [138] | [100] | 1 | 5 | 65 | normal | none | 4.3884 | 3.484 | 15.2891 | 17.0501 | 13.536 | 230.7904 | 1.6133e-13 | 0.89958 | 0.005887 | 0.089921 | 4.114 | 0.013844 | 1.0576 | 4.7222 | 0.18112 | 4.9899 | 0.00318 | 0.89035 | 0.16703 | 0.18733 | 0.028529 | 1.6484 | 0.026115 | 4.971 | 0.68301 | 1.1649 | 0.077381 | 0.042224 | 5.5159 | 1.6499 | 1.5565 | 4.3547 | 1.834 | 1.6788 | 4.8285 | 1.5473 | 1.7238
4428212 | VCUG | 9 | 00m_051004_345x211x716.dat | 0.0663;0.0663;0.0663 | 345;211;716 | (-0.7309;68.4855;-6.5584) | 110 | 3.9 | 52 | 77.7048 | 60 | iodine | [138] | [100] | 1 | 5 | 65 | normal | none | 4.3884 | 3.484 | 15.2891 | 17.0501 | 13.536 | 230.7904 | 2.2123e-13 | 0.55869 | 0.0033139 | 0.053816 | 3.0081 | 0.010516 | 0.65515 | 3.6662 | 0.10509 | 3.765 | 0.0047637 | 0.57247 | 0.096382 | 0.111 | 0.017619 | 1.1308 | 0.014061 | 3.5269 | 0.44658 | 0.76309 | 0.043196 | 0.021059 | 3.6085 | 1.1501 | 1.0701 | 3.4013 | 1.416 | 1.5121 | 3.4321 | 1.1275 | 1.2357
4428212 | VCUG | 9 | 00m_051004_345x211x716.dat | 0.0663;0.0663;0.0663 | 345;211;716 | (-0.7309;68.4855;-6.5584) | 110 | 7.85 | 62 | 77.7048 | 60 | iodine | [138] | [100] | 1 | 5 | 65 | normal | none | 4.3884 | 3.484 | 15.2891 | 17.0501 | 13.536 | 230.7904 | 1.7668e-13 | 0.8066 | 0.0056165 | 0.093332 | 3.8916 | 0.011893 | 0.98947 | 4.5978 | 0.16364 | 4.7041 | 0.020635 | 0.81497 | 0.15156 | 0.16632 | 0.026005 | 1.5036 | 0.023087 | 4.6761 | 0.61354 | 1.0492 | 0.070936 | 0.041762 | 5.1123 | 1.5426 | 1.4388 | 4.1517 | 1.7447 | 1.6339 | 4.5763 | 1.4559 | 1.6264
4428212 | VCUG | 9 | 00m_051004_345x211x716.dat | 0.0663;0.0663;0.0663 | 345;211;716 | (-0.7309;68.4855;-6.5584) | 110 | 9.9905 | 69 | 77.7048 | 60 | iodine | [138] | [100] | 1 | 5 | 65 | normal | none | 4.3884 | 3.484 | 15.2891 | 17.0501 | 13.536 | 230.7904 | 1.7081e-13 | 0.86734 | 0.0068134 | 0.11538 | 4.0707 | 0.020379 | 1.0515 | 4.76 | 0.18701 | 4.8402 | 0.02189 | 0.88601 | 0.17104 | 0.19979 | 0.030279 | 1.5667 | 0.027867 | 4.9328 | 0.65271 | 1.1265 | 0.082197 | 0.051704 | 5.4889 | 1.6484 | 1.5303 | 4.3029 | 1.8064 | 1.6434 | 4.9262 | 1.5309 | 1.7175
4428212 | VCUG | 10 | 00m_051004_345x211x716.dat | 0.0663;0.0663;0.0663 | 345;211;716 | (-0.7309;68.4855;-6.5584) | 60 | 2.5 | 38 | 77.7048 | 60 | iodine | [138] | [70] | 0 | 5 | 65 | normal | none | 4.3884 | 3.484 | 15.2891 | 17.0501 | 13.536 | 230.7904 | 2.7644e-13 | 0.37158 | 0.0013606 | 0.029963 | 2.3387 | 0.0019976 | 0.40916 | 2.9572 | 0.051693 | 3.0619 | 0.005187 | 0.3753 | 0.050445 | 0.061535 | 0.0078259 | 0.83811 | 0.005573 | 2.6483 | 0.29608 | 0.51334 | 0.018278 | 0.0086709 | 2.5453 | 0.83594 | 0.77522 | 2.8457 | 1.1685 | 1.4243 | 2.525 | 0.8741 | 0.93537
4428212 | VCUG | 10 | 00m_051004_345x211x716.dat | 0.0663;0.0663;0.0663 | 345;211;716 | (-0.7309;68.4855;-6.5584) | 60 | 5.7448 | 47 | 77.7048 | 60 | iodine | [138] | [70] | 0 | 5 | 65 | normal | none | 4.3884 | 3.484 | 15.2891 | 17.0501 | 13.536 | 230.7904 | 1.7951e-13 | 0.72882 | 0.0033315 | 0.083533 | 3.7434 | 0.011631 | 0.92474 | 4.3673 | 0.12945 | 4.6834 | 0.0083712 | 0.73584 | 0.12268 | 0.14178 | 0.017217 | 1.4941 | 0.014459 | 4.4596 | 0.58821 | 1.0138 | 0.050864 | 0.029014 | 4.8167 | 1.4214 | 1.3447 | 4.0533 | 1.7115 | 1.6631 | 4.287 | 1.4035 | 1.5432
4428212 | VCUG | 10 | 00m_051004_345x211x716.dat | 0.0663;0.0663;0.0663 | 345;211;716 | (-0.7309;68.4855;-6.5584) | 60 | 6.3535 | 49 | 77.7048 | 60 | iodine | [138] | [70] | 0 | 5 | 65 | normal | none | 4.3884 | 3.484 | 15.2891 | 17.0501 | 13.536 | 230.7904 | 1.7139e-13 | 0.78814 | 0.0038424 | 0.090804 | 3.8954 | 0.013371 | 0.93558 | 4.4581 | 0.14458 | 4.8525 | 0.0036383 | 0.78797 | 0.13504 | 0.15541 | 0.018939 | 1.5711 | 0.017936 | 4.669 | 0.63055 | 1.054 | 0.057727 | 0.031367 | 5.1231 | 1.498 | 1.4204 | 4.1873 | 1.7683 | 1.6868 | 4.5049 | 1.4624 | 1.6081
4428212 | VCUG | 10 | 00m_051004_345x211x716.dat | 0.0663;0.0663;0.0663 | 345;211;716 | (-0.7309;68.4855;-6.5584) | 80 | 2.9 | 44 | 77.7048 | 60 | iodine | [138] | [70] | 0 | 5 | 65 | normal | none | 4.3884 | 3.484 | 15.2891 | 17.0501 | 13.536 | 230.7904 | 2.475e-13 | 0.45531 | 0.0020579 | 0.041846 | 2.6167 | 0.0075733 | 0.50477 | 3.2438 | 0.075123 | 3.3554 | 0.00051038 | 0.46158 | 0.070024 | 0.084853 | 0.0094594 | 0.97313 | 0.0086929 | 3.0174 | 0.36356 | 0.62368 | 0.028935 | 0.016556 | 3.0501 | 0.96925 | 0.90377 | 3.0821 | 1.2722 | 1.4632 | 2.9602 | 0.98589 | 1.0647
4428212 | VCUG | 10 | 00m_051004_345x211x716.dat | 0.0663;0.0663;0.0663 | 345;211;716 | (-0.7309;68.4855;-6.5584) | 80 | 7.702 | 57 | 77.7048 | 60 | iodine | [138] | [70] | 0 | 5 | 65 | normal | none | 4.3884 | 3.484 | 15.2891 | 17.0501 | 13.536 | 230.7904 | 1.6543e-13 | 0.86575 | 0.005272 | 0.093134 | 4.0266 | 0.013643 | 1.0577 | 4.6683 | 0.17296 | 4.921 | 0.016034 | 0.85385 | 0.15729 | 0.1696 | 0.025805 | 1.6124 | 0.023146 | 4.8506 | 0.65799 | 1.1268 | 0.072352 | 0.036015 | 5.4558 | 1.5961 | 1.5066 | 4.2752 | 1.8063 | 1.6775 | 4.8069 | 1.5241 | 1.6891
4428212 | VCUG | 10 | 00m_051004_345x211x716.dat | 0.0663;0.0663;0.0663 | 345;211;716 | (-0.7309;68.4855;-6.5584) | 80 | 8.502 | 60 | 77.7048 | 60 | iodine | [138] | [70] | 0 | 5 | 65 | normal | none | 4.3884 | 3.484 | 15.2891 | 17.0501 | 13.536 | 230.7904 | 1.6133e-13 | 0.90008 | 0.0059029 | 0.089016 | 4.1199 | 0.014213 | 1.0548 | 4.7496 | 0.18183 | 4.9934 | 0.00318 | 0.89183 | 0.16738 | 0.1876 | 0.029036 | 1.65 | 0.026012 | 4.9845 | 0.68425 | 1.1664 | 0.077772 | 0.042554 | 5.6509 | 1.6512 | 1.5578 | 4.3583 | 1.8383 | 1.6811 | 4.9164 | 1.5551 | 1.7335
4428212 | VCUG | 10 | 00m_051004_345x211x716.dat | 0.0663;0.0663;0.0663 | 345;211;716 | (-0.7309;68.4855;-6.5584) | 110 | 3.9 | 52 | 77.7048 | 60 | iodine | [138] | [70] | 0 | 5 | 65 | normal | none | 4.3884 | 3.484 | 15.2891 | 17.0501 | 13.536 | 230.7904 | 2.2123e-13 | 0.55973 | 0.0033219 | 0.053554 | 3.0107 | 0.010428 | 0.65799 | 3.682 | 0.10525 | 3.7665 | 0.0047637 | 0.5732 | 0.096627 | 0.11103 | 0.017903 | 1.1321 | 0.014128 | 3.5359 | 0.44645 | 0.76431 | 0.043221 | 0.02093 | 3.693 | 1.1509 | 1.0708 | 3.4036 | 1.4184 | 1.5133 | 3.4733 | 1.1315 | 1.2414
4428212 | VCUG | 10 | 00m_051004_345x211x716.dat | 0.0663;0.0663;0.0663 | 345;211;716 | (-0.7309;68.4855;-6.5584) | 110 | 7.85 | 62 | 77.7048 | 60 | iodine | [138] | [70] | 0 | 5 | 65 | normal | none | 4.3884 | 3.484 | 15.2891 | 17.0501 | 13.536 | 230.7904 | 1.7668e-13 | 0.80688 | 0.0056254 | 0.093315 | 3.8967 | 0.011845 | 0.99003 | 4.6133 | 0.16386 | 4.7066 | 0.020635 | 0.81656 | 0.15165 | 0.16613 | 0.02602 | 1.5053 | 0.022984 | 4.6877 | 0.61472 | 1.0509 | 0.070958 | 0.042298 | 5.239 | 1.5437 | 1.4399 | 4.1537 | 1.7482 | 1.6357 | 4.6114 | 1.4594 | 1.6342
4428212 | VCUG | 10 | 00m_051004_345x211x716.dat | 0.0663;0.0663;0.0663 | 345;211;716 | (-0.7309;68.4855;-6.5584) | 110 | 9.9905 | 69 | 77.7048 | 60 | iodine | [138] | [70] | 0 | 5 | 65 | normal | none | 4.3884 | 3.484 | 15.2891 | 17.0501 | 13.536 | 230.7904 | 1.7081e-13 | 0.86939 | 0.0068304 | 0.11405 | 4.0758 | 0.020227 | 1.0472 | 4.7859 | 0.18724 | 4.8429 | 0.02139 | 0.8873 | 0.1713 | 0.19916 | 0.0303 | 1.5691 | 0.027985 | 4.946 | 0.65318 | 1.1279 | 0.082203 | 0.051256 | 5.6547 | 1.6498 | 1.5317 | 4.3072 | 1.8103 | 1.6454 | 4.9554 | 1.5339 | 1.7274
4428212 | VCUG | 11 | 00m_051004_345x211x716.dat | 0.0663;0.0663;0.0663 | 345;211;716 | (-0.7309;68.4855;-6.5584) | 60 | 2.5 | 38 | 77.7048 | 60 | iodine | [138] | [50] | 1 | 5 | 65 | normal | none | 4.3884 | 3.484 | 15.2891 | 17.0501 | 13.536 | 230.7904 | 2.7644e-13 | 0.37154 | 0.001361 | 0.02992 | 2.3402 | 0.0019976 | 0.4118 | 2.9586 | 0.051808 | 3.0628 | 0.005187 | 0.37556 | 0.050459 | 0.060931 | 0.0077542 | 0.83837 | 0.0055907 | 2.6533 | 0.29605 | 0.51465 | 0.018335 | 0.0086709 | 2.6096 | 0.83623 | 0.77548 | 2.8468 | 1.1699 | 1.4249 | 2.544 | 0.87601 | 0.93865
4428212 | VCUG | 11 | 00m_051004_345x211x716.dat | 0.0663;0.0663;0.0663 | 345;211;716 | (-0.7309;68.4855;-6.5584) | 60 | 5.7448 | 47 | 77.7048 | 60 | iodine | [138] | [50] | 1 | 5 | 65 | normal | none | 4.3884 | 3.484 | 15.2891 | 17.0501 | 13.536 | 230.7904 | 1.7951e-13 | 0.7301 | 0.0033392 | 0.082971 | 3.7461 | 0.011599 | 0.92329 | 4.371 | 0.12965 | 4.6857 | 0.0051471 | 0.73684 | 0.12295 | 0.14211 | 0.017402 | 1.4939 | 0.014502 | 4.4696 | 0.58955 | 1.0135 | 0.051019 | 0.029332 | 4.9157 | 1.4221 | 1.3453 | 4.0547 | 1.7145 | 1.6647 | 4.3311 | 1.4074 | 1.5483
4428212 | VCUG | 11 | 00m_051004_345x211x716.dat | 0.0663;0.0663;0.0663 | 345;211;716 | (-0.7309;68.4855;-6.5584) | 60 | 6.3535 | 49 | 77.7048 | 60 | iodine | [138] | [50] | 1 | 5 | 65 | normal | none | 4.3884 | 3.484 | 15.2891 | 17.0501 | 13.536 | 230.7904 | 1.7139e-13 | 0.78826 | 0.0038506 | 0.090028 | 3.9 | 0.013386 | 0.9385 | 4.4658 | 0.14487 | 4.8536 | 0.0036383 | 0.78907 | 0.13539 | 0.15552 | 0.018937 | 1.5722 | 0.018192 | 4.6778 | 0.63148 | 1.0555 | 0.057605 | 0.031649 | 5.2253 | 1.4988 | 1.4212 | 4.1882 | 1.7714 | 1.6885 | 4.5518 | 1.4667 | 1.6142
4428212 | VCUG | 11 | 00m_051004_345x211x716.dat | 0.0663;0.0663;0.0663 | 345;211;716 | (-0.7309;68.4855;-6.5584) | 80 | 2.9 | 44 | 77.7048 | 60 | iodine | [138] | [50] | 1 | 5 | 65 | normal | none | 4.3884 | 3.484 | 15.2891 | 17.0501 | 13.536 | 230.7904 | 2.475e-13 | 0.4558 | 0.0020615 | 0.041422 | 2.6202 | 0.0074743 | 0.50768 | 3.2437 | 0.07539 | 3.356 | 0.00067899 | 0.46218 | 0.070129 | 0.084154 | 0.0094206 | 0.97329 | 0.0086509 | 3.0236 | 0.36436 | 0.62416 | 0.029072 | 0.016829 | 3.1042 | 0.9696 | 0.90413 | 3.0836 | 1.2738 | 1.4638 | 2.9731 | 0.98741 | 1.0675
4428212 | VCUG | 11 | 00m_051004_345x211x716.dat | 0.0663;0.0663;0.0663 | 345;211;716 | (-0.7309;68.4855;-6.5584) | 80 | 7.702 | 57 | 77.7048 | 60 | iodine | [138] | [50] | 1 | 5 | 65 | normal | none | 4.3884 | 3.484 | 15.2891 | 17.0501 | 13.536 | 230.7904 | 1.6543e-13 | 0.86672 | 0.0052851 | 0.09172 | 4.0312 | 0.013711 | 1.066 | 4.6822 | 0.17313 | 4.9235 | 0.016518 | 0.85481 | 0.15768 | 0.17002 | 0.025375 | 1.6159 | 0.023219 | 4.8627 | 0.65962 | 1.1269 | 0.072473 | 0.036007 | 5.5614 | 1.597 | 1.5075 | 4.2755 | 1.8096 | 1.6791 | 4.8392 | 1.5281 | 1.6955
4428212 | VCUG | 11 | 00m_051004_345x211x716.dat | 0.0663;0.0663;0.0663 | 345;211;716 | (-0.7309;68.4855;-6.5584) | 80 | 8.502 | 60 | 77.7048 | 60 | iodine | [138] | [50] | 1 | 5 | 65 | normal | none | 4.3884 | 3.484 | 15.2891 | 17.0501 | 13.536 | 230.7904 | 1.6133e-13 | 0.90064 | 0.0059026 | 0.090491 | 4.1253 | 0.013888 | 1.0656 | 4.7595 | 0.1817 | 4.9962 | 0.00318 | 0.89283 | 0.16762 | 0.18791 | 0.028621 | 1.6515 | 0.026366 | 4.9933 | 0.68394 | 1.1687 | 0.077846 | 0.042175 | 5.7269 | 1.6523 | 1.5589 | 4.3622 | 1.8419 | 1.6832 | 4.9334 | 1.5581 | 1.739
4428212 | VCUG | 11 | 00m_051004_345x211x716.dat | 0.0663;0.0663;0.0663 | 345;211;716 | (-0.7309;68.4855;-6.5584) | 110 | 3.9 | 52 | 77.7048 | 60 | iodine | [138] | [50] | 1 | 5 | 65 | normal | none | 4.3884 | 3.484 | 15.2891 | 17.0501 | 13.536 | 230.7904 | 2.2123e-13 | 0.56036 | 0.0033199 | 0.05317 | 3.0136 | 0.010439 | 0.65939 | 3.6848 | 0.10536 | 3.7679 | 0.0047637 | 0.57387 | 0.096631 | 0.11133 | 0.018027 | 1.1332 | 0.014338 | 3.5423 | 0.44694 | 0.7653 | 0.043233 | 0.021591 | 3.7849 | 1.1514 | 1.0714 | 3.4062 | 1.4205 | 1.5145 | 3.4865 | 1.1333 | 1.2461
4428212 | VCUG | 11 | 00m_051004_345x211x716.dat | 0.0663;0.0663;0.0663 | 345;211;716 | (-0.7309;68.4855;-6.5584) | 110 | 7.85 | 62 | 77.7048 | 60 | iodine | [138] | [50] | 1 | 5 | 65 | normal | none | 4.3884 | 3.484 | 15.2891 | 17.0501 | 13.536 | 230.7904 | 1.7668e-13 | 0.8092 | 0.0056355 | 0.09224 | 3.8994 | 0.011953 | 0.99207 | 4.6313 | 0.16395 | 4.7091 | 0.020635 | 0.81735 | 0.15178 | 0.16684 | 0.025986 | 1.507 | 0.023168 | 4.6962 | 0.61529 | 1.052 | 0.071072 | 0.042817 | 5.314 | 1.5447 | 1.4409 | 4.1555 | 1.7514 | 1.6372 | 4.6692 | 1.465 | 1.6398
4428212 | VCUG | 11 | 00m_051004_345x211x716.dat | 0.0663;0.0663;0.0663 | 345;211;716 | (-0.7309;68.4855;-6.5584) | 110 | 9.9905 | 69 | 77.7048 | 60 | iodine | [138] | [50] | 1 | 5 | 65 | normal | none | 4.3884 | 3.484 | 15.2891 | 17.0501 | 13.536 | 230.7904 | 1.7081e-13 | 0.86997 | 0.0068562 | 0.11544 | 4.0785 | 0.020752 | 1.0461 | 4.786 | 0.18744 | 4.8465 | 0.021801 | 0.88818 | 0.17149 | 0.19968 | 0.030111 | 1.5705 | 0.028235 | 4.9543 | 0.6547 | 1.1292 | 0.082179 | 0.052039 | 5.6768 | 1.6508 | 1.5327 | 4.3102 | 1.8135 | 1.647 | 4.9753 | 1.5364 | 1.7295
4428212 | VCUG | 12 | 00m_051004_345x211x716.dat | 0.0663;0.0663;0.0663 | 345;211;716 | (-0.7309;68.4855;-6.5584) | 60 | 2.5 | 38 | 77.7048 | 60 | iodine | [138] | [50] | 0 | 5 | 65 | normal | none | 4.3884 | 3.484 | 15.2891 | 17.0501 | 13.536 | 230.7904 | 2.7644e-13 | 0.37154 | 0.001361 | 0.02992 | 2.3402 | 0.0019976 | 0.4118 | 2.9586 | 0.051808 | 3.0628 | 0.005187 | 0.37556 | 0.050459 | 0.060931 | 0.0077542 | 0.83837 | 0.0055907 | 2.6533 | 0.29605 | 0.51465 | 0.018335 | 0.0086709 | 2.6096 | 0.83623 | 0.77548 | 2.8467 | 1.1699 | 1.4249 | 2.544 | 0.876 | 0.93865
4428212 | VCUG | 12 | 00m_051004_345x211x716.dat | 0.0663;0.0663;0.0663 | 345;211;716 | (-0.7309;68.4855;-6.5584) | 60 | 5.7448 | 47 | 77.7048 | 60 | iodine | [138] | [50] | 0 | 5 | 65 | normal | none | 4.3884 | 3.484 | 15.2891 | 17.0501 | 13.536 | 230.7904 | 1.7951e-13 | 0.7301 | 0.0033392 | 0.082971 | 3.7461 | 0.011599 | 0.92329 | 4.371 | 0.12965 | 4.6857 | 0.0051471 | 0.73684 | 0.12294 | 0.14211 | 0.017402 | 1.4939 | 0.014502 | 4.4696 | 0.58955 | 1.0135 | 0.051019 | 0.029332 | 4.9157 | 1.4221 | 1.3453 | 4.0547 | 1.7145 | 1.6647 | 4.3311 | 1.4074 | 1.5483
4428212 | VCUG | 12 | 00m_051004_345x211x716.dat | 0.0663;0.0663;0.0663 | 345;211;716 | (-0.7309;68.4855;-6.5584) | 60 | 6.3535 | 49 | 77.7048 | 60 | iodine | [138] | [50] | 0 | 5 | 65 | normal | none | 4.3884 | 3.484 | 15.2891 | 17.0501 | 13.536 | 230.7904 | 1.7139e-13 | 0.78826 | 0.0038506 | 0.090028 | 3.9 | 0.013386 | 0.9385 | 4.4658 | 0.14487 | 4.8536 | 0.0036383 | 0.78907 | 0.13539 | 0.15552 | 0.018937 | 1.5722 | 0.018192 | 4.6778 | 0.63148 | 1.0555 | 0.057605 | 0.031649 | 5.2253 | 1.4988 | 1.4212 | 4.1882 | 1.7714 | 1.6885 | 4.5518 | 1.4667 | 1.6142
4428212 | VCUG | 12 | 00m_051004_345x211x716.dat | 0.0663;0.0663;0.0663 | 345;211;716 | (-0.7309;68.4855;-6.5584) | 80 | 2.9 | 44 | 77.7048 | 60 | iodine | [138] | [50] | 0 | 5 | 65 | normal | none | 4.3884 | 3.484 | 15.2891 | 17.0501 | 13.536 | 230.7904 | 2.475e-13 | 0.4558 | 0.0020615 | 0.041422 | 2.6202 | 0.0074743 | 0.50768 | 3.2437 | 0.07539 | 3.356 | 0.00067899 | 0.46218 | 0.070129 | 0.084154 | 0.0094206 | 0.97329 | 0.0086509 | 3.0236 | 0.36436 | 0.62416 | 0.029072 | 0.016829 | 3.1042 | 0.9696 | 0.90413 | 3.0836 | 1.2738 | 1.4638 | 2.9731 | 0.98741 | 1.0675
4428212 | VCUG | 12 | 00m_051004_345x211x716.dat | 0.0663;0.0663;0.0663 | 345;211;716 | (-0.7309;68.4855;-6.5584) | 80 | 7.702 | 57 | 77.7048 | 60 | iodine | [138] | [50] | 0 | 5 | 65 | normal | none | 4.3884 | 3.484 | 15.2891 | 17.0501 | 13.536 | 230.7904 | 1.6543e-13 | 0.86672 | 0.0052851 | 0.09172 | 4.0312 | 0.013711 | 1.066 | 4.6822 | 0.17313 | 4.9235 | 0.016518 | 0.85481 | 0.15768 | 0.17002 | 0.025375 | 1.6159 | 0.023219 | 4.8627 | 0.65962 | 1.1269 | 0.072473 | 0.036007 | 5.5614 | 1.597 | 1.5075 | 4.2755 | 1.8096 | 1.6791 | 4.8392 | 1.5281 | 1.6955
4428212 | VCUG | 12 | 00m_051004_345x211x716.dat | 0.0663;0.0663;0.0663 | 345;211;716 | (-0.7309;68.4855;-6.5584) | 80 | 8.502 | 60 | 77.7048 | 60 | iodine | [138] | [50] | 0 | 5 | 65 | normal | none | 4.3884 | 3.484 | 15.2891 | 17.0501 | 13.536 | 230.7904 | 1.6133e-13 | 0.90064 | 0.0059026 | 0.090491 | 4.1253 | 0.013888 | 1.0656 | 4.7595 | 0.1817 | 4.9962 | 0.00318 | 0.89283 | 0.16762 | 0.18791 | 0.028621 | 1.6515 | 0.026366 | 4.9933 | 0.68394 | 1.1687 | 0.077846 | 0.042175 | 5.7269 | 1.6523 | 1.5589 | 4.3622 | 1.8419 | 1.6832 | 4.9334 | 1.5581 | 1.739
4428212 | VCUG | 12 | 00m_051004_345x211x716.dat | 0.0663;0.0663;0.0663 | 345;211;716 | (-0.7309;68.4855;-6.5584) | 110 | 3.9 | 52 | 77.7048 | 60 | iodine | [138] | [50] | 0 | 5 | 65 | normal | none | 4.3884 | 3.484 | 15.2891 | 17.0501 | 13.536 | 230.7904 | 2.2123e-13 | 0.56036 | 0.0033199 | 0.05317 | 3.0136 | 0.010439 | 0.65939 | 3.6848 | 0.10536 | 3.7679 | 0.0047637 | 0.57387 | 0.096631 | 0.11133 | 0.018027 | 1.1332 | 0.014338 | 3.5423 | 0.44694 | 0.7653 | 0.043233 | 0.021591 | 3.7849 | 1.1514 | 1.0714 | 3.4062 | 1.4205 | 1.5145 | 3.4865 | 1.1333 | 1.2461
4428212 | VCUG | 12 | 00m_051004_345x211x716.dat | 0.0663;0.0663;0.0663 | 345;211;716 | (-0.7309;68.4855;-6.5584) | 110 | 7.85 | 62 | 77.7048 | 60 | iodine | [138] | [50] | 0 | 5 | 65 | normal | none | 4.3884 | 3.484 | 15.2891 | 17.0501 | 13.536 | 230.7904 | 1.7668e-13 | 0.8092 | 0.0056355 | 0.09224 | 3.8994 | 0.011953 | 0.99207 | 4.6313 | 0.16395 | 4.7091 | 0.020635 | 0.81735 | 0.15178 | 0.16684 | 0.025986 | 1.507 | 0.023168 | 4.6962 | 0.61529 | 1.052 | 0.071072 | 0.042817 | 5.314 | 1.5447 | 1.4409 | 4.1555 | 1.7514 | 1.6372 | 4.6692 | 1.465 | 1.6398
4428212 | VCUG | 12 | 00m_051004_345x211x716.dat | 0.0663;0.0663;0.0663 | 345;211;716 | (-0.7309;68.4855;-6.5584) | 110 | 9.9905 | 69 | 77.7048 | 60 | iodine | [138] | [50] | 0 | 5 | 65 | normal | none | 4.3884 | 3.484 | 15.2891 | 17.0501 | 13.536 | 230.7904 | 1.7081e-13 | 0.86997 | 0.0068562 | 0.11544 | 4.0785 | 0.020752 | 1.046 | 4.786 | 0.18744 | 4.8465 | 0.021801 | 0.88818 | 0.17149 | 0.19968 | 0.030111 | 1.5705 | 0.028235 | 4.9543 | 0.6547 | 1.1292 | 0.082179 | 0.052039 | 5.6767 | 1.6508 | 1.5327 | 4.3102 | 1.8135 | 1.647 | 4.9753 | 1.5364 | 1.7295
4428212 | VCUG | 13 | 00m_051004_345x211x716.dat | 0.0663;0.0663;0.0663 | 345;211;716 | (0.0901;67.0610;-3.1626) | 60 | 2.5 | 38 | 76.6025 | 60 | iodine | [138] | [10] | 1 | 5 | 65 | normal | none | 4.788 | 5.6344 | 26.9774 | 18.3385 | 21.5806 | 395.7548 | 2.8356e-13 | 4.0641 | 0.0039371 | 0.5493 | 1.7267 | 0.015529 | 1.8907 | 4.0923 | 0.64671 | 4.3391 | 0.011952 | 2.4305 | 1.0083 | 0.91656 | 0.033233 | 3.0461 | 0.029705 | 1.8362 | 3.7033 | 2.1803 | 0.14044 | 0.058115 | 1.8926 | 1.0662 | 1.0636 | 2.399 | 1.0584 | 1.3453 | 1.9882 | 1.581 | 1.5371
4428212 | VCUG | 13 | 00m_051004_345x211x716.dat | 0.0663;0.0663;0.0663 | 345;211;716 | (0.0901;67.0610;-3.1626) | 60 | 5.7448 | 47 | 76.6025 | 60 | iodine | [138] | [10] | 1 | 5 | 65 | normal | none | 4.788 | 5.6344 | 26.9774 | 18.3385 | 21.5806 | 395.7548 | 1.8412e-13 | 5.6741 | 0.011123 | 1.0735 | 2.9751 | 0.035285 | 3.2544 | 4.7437 | 1.2276 | 6.0972 | 0.020658 | 3.8726 | 1.5635 | 1.5901 | 0.079791 | 4.6735 | 0.072133 | 3.2738 | 5.2724 | 3.6986 | 0.30842 | 0.13926 | 3.3769 | 1.7173 | 1.7405 | 3.415 | 1.553 | 1.5831 | 3.178 | 2.394 | 2.3834
4428212 | VCUG | 13 | 00m_051004_345x211x716.dat | 0.0663;0.0663;0.0663 | 345;211;716 | (0.0901;67.0610;-3.1626) | 60 | 6.3535 | 49 | 76.6025 | 60 | iodine | [138] | [10] | 1 | 5 | 65 | normal | none | 4.788 | 5.6344 | 26.9774 | 18.3385 | 21.5806 | 395.7548 | 1.758e-13 | 5.8254 | 0.012794 | 1.1717 | 3.1099 | 0.037568 | 3.5029 | 4.7584 | 1.2992 | 6.2509 | 0.016265 | 4.0312 | 1.6263 | 1.6782 | 0.087157 | 4.8295 | 0.081394 | 3.4449 | 5.4074 | 3.8754 | 0.33327 | 0.15914 | 3.5583 | 1.799 | 1.8266 | 3.5418 | 1.6059 | 1.6057 | 3.3182 | 2.4883 | 2.4815
4428212 | VCUG | 13 | 00m_051004_345x211x716.dat | 0.0663;0.0663;0.0663 | 345;211;716 | (0.0901;67.0610;-3.1626) | 80 | 2.9 | 44 | 76.6025 | 60 | iodine | [138] | [10] | 1 | 5 | 65 | normal | none | 4.788 | 5.6344 | 26.9774 | 18.3385 | 21.5806 | 395.7548 | 2.5387e-13 | 4.3598 | 0.0064834 | 0.71443 | 1.9804 | 0.019647 | 2.2179 | 4.207 | 0.77573 | 4.6233 | 0.014852 | 2.7115 | 1.1187 | 1.0719 | 0.046564 | 3.3583 | 0.042302 | 2.1462 | 3.9694 | 2.4951 | 0.18139 | 0.084277 | 2.2294 | 1.2083 | 1.2094 | 2.5867 | 1.1548 | 1.3838 | 2.2638 | 1.7446 | 1.7182
4428212 | VCUG | 13 | 00m_051004_345x211x716.dat | 0.0663;0.0663;0.0663 | 345;211;716 | (0.0901;67.0610;-3.1626) | 80 | 7.702 | 57 | 76.6025 | 60 | iodine | [138] | [10] | 1 | 5 | 65 | normal | none | 4.788 | 5.6344 | 26.9774 | 18.3385 | 21.5806 | 395.7548 | 1.6968e-13 | 5.894 | 0.01712 | 1.298 | 3.2508 | 0.056645 | 3.7914 | 4.729 | 1.3671 | 6.244 | 0.044602 | 4.1331 | 1.6665 | 1.777 | 0.097229 | 4.9419 | 0.095201 | 3.5998 | 5.4191 | 4.0082 | 0.36902 | 0.18846 | 3.7128 | 1.8902 | 1.9081 | 3.6021 | 1.6423 | 1.5954 | 3.4195 | 2.5584 | 2.5676
4428212 | VCUG | 13 | 00m_051004_345x211x716.dat | 0.0663;0.0663;0.0663 | 345;211;716 | (0.0901;67.0610;-3.1626) | 80 | 8.502 | 60 | 76.6025 | 60 | iodine | [138] | [10] | 1 | 5 | 65 | normal | none | 4.788 | 5.6344 | 26.9774 | 18.3385 | 21.5806 | 395.7548 | 1.6548e-13 | 5.9924 | 0.019095 | 1.3266 | 3.3356 | 0.057004 | 3.8123 | 4.7498 | 1.4123 | 6.2992 | 0.058249 | 4.2177 | 1.6998 | 1.8317 | 0.11144 | 5.0407 | 0.099993 | 3.7085 | 5.4724 | 4.0839 | 0.38306 | 0.19779 | 3.8387 | 1.9457 | 1.9623 | 3.6635 | 1.6713 | 1.6052 | 3.5245 | 2.6043 | 2.6198
4428212 | VCUG | 13 | 00m_051004_345x211x716.dat | 0.0663;0.0663;0.0663 | 345;211;716 | (0.0901;67.0610;-3.1626) | 110 | 3.9 | 52 | 76.6025 | 60 | iodine | [138] | [10] | 1 | 5 | 65 | normal | none | 4.788 | 5.6344 | 26.9774 | 18.3385 | 21.5806 | 395.7548 | 2.2693e-13 | 4.7498 | 0.010196 | 0.89409 | 2.3476 | 0.031506 | 2.6355 | 4.3417 | 0.94173 | 5.0186 | 0.02753 | 3.0956 | 1.264 | 1.2908 | 0.063988 | 3.7647 | 0.05807 | 2.5483 | 4.3325 | 2.9161 | 0.23407 | 0.11602 | 2.6338 | 1.3977 | 1.3936 | 2.8634 | 1.2869 | 1.4325 | 2.5611 | 1.9595 | 1.9552
4428212 | VCUG | 13 | 00m_051004_345x211x716.dat | 0.0663;0.0663;0.0663 | 345;211;716 | (0.0901;67.0610;-3.1626) | 110 | 7.85 | 62 | 76.6025 | 60 | iodine | [138] | [10] | 1 | 5 | 65 | normal | none | 4.788 | 5.6344 | 26.9774 | 18.3385 | 21.5806 | 395.7548 | 1.8123e-13 | 5.6944 | 0.017696 | 1.2754 | 3.1207 | 0.049642 | 3.5159 | 4.6625 | 1.3057 | 5.9653 | 0.041088 | 3.9653 | 1.5895 | 1.6861 | 0.10322 | 4.7549 | 0.094443 | 3.4594 | 5.199 | 3.8342 | 0.347 | 0.17388 | 3.5487 | 1.8172 | 1.8123 | 3.4907 | 1.587 | 1.5559 | 3.311 | 2.4508 | 2.4733
4428212 | VCUG | 13 | 00m_051004_345x211x716.dat | 0.0663;0.0663;0.0663 | 345;211;716 | (0.0901;67.0610;-3.1626) | 110 | 9.9905 | 69 | 76.6025 | 60 | iodine | [138] | [10] | 1 | 5 | 65 | normal | none | 4.788 | 5.6344 | 26.9774 | 18.3385 | 21.5806 | 395.7548 | 1.7522e-13 | 5.8201 | 0.021491 | 1.4591 | 3.3057 | 0.062213 | 3.7731 | 4.696 | 1.4001 | 6.0409 | 0.04096 | 4.1295 | 1.6452 | 1.7843 | 0.11117 | 4.8964 | 0.10541 | 3.6754 | 5.2929 | 4.0313 | 0.38289 | 0.20633 | 3.7534 | 1.9174 | 1.9011 | 3.6081 | 1.6428 | 1.565 | 3.4956 | 2.5446 | 2.595
4428212 | VCUG | 1 | 01f_076010_393x248x546.dat | 0.0663;0.0663;0.1400 | 393;248;546 | (0.1855;68.2875;0.8176) | 60 | 2.5 | 38 | 81.3761 | 60 | iodine | [138] | [0] | 1 | 5 | 60 | normal | none | 6.6306 | 7.5625 | 50.144 | 26.9788 | 30.7702 | 830.1433 | 2.8974e-13 | 1.8178 | 0.0012533 | 0.17633 | 0.803 | 0.0045955 | 0.86461 | 0.83921 | 0.44413 | 1.9334 | 0.0022558 | 0.89854 | 0.71113 | 0.2446 | 0.0085736 | 1.1164 | 0.012833 | 0.82592 | 1.4849 | 0.86233 | 0.090441 | 0.046408 | 1.0129 | 0.51311 | 0.65707 | 0.68515 | 0.25967 | 0.58274 | 0.93889 | 0.64714 | 0.61334
4428212 | VCUG | 1 | 01f_076010_393x248x546.dat | 0.0663;0.0663;0.1400 | 393;248;546 | (0.1855;68.2875;0.8176) | 60 | 5.7448 | 47 | 81.3761 | 60 | iodine | [138] | [0] | 1 | 5 | 60 | normal | none | 6.6306 | 7.5625 | 50.144 | 26.9788 | 30.7702 | 830.1433 | 1.8813e-13 | 2.7594 | 0.0037774 | 0.36727 | 1.4897 | 0.011074 | 1.6496 | 1.5838 | 0.86174 | 2.9929 | 0.0030206 | 1.6006 | 1.1186 | 0.48339 | 0.024798 | 1.9736 | 0.032289 | 1.5912 | 2.3074 | 1.6075 | 0.20583 | 0.11901 | 1.8238 | 0.91044 | 1.1918 | 1.1909 | 0.42281 | 0.69064 | 1.7753 | 1.1048 | 1.0988
4428212 | VCUG | 1 | 01f_076010_393x248x546.dat | 0.0663;0.0663;0.1400 | 393;248;546 | (0.1855;68.2875;0.8176) | 60 | 6.3535 | 49 | 81.3761 | 60 | iodine | [138] | [0] | 1 | 5 | 60 | normal | none | 6.6306 | 7.5625 | 50.144 | 26.9788 | 30.7702 | 830.1433 | 1.7963e-13 | 2.8618 | 0.0044061 | 0.39755 | 1.5844 | 0.012006 | 1.761 | 1.7 | 0.92047 | 3.1078 | 0.007132 | 1.6942 | 1.1654 | 0.51416 | 0.027514 | 2.08 | 0.035061 | 1.7002 | 2.3977 | 1.7165 | 0.22517 | 0.12803 | 1.9237 | 0.96662 | 1.2683 | 1.2497 | 0.44376 | 0.7022 | 1.8781 | 1.161 | 1.1655
4428212 | VCUG | 1 | 01f_076010_393x248x546.dat | 0.0663;0.0663;0.1400 | 393;248;546 | (0.1855;68.2875;0.8176) | 80 | 2.9 | 44 | 81.3761 | 60 | iodine | [138] | [0] | 1 | 5 | 60 | normal | none | 6.6306 | 7.5625 | 50.144 | 26.9788 | 30.7702 | 830.1433 | 2.594e-13 | 1.9921 | 0.0023186 | 0.24043 | 0.96336 | 0.0058804 | 1.0371 | 1.0164 | 0.54267 | 2.1369 | 0.0033137 | 1.0573 | 0.79447 | 0.29844 | 0.013777 | 1.3079 | 0.018823 | 1.01 | 1.6425 | 1.033 | 0.12089 | 0.070334 | 1.1916 | 0.60823 | 0.78433 | 0.79806 | 0.29511 | 0.60181 | 1.1509 | 0.74658 | 0.72642
4428212 | VCUG | 1 | 01f_076010_393x248x546.dat | 0.0663;0.0663;0.1400 | 393;248;546 | (0.1855;68.2875;0.8176) | 80 | 7.702 | 57 | 81.3761 | 60 | iodine | [138] | [0] | 1 | 5 | 60 | normal | none | 6.6306 | 7.5625 | 50.144 | 26.9788 | 30.7702 | 830.1433 | 1.7338e-13 | 2.9519 | 0.0064391 | 0.46487 | 1.7032 | 0.017507 | 1.8799 | 1.8203 | 0.99828 | 3.1786 | 0.012398 | 1.801 | 1.2075 | 0.54972 | 0.032124 | 2.1969 | 0.045212 | 1.833 | 2.4519 | 1.8287 | 0.25548 | 0.15109 | 2.0426 | 1.0444 | 1.3662 | 1.3262 | 0.4655 | 0.70466 | 2.0265 | 1.2228 | 1.2452
4428212 | VCUG | 1 | 01f_076010_393x248x546.dat | 0.0663;0.0663;0.1400 | 393;248;546 | (0.1855;68.2875;0.8176) | 80 | 8.502 | 60 | 81.3761 | 60 | iodine | [138] | [0] | 1 | 5 | 60 | normal | none | 6.6306 | 7.5625 | 50.144 | 26.9788 | 30.7702 | 830.1433 | 1.6908e-13 | 3.0065 | 0.0071605 | 0.49554 | 1.7689 | 0.020309 | 1.9707 | 1.9204 | 1.0435 | 3.2409 | 0.0087254 | 1.8655 | 1.2361 | 0.58336 | 0.036096 | 2.2744 | 0.049755 | 1.9089 | 2.4981 | 1.8966 | 0.27244 | 0.15556 | 2.1095 | 1.0864 | 1.421 | 1.3636 | 0.47959 | 0.70981 | 2.1371 | 1.2653 | 1.2939
4428212 | VCUG | 1 | 01f_076010_393x248x546.dat | 0.0663;0.0663;0.1400 | 393;248;546 | (0.1855;68.2875;0.8176) | 110 | 3.9 | 52 | 81.3761 | 60 | iodine | [138] | [0] | 1 | 5 | 60 | normal | none | 6.6306 | 7.5625 | 50.144 | 26.9788 | 30.7702 | 830.1433 | 2.3189e-13 | 2.2421 | 0.0039476 | 0.32264 | 1.1783 | 0.011249 | 1.2776 | 1.2939 | 0.67809 | 2.4067 | 0.0060508 | 1.2696 | 0.90708 | 0.37205 | 0.021607 | 1.5507 | 0.028192 | 1.2481 | 1.8582 | 1.2603 | 0.16016 | 0.087828 | 1.4237 | 0.7343 | 0.94672 | 0.94785 | 0.34359 | 0.62779 | 1.4252 | 0.88063 | 0.87969
4428212 | VCUG | 1 | 01f_076010_393x248x546.dat | 0.0663;0.0663;0.1400 | 393;248;546 | (0.1855;68.2875;0.8176) | 110 | 7.85 | 62 | 81.3761 | 60 | iodine | [138] | [0] | 1 | 5 | 60 | normal | none | 6.6306 | 7.5625 | 50.144 | 26.9788 | 30.7702 | 830.1433 | 1.8519e-13 | 2.8297 | 0.0069096 | 0.47934 | 1.6393 | 0.019882 | 1.8175 | 1.762 | 0.96365 | 3.034 | 0.013893 | 1.7338 | 1.1592 | 0.5392 | 0.031528 | 2.1071 | 0.045923 | 1.7677 | 2.349 | 1.7568 | 0.24686 | 0.14081 | 1.9532 | 1.0054 | 1.3018 | 1.2888 | 0.44916 | 0.68842 | 1.9813 | 1.1791 | 1.2024
4428212 | VCUG | 1 | 01f_076010_393x248x546.dat | 0.0663;0.0663;0.1400 | 393;248;546 | (0.1855;68.2875;0.8176) | 110 | 9.9905 | 69 | 81.3761 | 60 | iodine | [138] | [0] | 1 | 5 | 60 | normal | none | 6.6306 | 7.5625 | 50.144 | 26.9788 | 30.7702 | 830.1433 | 1.7906e-13 | 2.9129 | 0.0084816 | 0.58511 | 1.7648 | 0.022319 | 1.9556 | 1.9638 | 1.0522 | 3.1406 | 0.0082587 | 1.8569 | 1.2124 | 0.59081 | 0.033359 | 2.2434 | 0.052595 | 1.9155 | 2.4335 | 1.8905 | 0.27822 | 0.16212 | 2.0775 | 1.0831 | 1.3979 | 1.3696 | 0.47488 | 0.69676 | 2.1166 | 1.2471 | 1.3001
4428212 | VCUG | 2 | 01f_076010_393x248x546.dat | 0.0663;0.0663;0.1400 | 393;248;546 | (0.1745;68.2875;-6.4272) | 60 | 2.5 | 38 | 81.3761 | 60 | iodine | [138] | [10] | 0 | 5 | 60 | normal | none | 4.4204 | 3.1204 | 13.7936 | 17.9858 | 12.6964 | 228.3554 | 2.6707e-13 | 0.038398 | 0.00021461 | 0.0051331 | 1.6278 | 0.00036649 | 0.11786 | 2.7064 | 0.011172 | 0.18133 | 0.00096551 | 0.065353 | 0.011388 | 0.0061437 | 0.00065597 | 0.17504 | 0.0010463 | 0.97573 | 0.044262 | 0.085674 | 0.0039267 | 0.0024068 | 3.4851 | 0.59453 | 0.88964 | 0.68348 | 0.57548 | 0.58875 | 3.2578 | 0.38862 | 0.69924
4428212 | VCUG | 2 | 01f_076010_393x248x546.dat | 0.0663;0.0663;0.1400 | 393;248;546 | (0.1745;68.2875;-6.4272) | 60 | 5.7448 | 47 | 81.3761 | 60 | iodine | [138] | [10] | 0 | 5 | 60 | normal | none | 4.4204 | 3.1204 | 13.7936 | 17.9858 | 12.6964 | 228.3554 | 1.7343e-13 | 0.10333 | 0.00060567 | 0.018197 | 2.8359 | 0.00093849 | 0.3124 | 4.8824 | 0.034861 | 0.40968 | 0.0020324 | 0.16708 | 0.03308 | 0.019864 | 0.0025575 | 0.41635 | 0.002516 | 2.0182 | 0.11251 | 0.21769 | 0.011829 | 0.0086105 | 6.1375 | 1.1138 | 1.6814 | 1.2718 | 0.90764 | 0.71939 | 5.8515 | 0.71875 | 1.2604
4428212 | VCUG | 2 | 01f_076010_393x248x546.dat | 0.0663;0.0663;0.1400 | 393;248;546 | (0.1745;68.2875;-6.4272) | 60 | 6.3535 | 49 | 81.3761 | 60 | iodine | [138] | [10] | 0 | 5 | 60 | normal | none | 4.4204 | 3.1204 | 13.7936 | 17.9858 | 12.6964 | 228.3554 | 1.6559e-13 | 0.10968 | 0.0006981 | 0.020384 | 2.9981 | 0.0017817 | 0.33954 | 5.1448 | 0.040558 | 0.45122 | 0.00022469 | 0.18666 | 0.037426 | 0.024054 | 0.0025185 | 0.45945 | 0.0032523 | 2.1764 | 0.12522 | 0.24072 | 0.014102 | 0.0079412 | 6.458 | 1.1887 | 1.7959 | 1.3591 | 0.94616 | 0.73475 | 6.2539 | 0.76952 | 1.3346
4428212 | VCUG | 2 | 01f_076010_393x248x546.dat | 0.0663;0.0663;0.1400 | 393;248;546 | (0.1745;68.2875;-6.4272) | 80 | 2.9 | 44 | 81.3761 | 60 | iodine | [138] | [10] | 0 | 5 | 60 | normal | none | 4.4204 | 3.1204 | 13.7936 | 17.9858 | 12.6964 | 228.3554 | 2.3911e-13 | 0.059002 | 0.00040314 | 0.0099259 | 1.8979 | 0.00046827 | 0.17805 | 3.1927 | 0.020415 | 0.24545 | 0.00027084 | 0.096699 | 0.01957 | 0.011153 | 0.0015988 | 0.23934 | 0.0017016 | 1.2337 | 0.065915 | 0.12457 | 0.0073685 | 0.0041399 | 4.0571 | 0.72186 | 1.0813 | 0.83087 | 0.64371 | 0.61394 | 3.8492 | 0.46824 | 0.8282
4428212 | VCUG | 2 | 01f_076010_393x248x546.dat | 0.0663;0.0663;0.1400 | 393;248;546 | (0.1745;68.2875;-6.4272) | 80 | 7.702 | 57 | 81.3761 | 60 | iodine | [138] | [10] | 0 | 5 | 60 | normal | none | 4.4204 | 3.1204 | 13.7936 | 17.9858 | 12.6964 | 228.3554 | 1.5983e-13 | 0.14145 | 0.0010521 | 0.026973 | 3.1884 | 0.0015099 | 0.41713 | 5.4958 | 0.055184 | 0.51703 | 0.0015422 | 0.22644 | 0.050037 | 0.029108 | 0.0040894 | 0.53151 | 0.0048931 | 2.3955 | 0.15373 | 0.29611 | 0.021507 | 0.01301 | 6.7142 | 1.2997 | 1.9518 | 1.4702 | 0.97965 | 0.74226 | 6.5846 | 0.82727 | 1.4286
4428212 | VCUG | 2 | 01f_076010_393x248x546.dat | 0.0663;0.0663;0.1400 | 393;248;546 | (0.1745;68.2875;-6.4272) | 80 | 8.502 | 60 | 81.3761 | 60 | iodine | [138] | [10] | 0 | 5 | 60 | normal | none | 4.4204 | 3.1204 | 13.7936 | 17.9858 | 12.6964 | 228.3554 | 1.5587e-13 | 0.15203 | 0.0011725 | 0.029524 | 3.2992 | 0.0024837 | 0.42897 | 5.7362 | 0.060745 | 0.54933 | 0.00042676 | 0.24491 | 0.055126 | 0.034242 | 0.0039516 | 0.56539 | 0.0050859 | 2.508 | 0.16417 | 0.31865 | 0.024067 | 0.017083 | 6.9411 | 1.3581 | 2.037 | 1.5303 | 1.0034 | 0.74987 | 6.8379 | 0.86117 | 1.4869
4428212 | VCUG | 2 | 01f_076010_393x248x546.dat | 0.0663;0.0663;0.1400 | 393;248;546 | (0.1745;68.2875;-6.4272) | 110 | 3.9 | 52 | 81.3761 | 60 | iodine | [138] | [10] | 0 | 5 | 60 | normal | none | 4.4204 | 3.1204 | 13.7936 | 17.9858 | 12.6964 | 228.3554 | 2.1375e-13 | 0.081588 | 0.00068638 | 0.015507 | 2.2683 | 0.0010229 | 0.24901 | 3.834 | 0.031967 | 0.3256 | 0.00054097 | 0.13807 | 0.029988 | 0.017578 | 0.002473 | 0.33445 | 0.0028196 | 1.5808 | 0.092175 | 0.17913 | 0.011979 | 0.0081812 | 4.7907 | 0.8931 | 1.3303 | 1.0203 | 0.73656 | 0.64594 | 4.651 | 0.5742 | 0.99992
4428212 | VCUG | 2 | 01f_076010_393x248x546.dat | 0.0663;0.0663;0.1400 | 393;248;546 | (0.1745;68.2875;-6.4272) | 110 | 7.85 | 62 | 81.3761 | 60 | iodine | [138] | [10] | 0 | 5 | 60 | normal | none | 4.4204 | 3.1204 | 13.7936 | 17.9858 | 12.6964 | 228.3554 | 1.707e-13 | 0.14199 | 0.001167 | 0.025185 | 3.0744 | 0.003402 | 0.40302 | 5.3756 | 0.055703 | 0.49354 | 0.00068133 | 0.22172 | 0.05106 | 0.033817 | 0.004719 | 0.51112 | 0.0054754 | 2.3111 | 0.15069 | 0.28871 | 0.022397 | 0.013012 | 6.436 | 1.2578 | 1.8698 | 1.4213 | 0.94358 | 0.72092 | 6.3382 | 0.79817 | 1.3836
4428212 | VCUG | 2 | 01f_076010_393x248x546.dat | 0.0663;0.0663;0.1400 | 393;248;546 | (0.1745;68.2875;-6.4272) | 110 | 9.9905 | 69 | 81.3761 | 60 | iodine | [138] | [10] | 0 | 5 | 60 | normal | none | 4.4204 | 3.1204 | 13.7936 | 17.9858 | 12.6964 | 228.3554 | 1.6503e-13 | 0.16281 | 0.0014545 | 0.032509 | 3.2844 | 0.0030695 | 0.45986 | 5.7151 | 0.068056 | 0.55442 | 0.00081054 | 0.25573 | 0.060996 | 0.039467 | 0.0059946 | 0.57723 | 0.0062638 | 2.5421 | 0.1742 | 0.3322 | 0.027347 | 0.020013 | 6.8425 | 1.3687 | 2.024 | 1.5349 | 0.98827 | 0.73115 | 6.8038 | 0.86371 | 1.4843
4428212 | VCUG | 3 | 01f_076010_393x248x546.dat | 0.0663;0.0663;0.1400 | 393;248;546 | (0.1745;68.2875;-6.4272) | 60 | 2.5 | 38 | 81.3761 | 60 | iodine | [138] | [30] | 0 | 5 | 60 | normal | none | 4.4204 | 3.1204 | 13.7936 | 17.9858 | 12.6964 | 228.3554 | 2.6707e-13 | 0.037866 | 0.00021411 | 0.0050166 | 1.6249 | 0.00036649 | 0.11796 | 2.6885 | 0.011122 | 0.18088 | 0.00096551 | 0.065024 | 0.011313 | 0.0062055 | 0.00065597 | 0.17402 | 0.0010082 | 0.96832 | 0.043981 | 0.085674 | 0.0039529 | 0.0024068 | 3.3966 | 0.59377 | 0.88854 | 0.68158 | 0.57409 | 0.58816 | 3.2745 | 0.3895 | 0.69389
4428212 | VCUG | 3 | 01f_076010_393x248x546.dat | 0.0663;0.0663;0.1400 | 393;248;546 | (0.1745;68.2875;-6.4272) | 60 | 5.7448 | 47 | 81.3761 | 60 | iodine | [138] | [30] | 0 | 5 | 60 | normal | none | 4.4204 | 3.1204 | 13.7936 | 17.9858 | 12.6964 | 228.3554 | 1.7343e-13 | 0.10215 | 0.00060498 | 0.017918 | 2.8331 | 0.00093901 | 0.31142 | 4.8641 | 0.034783 | 0.40821 | 0.0020324 | 0.16608 | 0.03292 | 0.019965 | 0.0024793 | 0.41344 | 0.0024974 | 2.0026 | 0.11227 | 0.21616 | 0.01167 | 0.0085892 | 6.0723 | 1.1118 | 1.6784 | 1.2685 | 0.90506 | 0.71824 | 5.9558 | 0.7258 | 1.2563
4428212 | VCUG | 3 | 01f_076010_393x248x546.dat | 0.0663;0.0663;0.1400 | 393;248;546 | (0.1745;68.2875;-6.4272) | 60 | 6.3535 | 49 | 81.3761 | 60 | iodine | [138] | [30] | 0 | 5 | 60 | normal | none | 4.4204 | 3.1204 | 13.7936 | 17.9858 | 12.6964 | 228.3554 | 1.6559e-13 | 0.10798 | 0.0006955 | 0.019878 | 2.9935 | 0.0018825 | 0.3397 | 5.1406 | 0.040442 | 0.44942 | 0.00022469 | 0.18565 | 0.037206 | 0.023696 | 0.0025037 | 0.45685 | 0.0032299 | 2.1599 | 0.12473 | 0.24006 | 0.013914 | 0.0079025 | 6.4055 | 1.1863 | 1.7924 | 1.3549 | 0.9434 | 0.7336 | 6.3427 | 0.77532 | 1.3317
4428212 | VCUG | 3 | 01f_076010_393x248x546.dat | 0.0663;0.0663;0.1400 | 393;248;546 | (0.1745;68.2875;-6.4272) | 80 | 2.9 | 44 | 81.3761 | 60 | iodine | [138] | [30] | 0 | 5 | 60 | normal | none | 4.4204 | 3.1204 | 13.7936 | 17.9858 | 12.6964 | 228.3554 | 2.3911e-13 | 0.059131 | 0.00040127 | 0.0097774 | 1.8954 | 0.00047028 | 0.17583 | 3.1873 | 0.020262 | 0.24463 | 0.00027084 | 0.096164 | 0.01946 | 0.011397 | 0.001698 | 0.23796 | 0.0017056 | 1.225 | 0.065634 | 0.1239 | 0.0073187 | 0.0041425 | 3.984 | 0.7207 | 1.0795 | 0.8288 | 0.64216 | 0.61311 | 3.8924 | 0.47096 | 0.82459
4428212 | VCUG | 3 | 01f_076010_393x248x546.dat | 0.0663;0.0663;0.1400 | 393;248;546 | (0.1745;68.2875;-6.4272) | 80 | 7.702 | 57 | 81.3761 | 60 | iodine | [138] | [30] | 0 | 5 | 60 | normal | none | 4.4204 | 3.1204 | 13.7936 | 17.9858 | 12.6964 | 228.3554 | 1.5983e-13 | 0.14077 | 0.0010521 | 0.02652 | 3.1848 | 0.0015099 | 0.41268 | 5.4736 | 0.05486 | 0.51489 | 0.0015422 | 0.22523 | 0.0498 | 0.028957 | 0.0043206 | 0.52822 | 0.0047791 | 2.3811 | 0.15319 | 0.29523 | 0.021463 | 0.013435 | 6.7092 | 1.2969 | 1.9477 | 1.4667 | 0.97711 | 0.74102 | 6.7066 | 0.83536 | 1.4265
4428212 | VCUG | 3 | 01f_076010_393x248x546.dat | 0.0663;0.0663;0.1400 | 393;248;546 | (0.1745;68.2875;-6.4272) | 80 | 8.502 | 60 | 81.3761 | 60 | iodine | [138] | [30] | 0 | 5 | 60 | normal | none | 4.4204 | 3.1204 | 13.7936 | 17.9858 | 12.6964 | 228.3554 | 1.5587e-13 | 0.15267 | 0.0011647 | 0.029356 | 3.2957 | 0.0024641 | 0.42457 | 5.7118 | 0.060641 | 0.54736 | 0.00042676 | 0.24357 | 0.05488 | 0.034298 | 0.0040826 | 0.56274 | 0.0050296 | 2.4947 | 0.16408 | 0.3171 | 0.023793 | 0.017255 | 6.9527 | 1.3552 | 2.0328 | 1.5243 | 1.0008 | 0.74865 | 6.9681 | 0.86986 | 1.4854
4428212 | VCUG | 3 | 01f_076010_393x248x546.dat | 0.0663;0.0663;0.1400 | 393;248;546 | (0.1745;68.2875;-6.4272) | 110 | 3.9 | 52 | 81.3761 | 60 | iodine | [138] | [30] | 0 | 5 | 60 | normal | none | 4.4204 | 3.1204 | 13.7936 | 17.9858 | 12.6964 | 228.3554 | 2.1375e-13 | 0.081298 | 0.00068376 | 0.015153 | 2.2652 | 0.0010229 | 0.24597 | 3.8166 | 0.031865 | 0.32425 | 0.00078149 | 0.1374 | 0.029843 | 0.017578 | 0.0025959 | 0.33247 | 0.0027629 | 1.5712 | 0.091707 | 0.17794 | 0.011952 | 0.0083398 | 4.7393 | 0.89157 | 1.328 | 1.018 | 0.73486 | 0.64513 | 4.7224 | 0.57887 | 0.99622
4428212 | VCUG | 3 | 01f_076010_393x248x546.dat | 0.0663;0.0663;0.1400 | 393;248;546 | (0.1745;68.2875;-6.4272) | 110 | 7.85 | 62 | 81.3761 | 60 | iodine | [138] | [30] | 0 | 5 | 60 | normal | none | 4.4204 | 3.1204 | 13.7936 | 17.9858 | 12.6964 | 228.3554 | 1.707e-13 | 0.14151 | 0.0011652 | 0.025429 | 3.0709 | 0.0033905 | 0.39763 | 5.3502 | 0.05541 | 0.49182 | 0.00068133 | 0.22056 | 0.050909 | 0.033602 | 0.0049985 | 0.50824 | 0.0054885 | 2.2979 | 0.15018 | 0.28683 | 0.022315 | 0.012918 | 6.4436 | 1.2553 | 1.8661 | 1.4178 | 0.94115 | 0.71975 | 6.4565 | 0.80599 | 1.3818
4428212 | VCUG | 3 | 01f_076010_393x248x546.dat | 0.0663;0.0663;0.1400 | 393;248;546 | (0.1745;68.2875;-6.4272) | 110 | 9.9905 | 69 | 81.3761 | 60 | iodine | [138] | [30] | 0 | 5 | 60 | normal | none | 4.4204 | 3.1204 | 13.7936 | 17.9858 | 12.6964 | 228.3554 | 1.6503e-13 | 0.163 | 0.0014513 | 0.032492 | 3.2804 | 0.0030522 | 0.45514 | 5.7491 | 0.067819 | 0.55259 | 0.0024879 | 0.25441 | 0.060796 | 0.038822 | 0.0057465 | 0.57434 | 0.006316 | 2.531 | 0.17362 | 0.33035 | 0.027087 | 0.020243 | 6.8656 | 1.3663 | 2.0202 | 1.5315 | 0.98607 | 0.72995 | 6.9104 | 0.87067 | 1.4876
4428212 | VCUG | 4 | 01f_076010_393x248x546.dat | 0.0663;0.0663;0.1400 | 393;248;546 | (0.1745;68.2875;-6.4272) | 60 | 2.5 | 38 | 81.3761 | 60 | iodine | [138] | [50] | 0 | 5 | 60 | normal | none | 4.4204 | 3.1204 | 13.7936 | 17.9858 | 12.6964 | 228.3554 | 2.6707e-13 | 0.038031 | 0.00021276 | 0.0050481 | 1.6231 | 0.00037062 | 0.1164 | 2.6742 | 0.011098 | 0.18051 | 0.00096551 | 0.064825 | 0.011276 | 0.006113 | 0.00065597 | 0.17365 | 0.0010091 | 0.9627 | 0.043902 | 0.085194 | 0.0039248 | 0.00252 | 3.3101 | 0.59314 | 0.88763 | 0.68077 | 0.57312 | 0.58769 | 3.2758 | 0.3893 | 0.68888
4428212 | VCUG | 4 | 01f_076010_393x248x546.dat | 0.0663;0.0663;0.1400 | 393;248;546 | (0.1745;68.2875;-6.4272) | 60 | 5.7448 | 47 | 81.3761 | 60 | iodine | [138] | [50] | 0 | 5 | 60 | normal | none | 4.4204 | 3.1204 | 13.7936 | 17.9858 | 12.6964 | 228.3554 | 1.7343e-13 | 0.10189 | 0.00060504 | 0.017503 | 2.8282 | 0.0009547 | 0.30795 | 4.8623 | 0.034561 | 0.40749 | 0.0020324 | 0.16536 | 0.032809 | 0.019931 | 0.0024667 | 0.41215 | 0.002446 | 1.9912 | 0.11182 | 0.21531 | 0.011678 | 0.008584 | 5.9581 | 1.1102 | 1.676 | 1.2663 | 0.90287 | 0.717 | 6.0043 | 0.72873 | 1.2509
4428212 | VCUG | 4 | 01f_076010_393x248x546.dat | 0.0663;0.0663;0.1400 | 393;248;546 | (0.1745;68.2875;-6.4272) | 60 | 6.3535 | 49 | 81.3761 | 60 | iodine | [138] | [50] | 0 | 5 | 60 | normal | none | 4.4204 | 3.1204 | 13.7936 | 17.9858 | 12.6964 | 228.3554 | 1.6559e-13 | 0.1076 | 0.00069279 | 0.019604 | 2.9883 | 0.0017993 | 0.33662 | 5.1196 | 0.040223 | 0.44809 | 0.00022469 | 0.18482 | 0.037089 | 0.023642 | 0.0026108 | 0.45547 | 0.0031898 | 2.1478 | 0.1244 | 0.23908 | 0.013918 | 0.0079001 | 6.2926 | 1.1845 | 1.7897 | 1.352 | 0.94122 | 0.73255 | 6.4007 | 0.77889 | 1.3249
4428212 | VCUG | 4 | 01f_076010_393x248x546.dat | 0.0663;0.0663;0.1400 | 393;248;546 | (0.1745;68.2875;-6.4272) | 80 | 2.9 | 44 | 81.3761 | 60 | iodine | [138] | [50] | 0 | 5 | 60 | normal | none | 4.4204 | 3.1204 | 13.7936 | 17.9858 | 12.6964 | 228.3554 | 2.3911e-13 | 0.059089 | 0.00040291 | 0.0096264 | 1.8922 | 0.00045953 | 0.17459 | 3.156 | 0.020208 | 0.24407 | 0.00027084 | 0.095821 | 0.019428 | 0.011123 | 0.001587 | 0.23737 | 0.0016911 | 1.2183 | 0.065492 | 0.12336 | 0.0072698 | 0.0040159 | 3.8967 | 0.71979 | 1.0782 | 0.82766 | 0.64093 | 0.6127 | 3.909 | 0.47183 | 0.81806
4428212 | VCUG | 4 | 01f_076010_393x248x546.dat | 0.0663;0.0663;0.1400 | 393;248;546 | (0.1745;68.2875;-6.4272) | 80 | 7.702 | 57 | 81.3761 | 60 | iodine | [138] | [50] | 0 | 5 | 60 | normal | none | 4.4204 | 3.1204 | 13.7936 | 17.9858 | 12.6964 | 228.3554 | 1.5983e-13 | 0.13998 | 0.0010448 | 0.026377 | 3.1782 | 0.0015316 | 0.41085 | 5.4429 | 0.05464 | 0.51334 | 0.0015422 | 0.22434 | 0.049655 | 0.029034 | 0.0040538 | 0.52668 | 0.0047546 | 2.3681 | 0.15253 | 0.29403 | 0.021319 | 0.013453 | 6.6216 | 1.2948 | 1.9446 | 1.4638 | 0.97479 | 0.74004 | 6.758 | 0.83842 | 1.4196
4428212 | VCUG | 4 | 01f_076010_393x248x546.dat | 0.0663;0.0663;0.1400 | 393;248;546 | (0.1745;68.2875;-6.4272) | 80 | 8.502 | 60 | 81.3761 | 60 | iodine | [138] | [50] | 0 | 5 | 60 | normal | none | 4.4204 | 3.1204 | 13.7936 | 17.9858 | 12.6964 | 228.3554 | 1.5587e-13 | 0.15254 | 0.0011615 | 0.029 | 3.2911 | 0.0025966 | 0.42343 | 5.6723 | 0.060338 | 0.54583 | 0.00042676 | 0.24262 | 0.054688 | 0.034 | 0.0041959 | 0.56035 | 0.005015 | 2.4811 | 0.16314 | 0.31596 | 0.023671 | 0.017396 | 6.8661 | 1.3529 | 2.0293 | 1.521 | 0.99834 | 0.74758 | 7.0213 | 0.8731 | 1.478
4428212 | VCUG | 4 | 01f_076010_393x248x546.dat | 0.0663;0.0663;0.1400 | 393;248;546 | (0.1745;68.2875;-6.4272) | 110 | 3.9 | 52 | 81.3761 | 60 | iodine | [138] | [50] | 0 | 5 | 60 | normal | none | 4.4204 | 3.1204 | 13.7936 | 17.9858 | 12.6964 | 228.3554 | 2.1375e-13 | 0.080516 | 0.00067992 | 0.015248 | 2.2628 | 0.0011604 | 0.2457 | 3.8037 | 0.03161 | 0.32354 | 0.00054097 | 0.1369 | 0.029767 | 0.017661 | 0.002598 | 0.33176 | 0.0027461 | 1.5636 | 0.091511 | 0.17749 | 0.011907 | 0.0080685 | 4.6576 | 0.8904 | 1.3262 | 1.0149 | 0.73345 | 0.64447 | 4.7351 | 0.57931 | 0.99145
4428212 | VCUG | 4 | 01f_076010_393x248x546.dat | 0.0663;0.0663;0.1400 | 393;248;546 | (0.1745;68.2875;-6.4272) | 110 | 7.85 | 62 | 81.3761 | 60 | iodine | [138] | [50] | 0 | 5 | 60 | normal | none | 4.4204 | 3.1204 | 13.7936 | 17.9858 | 12.6964 | 228.3554 | 1.707e-13 | 0.14061 | 0.001159 | 0.025034 | 3.0656 | 0.0033812 | 0.3972 | 5.3087 | 0.055154 | 0.49037 | 0.00068133 | 0.2199 | 0.050755 | 0.033417 | 0.0046896 | 0.50642 | 0.0054627 | 2.2872 | 0.14978 | 0.28598 | 0.022282 | 0.012585 | 6.3657 | 1.2535 | 1.8633 | 1.4162 | 0.93928 | 0.71903 | 6.5028 | 0.80886 | 1.3746
4428212 | VCUG | 4 | 01f_076010_393x248x546.dat | 0.0663;0.0663;0.1400 | 393;248;546 | (0.1745;68.2875;-6.4272) | 110 | 9.9905 | 69 | 81.3761 | 60 | iodine | [138] | [50] | 0 | 5 | 60 | normal | none | 4.4204 | 3.1204 | 13.7936 | 17.9858 | 12.6964 | 228.3554 | 1.6503e-13 | 0.16233 | 0.001443 | 0.031804 | 3.2763 | 0.003038 | 0.45519 | 5.7059 | 0.067674 | 0.55069 | 0.00081054 | 0.25352 | 0.060591 | 0.038921 | 0.0057615 | 0.57297 | 0.0062123 | 2.5201 | 0.17289 | 0.32997 | 0.026857 | 0.019796 | 6.8147 | 1.3639 | 2.0168 | 1.5282 | 0.98388 | 0.72905 | 6.9474 | 0.87276 | 1.4813
4428212 | VCUG | 5 | 01f_076010_393x248x546.dat | 0.0663;0.0663;0.1400 | 393;248;546 | (-0.1549;69.7747;-4.0074) | 60 | 2.5 | 38 | 82.0179 | 60 | iodine | [138] | [50] | 0 | 5 | 60 | normal | none | 6.2672 | 4.4337 | 27.787 | 25.7011 | 18.1822 | 467.3026 | 2.7143e-13 | 0.087671 | 0.00034831 | 0.011531 | 1.218 | 0.0012767 | 0.28362 | 1.0791 | 0.026823 | 0.71439 | 0.00023576 | 0.14982 | 0.026249 | 0.013598 | 0.0020579 | 0.79194 | 0.0020108 | 1.1612 | 0.13934 | 0.27586 | 0.0079061 | 0.0044895 | 1.3726 | 0.34477 | 0.50268 | 0.95183 | 0.29594 | 0.60704 | 1.4835 | 0.3586 | 0.42727
4428212 | VCUG | 5 | 01f_076010_393x248x546.dat | 0.0663;0.0663;0.1400 | 393;248;546 | (-0.1549;69.7747;-4.0074) | 60 | 5.7448 | 47 | 82.0179 | 60 | iodine | [138] | [50] | 0 | 5 | 60 | normal | none | 6.2672 | 4.4337 | 27.787 | 25.7011 | 18.1822 | 467.3026 | 1.7625e-13 | 0.20733 | 0.00095972 | 0.035269 | 2.1714 | 0.0022771 | 0.60987 | 2.1766 | 0.072318 | 1.258 | 0.0023447 | 0.33654 | 0.067013 | 0.040321 | 0.0056314 | 1.3994 | 0.004959 | 2.1801 | 0.29273 | 0.56483 | 0.022697 | 0.013307 | 2.6275 | 0.66401 | 0.98063 | 1.5482 | 0.47994 | 0.71392 | 2.6911 | 0.64148 | 0.80912
4428212 | VCUG | 5 | 01f_076010_393x248x546.dat | 0.0663;0.0663;0.1400 | 393;248;546 | (-0.1549;69.7747;-4.0074) | 60 | 6.3535 | 49 | 82.0179 | 60 | iodine | [138] | [50] | 0 | 5 | 60 | normal | none | 6.2672 | 4.4337 | 27.787 | 25.7011 | 18.1822 | 467.3026 | 1.6829e-13 | 0.22073 | 0.0011051 | 0.038907 | 2.2934 | 0.0025548 | 0.68122 | 2.3487 | 0.080767 | 1.3292 | 0 | 0.36843 | 0.074884 | 0.044702 | 0.006858 | 1.4829 | 0.0056874 | 2.3192 | 0.3166 | 0.61443 | 0.026325 | 0.020191 | 2.79 | 0.71183 | 1.0526 | 1.6256 | 0.50216 | 0.72485 | 2.8438 | 0.68072 | 0.86437
4428212 | VCUG | 5 | 01f_076010_393x248x546.dat | 0.0663;0.0663;0.1400 | 393;248;546 | (-0.1549;69.7747;-4.0074) | 80 | 2.9 | 44 | 82.0179 | 60 | iodine | [138] | [50] | 0 | 5 | 60 | normal | none | 6.2672 | 4.4337 | 27.787 | 25.7011 | 18.1822 | 467.3026 | 2.4302e-13 | 0.11902 | 0.00059135 | 0.019177 | 1.4391 | 0.0012753 | 0.36939 | 1.3643 | 0.041635 | 0.83446 | 0.0011742 | 0.20089 | 0.038965 | 0.023494 | 0.0035326 | 0.92404 | 0.0031279 | 1.3962 | 0.17825 | 0.34479 | 0.013286 | 0.0077772 | 1.6665 | 0.42568 | 0.62263 | 1.0809 | 0.33521 | 0.62561 | 1.7848 | 0.42557 | 0.5208
4428212 | VCUG | 5 | 01f_076010_393x248x546.dat | 0.0663;0.0663;0.1400 | 393;248;546 | (-0.1549;69.7747;-4.0074) | 80 | 7.702 | 57 | 82.0179 | 60 | iodine | [138] | [50] | 0 | 5 | 60 | normal | none | 6.2672 | 4.4337 | 27.787 | 25.7011 | 18.1822 | 467.3026 | 1.6244e-13 | 0.26792 | 0.0016191 | 0.043965 | 2.437 | 0.004626 | 0.75204 | 2.5567 | 0.10056 | 1.4021 | 0.00036394 | 0.42146 | 0.091266 | 0.056318 | 0.0084562 | 1.5451 | 0.008096 | 2.4952 | 0.34641 | 0.67207 | 0.035625 | 0.022673 | 3.0113 | 0.7871 | 1.1582 | 1.7051 | 0.52475 | 0.72682 | 3.0708 | 0.72908 | 0.93521
4428212 | VCUG | 5 | 01f_076010_393x248x546.dat | 0.0663;0.0663;0.1400 | 393;248;546 | (-0.1549;69.7747;-4.0074) | 80 | 8.502 | 60 | 82.0179 | 60 | iodine | [138] | [50] | 0 | 5 | 60 | normal | none | 6.2672 | 4.4337 | 27.787 | 25.7011 | 18.1822 | 467.3026 | 1.5842e-13 | 0.29167 | 0.0017964 | 0.053227 | 2.5195 | 0.0043633 | 0.81191 | 2.7056 | 0.10972 | 1.4478 | 0.00063213 | 0.44709 | 0.098494 | 0.061473 | 0.0086317 | 1.5938 | 0.0091941 | 2.598 | 0.36368 | 0.70858 | 0.039354 | 0.02159 | 3.1425 | 0.82551 | 1.2138 | 1.756 | 0.5394 | 0.73143 | 3.2107 | 0.75994 | 0.97875
4428212 | VCUG | 5 | 01f_076010_393x248x546.dat | 0.0663;0.0663;0.1400 | 393;248;546 | (-0.1549;69.7747;-4.0074) | 110 | 3.9 | 52 | 82.0179 | 60 | iodine | [138] | [50] | 0 | 5 | 60 | normal | none | 6.2672 | 4.4337 | 27.787 | 25.7011 | 18.1822 | 467.3026 | 2.1724e-13 | 0.16519 | 0.0010148 | 0.029224 | 1.7275 | 0.0025799 | 0.5016 | 1.7363 | 0.06112 | 0.98944 | 0.0014957 | 0.26848 | 0.055463 | 0.03322 | 0.0045916 | 1.0863 | 0.0050772 | 1.7186 | 0.2247 | 0.43908 | 0.021397 | 0.011491 | 2.0516 | 0.53383 | 0.7777 | 1.2606 | 0.38845 | 0.65153 | 2.1486 | 0.51275 | 0.6436
4428212 | VCUG | 5 | 01f_076010_393x248x546.dat | 0.0663;0.0663;0.1400 | 393;248;546 | (-0.1549;69.7747;-4.0074) | 110 | 7.85 | 62 | 82.0179 | 60 | iodine | [138] | [50] | 0 | 5 | 60 | normal | none | 6.2672 | 4.4337 | 27.787 | 25.7011 | 18.1822 | 467.3026 | 1.735e-13 | 0.26013 | 0.0017657 | 0.048174 | 2.3517 | 0.0041453 | 0.74214 | 2.4665 | 0.099879 | 1.3353 | 0.001897 | 0.40739 | 0.089816 | 0.058531 | 0.0083355 | 1.4599 | 0.0086634 | 2.4033 | 0.33015 | 0.63977 | 0.036758 | 0.025436 | 2.8972 | 0.76219 | 1.1103 | 1.6465 | 0.50627 | 0.7106 | 2.9715 | 0.70258 | 0.90248
4428212 | VCUG | 5 | 01f_076010_393x248x546.dat | 0.0663;0.0663;0.1400 | 393;248;546 | (-0.1549;69.7747;-4.0074) | 110 | 9.9905 | 69 | 82.0179 | 60 | iodine | [138] | [50] | 0 | 5 | 60 | normal | none | 6.2672 | 4.4337 | 27.787 | 25.7011 | 18.1822 | 467.3026 | 1.6776e-13 | 0.28868 | 0.0021836 | 0.057172 | 2.5184 | 0.0048723 | 0.84575 | 2.6559 | 0.11661 | 1.4177 | 0.0014195 | 0.45801 | 0.10388 | 0.068326 | 0.009056 | 1.5405 | 0.010731 | 2.5983 | 0.35691 | 0.69971 | 0.044632 | 0.030076 | 3.1185 | 0.8356 | 1.2118 | 1.7364 | 0.53414 | 0.71576 | 3.2212 | 0.75635 | 0.97541
4428212 | VCUG | 6 | 01f_076010_393x248x546.dat | 0.0663;0.0663;0.1400 | 393;248;546 | (0.4895;69.3997;-4.0032) | 60 | 2.5 | 38 | 81.7835 | 60 | iodine | [138] | [50] | 0 | 5 | 60 | normal | none | 6.3724 | 4.4697 | 28.4829 | 26.0579 | 18.2775 | 476.2729 | 2.7083e-13 | 0.088443 | 0.00032145 | 0.011392 | 1.244 | 0.00079541 | 0.4532 | 1.0501 | 0.024687 | 0.78496 | 0 | 0.31096 | 0.025444 | 0.012978 | 0.0016701 | 0.46786 | 0.0018053 | 1.1111 | 0.08536 | 0.20051 | 0.0081328 | 0.0043167 | 1.3691 | 0.34228 | 0.50009 | 0.99094 | 0.29542 | 0.59814 | 1.5083 | 0.35679 | 0.42455
4428212 | VCUG | 6 | 01f_076010_393x248x546.dat | 0.0663;0.0663;0.1400 | 393;248;546 | (0.4895;69.3997;-4.0032) | 60 | 5.7448 | 47 | 81.7835 | 60 | iodine | [138] | [50] | 0 | 5 | 60 | normal | none | 6.3724 | 4.4697 | 28.4829 | 26.0579 | 18.2775 | 476.2729 | 1.7586e-13 | 0.20487 | 0.00092428 | 0.033389 | 2.1922 | 0.0024698 | 0.92274 | 2.2442 | 0.066708 | 1.3421 | 2.2994e-05 | 0.56217 | 0.064968 | 0.03938 | 0.005424 | 0.96886 | 0.0053658 | 2.1048 | 0.19685 | 0.45306 | 0.022487 | 0.015368 | 2.6009 | 0.66033 | 0.97732 | 1.5829 | 0.47789 | 0.70399 | 2.8009 | 0.64916 | 0.81149
4428212 | VCUG | 6 | 01f_076010_393x248x546.dat | 0.0663;0.0663;0.1400 | 393;248;546 | (0.4895;69.3997;-4.0032) | 60 | 6.3535 | 49 | 81.7835 | 60 | iodine | [138] | [50] | 0 | 5 | 60 | normal | none | 6.3724 | 4.4697 | 28.4829 | 26.0579 | 18.2775 | 476.2729 | 1.6791e-13 | 0.22268 | 0.0010671 | 0.036132 | 2.3145 | 0.0033659 | 0.95307 | 2.3564 | 0.076916 | 1.412 | 0.00016997 | 0.59818 | 0.073105 | 0.042188 | 0.0048751 | 1.0403 | 0.0062683 | 2.2427 | 0.21596 | 0.49271 | 0.027341 | 0.018268 | 2.778 | 0.70824 | 1.0495 | 1.6583 | 0.50082 | 0.71416 | 2.9699 | 0.68578 | 0.86095
4428212 | VCUG | 6 | 01f_076010_393x248x546.dat | 0.0663;0.0663;0.1400 | 393;248;546 | (0.4895;69.3997;-4.0032) | 80 | 2.9 | 44 | 81.7835 | 60 | iodine | [138] | [50] | 0 | 5 | 60 | normal | none | 6.3724 | 4.4697 | 28.4829 | 26.0579 | 18.2775 | 476.2729 | 2.4248e-13 | 0.12131 | 0.00058702 | 0.018693 | 1.4589 | 0.0011733 | 0.57337 | 1.3807 | 0.038558 | 0.90639 | 0.0013139 | 0.37005 | 0.038134 | 0.024451 | 0.003181 | 0.59218 | 0.0031753 | 1.3431 | 0.11603 | 0.26796 | 0.013593 | 0.0068295 | 1.6525 | 0.42288 | 0.61987 | 1.1198 | 0.33429 | 0.61627 | 1.8232 | 0.42713 | 0.52105
4428212 | VCUG | 6 | 01f_076010_393x248x546.dat | 0.0663;0.0663;0.1400 | 393;248;546 | (0.4895;69.3997;-4.0032) | 80 | 7.702 | 57 | 81.7835 | 60 | iodine | [138] | [50] | 0 | 5 | 60 | normal | none | 6.3724 | 4.4697 | 28.4829 | 26.0579 | 18.2775 | 476.2729 | 1.6208e-13 | 0.2706 | 0.0016278 | 0.050024 | 2.4556 | 0.0041658 | 1.0283 | 2.5824 | 0.096806 | 1.4809 | 0.0012357 | 0.64272 | 0.089779 | 0.054537 | 0.0072818 | 1.1424 | 0.0084294 | 2.4156 | 0.25211 | 0.55737 | 0.034378 | 0.023288 | 2.9951 | 0.78249 | 1.1537 | 1.7273 | 0.52304 | 0.71512 | 3.1706 | 0.73419 | 0.93433
4428212 | VCUG | 6 | 01f_076010_393x248x546.dat | 0.0663;0.0663;0.1400 | 393;248;546 | (0.4895;69.3997;-4.0032) | 80 | 8.502 | 60 | 81.7835 | 60 | iodine | [138] | [50] | 0 | 5 | 60 | normal | none | 6.3724 | 4.4697 | 28.4829 | 26.0579 | 18.2775 | 476.2729 | 1.5806e-13 | 0.28978 | 0.0017973 | 0.050653 | 2.5461 | 0.0036992 | 1.0837 | 2.6869 | 0.10482 | 1.5238 | 0.0015494 | 0.66847 | 0.096677 | 0.062497 | 0.0080885 | 1.2003 | 0.0092223 | 2.5156 | 0.26766 | 0.58916 | 0.039411 | 0.027409 | 3.1398 | 0.82044 | 1.2088 | 1.785 | 0.53719 | 0.71988 | 3.2766 | 0.76298 | 0.97419
4428212 | VCUG | 6 | 01f_076010_393x248x546.dat | 0.0663;0.0663;0.1400 | 393;248;546 | (0.4895;69.3997;-4.0032) | 110 | 3.9 | 52 | 81.7835 | 60 | iodine | [138] | [50] | 0 | 5 | 60 | normal | none | 6.3724 | 4.4697 | 28.4829 | 26.0579 | 18.2775 | 476.2729 | 2.1676e-13 | 0.16455 | 0.0010265 | 0.027262 | 1.7452 | 0.0019086 | 0.66913 | 1.7237 | 0.058216 | 1.0614 | 0.0004175 | 0.447 | 0.054479 | 0.034427 | 0.004083 | 0.75835 | 0.0048482 | 1.66 | 0.15866 | 0.35354 | 0.021683 | 0.014122 | 2.0458 | 0.53028 | 0.7742 | 1.2924 | 0.3872 | 0.64131 | 2.2129 | 0.51294 | 0.64061
4428212 | VCUG | 6 | 01f_076010_393x248x546.dat | 0.0663;0.0663;0.1400 | 393;248;546 | (0.4895;69.3997;-4.0032) | 110 | 7.85 | 62 | 81.7835 | 60 | iodine | [138] | [50] | 0 | 5 | 60 | normal | none | 6.3724 | 4.4697 | 28.4829 | 26.0579 | 18.2775 | 476.2729 | 1.7312e-13 | 0.26058 | 0.0017396 | 0.047677 | 2.371 | 0.0041782 | 0.97715 | 2.5288 | 0.096686 | 1.4143 | 0.0069346 | 0.61358 | 0.088293 | 0.053733 | 0.0078421 | 1.1057 | 0.0085353 | 2.3289 | 0.24197 | 0.5337 | 0.036384 | 0.027821 | 2.8855 | 0.75739 | 1.1055 | 1.6746 | 0.50421 | 0.69956 | 3.056 | 0.70735 | 0.90432
4428212 | VCUG | 6 | 01f_076010_393x248x546.dat | 0.0663;0.0663;0.1400 | 393;248;546 | (0.4895;69.3997;-4.0032) | 110 | 9.9905 | 69 | 81.7835 | 60 | iodine | [138] | [50] | 0 | 5 | 60 | normal | none | 6.3724 | 4.4697 | 28.4829 | 26.0579 | 18.2775 | 476.2729 | 1.6738e-13 | 0.29249 | 0.0021917 | 0.056821 | 2.5449 | 0.0047621 | 1.0675 | 2.8346 | 0.11378 | 1.4897 | 0.0045751 | 0.6573 | 0.10178 | 0.065748 | 0.0084567 | 1.218 | 0.010123 | 2.5211 | 0.27493 | 0.60168 | 0.043624 | 0.027499 | 3.1126 | 0.8301 | 1.2061 | 1.7624 | 0.53162 | 0.70569 | 3.2609 | 0.75874 | 0.98782
4428212 | VCUG | 7 | 01f_076010_393x248x546.dat | 0.0663;0.0663;0.1400 | 393;248;546 | (0.1745;68.2875;-6.4272) | 60 | 2.5 | 38 | 81.3761 | 60 | iodine | [138] | [70] | 0 | 5 | 60 | normal | none | 4.4204 | 3.1204 | 13.7936 | 17.9858 | 12.6964 | 228.3554 | 2.6707e-13 | 0.037964 | 0.00021231 | 0.005014 | 1.6214 | 0.00045868 | 0.11711 | 2.6637 | 0.011071 | 0.18028 | 0.00096551 | 0.064717 | 0.011246 | 0.0061676 | 0.0007711 | 0.17332 | 0.0010082 | 0.95772 | 0.043887 | 0.08503 | 0.0039214 | 0.0024068 | 3.2223 | 0.59259 | 0.88686 | 0.67986 | 0.57235 | 0.58732 | 3.2692 | 0.38869 | 0.68415
4428212 | VCUG | 7 | 01f_076010_393x248x546.dat | 0.0663;0.0663;0.1400 | 393;248;546 | (0.1745;68.2875;-6.4272) | 60 | 5.7448 | 47 | 81.3761 | 60 | iodine | [138] | [70] | 0 | 5 | 60 | normal | none | 4.4204 | 3.1204 | 13.7936 | 17.9858 | 12.6964 | 228.3554 | 1.7343e-13 | 0.10209 | 0.0006055 | 0.017549 | 2.8236 | 0.00093999 | 0.30784 | 4.8424 | 0.034417 | 0.40648 | 0.0020324 | 0.16492 | 0.032678 | 0.019692 | 0.0026532 | 0.41176 | 0.0024399 | 1.9824 | 0.11133 | 0.21465 | 0.011619 | 0.0085886 | 5.848 | 1.1088 | 1.674 | 1.2637 | 0.90123 | 0.71638 | 5.9904 | 0.72722 | 1.2439
4428212 | VCUG | 7 | 01f_076010_393x248x546.dat | 0.0663;0.0663;0.1400 | 393;248;546 | (0.1745;68.2875;-6.4272) | 60 | 6.3535 | 49 | 81.3761 | 60 | iodine | [138] | [70] | 0 | 5 | 60 | normal | none | 4.4204 | 3.1204 | 13.7936 | 17.9858 | 12.6964 | 228.3554 | 1.6559e-13 | 0.10793 | 0.00069224 | 0.019575 | 2.9853 | 0.0017817 | 0.33589 | 5.0861 | 0.040108 | 0.44732 | 0.00022469 | 0.18436 | 0.036923 | 0.023613 | 0.0026229 | 0.45456 | 0.0031418 | 2.1384 | 0.12408 | 0.23818 | 0.013861 | 0.0078989 | 6.1815 | 1.1831 | 1.7877 | 1.3506 | 0.93929 | 0.7318 | 6.3886 | 0.77753 | 1.3169
4428212 | VCUG | 7 | 01f_076010_393x248x546.dat | 0.0663;0.0663;0.1400 | 393;248;546 | (0.1745;68.2875;-6.4272) | 80 | 2.9 | 44 | 81.3761 | 60 | iodine | [138] | [70] | 0 | 5 | 60 | normal | none | 4.4204 | 3.1204 | 13.7936 | 17.9858 | 12.6964 | 228.3554 | 2.3911e-13 | 0.05906 | 0.00040037 | 0.0095746 | 1.89 | 0.00045836 | 0.17427 | 3.1412 | 0.020107 | 0.24348 | 0.00027084 | 0.095625 | 0.019378 | 0.011104 | 0.0015886 | 0.23655 | 0.0016854 | 1.2124 | 0.065384 | 0.12304 | 0.0072794 | 0.0040159 | 3.8179 | 0.71905 | 1.0771 | 0.82625 | 0.63996 | 0.612 | 3.8947 | 0.47041 | 0.81312
4428212 | VCUG | 7 | 01f_076010_393x248x546.dat | 0.0663;0.0663;0.1400 | 393;248;546 | (0.1745;68.2875;-6.4272) | 80 | 7.702 | 57 | 81.3761 | 60 | iodine | [138] | [70] | 0 | 5 | 60 | normal | none | 4.4204 | 3.1204 | 13.7936 | 17.9858 | 12.6964 | 228.3554 | 1.5983e-13 | 0.13983 | 0.0010481 | 0.026156 | 3.1733 | 0.0015099 | 0.41167 | 5.4201 | 0.054368 | 0.51237 | 0.0015422 | 0.22374 | 0.049469 | 0.029001 | 0.0040847 | 0.52554 | 0.0047567 | 2.3579 | 0.15209 | 0.29331 | 0.021304 | 0.013192 | 6.5402 | 1.2931 | 1.942 | 1.4605 | 0.97296 | 0.73926 | 6.7398 | 0.8365 | 1.4133
4428212 | VCUG | 7 | 01f_076010_393x248x546.dat | 0.0663;0.0663;0.1400 | 393;248;546 | (0.1745;68.2875;-6.4272) | 80 | 8.502 | 60 | 81.3761 | 60 | iodine | [138] | [70] | 0 | 5 | 60 | normal | none | 4.4204 | 3.1204 | 13.7936 | 17.9858 | 12.6964 | 228.3554 | 1.5587e-13 | 0.1515 | 0.0011625 | 0.028781 | 3.2861 | 0.0024866 | 0.4212 | 5.6412 | 0.060126 | 0.54451 | 0.00042676 | 0.24197 | 0.054562 | 0.033771 | 0.0040565 | 0.55921 | 0.0050563 | 2.4716 | 0.16284 | 0.31475 | 0.023571 | 0.017422 | 6.7718 | 1.351 | 2.0265 | 1.5187 | 0.99646 | 0.74658 | 7.0188 | 0.87206 | 1.4706
4428212 | VCUG | 7 | 01f_076010_393x248x546.dat | 0.0663;0.0663;0.1400 | 393;248;546 | (0.1745;68.2875;-6.4272) | 110 | 3.9 | 52 | 81.3761 | 60 | iodine | [138] | [70] | 0 | 5 | 60 | normal | none | 4.4204 | 3.1204 | 13.7936 | 17.9858 | 12.6964 | 228.3554 | 2.1375e-13 | 0.080788 | 0.00068011 | 0.015374 | 2.2596 | 0.0010381 | 0.24357 | 3.7926 | 0.031526 | 0.32285 | 0.00054097 | 0.13651 | 0.029635 | 0.017329 | 0.0026198 | 0.33075 | 0.0027705 | 1.5576 | 0.091291 | 0.17707 | 0.01178 | 0.0082378 | 4.5693 | 0.88929 | 1.3247 | 1.014 | 0.73224 | 0.64401 | 4.7313 | 0.57852 | 0.98632
4428212 | VCUG | 7 | 01f_076010_393x248x546.dat | 0.0663;0.0663;0.1400 | 393;248;546 | (0.1745;68.2875;-6.4272) | 110 | 7.85 | 62 | 81.3761 | 60 | iodine | [138] | [70] | 0 | 5 | 60 | normal | none | 4.4204 | 3.1204 | 13.7936 | 17.9858 | 12.6964 | 228.3554 | 1.707e-13 | 0.14037 | 0.0011563 | 0.025196 | 3.0622 | 0.0033613 | 0.39586 | 5.2722 | 0.054967 | 0.48934 | 0.00068133 | 0.21927 | 0.050687 | 0.033771 | 0.0048151 | 0.50548 | 0.0054599 | 2.2781 | 0.14938 | 0.28574 | 0.022226 | 0.012627 | 6.2784 | 1.2519 | 1.861 | 1.4121 | 0.93757 | 0.71806 | 6.4981 | 0.80779 | 1.3674
4428212 | VCUG | 7 | 01f_076010_393x248x546.dat | 0.0663;0.0663;0.1400 | 393;248;546 | (0.1745;68.2875;-6.4272) | 110 | 9.9905 | 69 | 81.3761 | 60 | iodine | [138] | [70] | 0 | 5 | 60 | normal | none | 4.4204 | 3.1204 | 13.7936 | 17.9858 | 12.6964 | 228.3554 | 1.6503e-13 | 0.16186 | 0.0014409 | 0.031872 | 3.2717 | 0.0030622 | 0.45479 | 5.68 | 0.067535 | 0.54966 | 0.00081054 | 0.25283 | 0.060482 | 0.038484 | 0.0059026 | 0.57103 | 0.0062796 | 2.5105 | 0.17271 | 0.32893 | 0.027305 | 0.019589 | 6.731 | 1.3621 | 2.0141 | 1.5268 | 0.98221 | 0.72794 | 6.9558 | 0.87289 | 1.4749
4428212 | VCUG | 8 | 01f_076010_393x248x546.dat | 0.0663;0.0663;0.1400 | 393;248;546 | (0.1745;68.2875;-6.4272) | 60 | 2.5 | 38 | 81.3761 | 60 | iodine | [138] | [100] | 0 | 5 | 60 | normal | none | 4.4204 | 3.1204 | 13.7936 | 17.9858 | 12.6964 | 228.3554 | 2.6707e-13 | 0.03781 | 0.00021279 | 0.0051945 | 1.6184 | 0.00036649 | 0.11649 | 2.6549 | 0.011029 | 0.17997 | 0.00096551 | 0.064552 | 0.01125 | 0.0060856 | 0.00065597 | 0.17278 | 0.0010071 | 0.95326 | 0.043808 | 0.084726 | 0.0039233 | 0.0024068 | 3.1281 | 0.59201 | 0.88604 | 0.67934 | 0.57148 | 0.58698 | 3.2526 | 0.38715 | 0.67903
4428212 | VCUG | 8 | 01f_076010_393x248x546.dat | 0.0663;0.0663;0.1400 | 393;248;546 | (0.1745;68.2875;-6.4272) | 60 | 5.7448 | 47 | 81.3761 | 60 | iodine | [138] | [100] | 0 | 5 | 60 | normal | none | 4.4204 | 3.1204 | 13.7936 | 17.9858 | 12.6964 | 228.3554 | 1.7343e-13 | 0.10177 | 0.00060239 | 0.017044 | 2.8184 | 0.00094997 | 0.30675 | 4.7939 | 0.034349 | 0.40545 | 0.0020324 | 0.16446 | 0.0326 | 0.019607 | 0.0024928 | 0.41073 | 0.0024274 | 1.971 | 0.11126 | 0.21384 | 0.011604 | 0.008584 | 5.6745 | 1.1074 | 1.672 | 1.2612 | 0.89929 | 0.71548 | 5.9679 | 0.72485 | 1.2318
4428212 | VCUG | 8 | 01f_076010_393x248x546.dat | 0.0663;0.0663;0.1400 | 393;248;546 | (0.1745;68.2875;-6.4272) | 60 | 6.3535 | 49 | 81.3761 | 60 | iodine | [138] | [100] | 0 | 5 | 60 | normal | none | 4.4204 | 3.1204 | 13.7936 | 17.9858 | 12.6964 | 228.3554 | 1.6559e-13 | 0.10723 | 0.00069073 | 0.019613 | 2.9779 | 0.0019167 | 0.33442 | 5.0356 | 0.039953 | 0.44598 | 0.00022469 | 0.18376 | 0.036863 | 0.023495 | 0.002501 | 0.4532 | 0.0031823 | 2.1264 | 0.12376 | 0.23744 | 0.013848 | 0.0078971 | 6.0072 | 1.1815 | 1.7853 | 1.3467 | 0.93721 | 0.73065 | 6.3946 | 0.77715 | 1.3046
4428212 | VCUG | 8 | 01f_076010_393x248x546.dat | 0.0663;0.0663;0.1400 | 393;248;546 | (0.1745;68.2875;-6.4272) | 80 | 2.9 | 44 | 81.3761 | 60 | iodine | [138] | [100] | 0 | 5 | 60 | normal | none | 4.4204 | 3.1204 | 13.7936 | 17.9858 | 12.6964 | 228.3554 | 2.3911e-13 | 0.059043 | 0.00039858 | 0.0095671 | 1.8867 | 0.00045836 | 0.17409 | 3.1226 | 0.020048 | 0.2429 | 0.00027084 | 0.095336 | 0.01932 | 0.011036 | 0.0017953 | 0.23599 | 0.0016775 | 1.206 | 0.065179 | 0.12257 | 0.0072677 | 0.0040159 | 3.7185 | 0.71813 | 1.0758 | 0.82496 | 0.63881 | 0.61159 | 3.8806 | 0.46904 | 0.8069
4428212 | VCUG | 8 | 01f_076010_393x248x546.dat | 0.0663;0.0663;0.1400 | 393;248;546 | (0.1745;68.2875;-6.4272) | 80 | 7.702 | 57 | 81.3761 | 60 | iodine | [138] | [100] | 0 | 5 | 60 | normal | none | 4.4204 | 3.1204 | 13.7936 | 17.9858 | 12.6964 | 228.3554 | 1.5983e-13 | 0.13945 | 0.0010464 | 0.025929 | 3.1662 | 0.0015302 | 0.41292 | 5.4148 | 0.054176 | 0.51128 | 0.0015422 | 0.22297 | 0.049338 | 0.0289 | 0.0040924 | 0.52351 | 0.0047664 | 2.3445 | 0.15188 | 0.29208 | 0.021194 | 0.012985 | 6.3901 | 1.291 | 1.9389 | 1.4569 | 0.97059 | 0.73812 | 6.7354 | 0.8355 | 1.4054
4428212 | VCUG | 8 | 01f_076010_393x248x546.dat | 0.0663;0.0663;0.1400 | 393;248;546 | (0.1745;68.2875;-6.4272) | 80 | 8.502 | 60 | 81.3761 | 60 | iodine | [138] | [100] | 0 | 5 | 60 | normal | none | 4.4204 | 3.1204 | 13.7936 | 17.9858 | 12.6964 | 228.3554 | 1.5587e-13 | 0.15115 | 0.0011632 | 0.02902 | 3.2777 | 0.0024641 | 0.41857 | 5.6284 | 0.059812 | 0.54342 | 0.00042676 | 0.24114 | 0.054428 | 0.034173 | 0.0039533 | 0.55687 | 0.0050057 | 2.458 | 0.16216 | 0.31332 | 0.023478 | 0.017055 | 6.6338 | 1.3487 | 2.0231 | 1.5153 | 0.99391 | 0.74546 | 6.9828 | 0.86834 | 1.462
4428212 | VCUG | 8 | 01f_076010_393x248x546.dat | 0.0663;0.0663;0.1400 | 393;248;546 | (0.1745;68.2875;-6.4272) | 110 | 3.9 | 52 | 81.3761 | 60 | iodine | [138] | [100] | 0 | 5 | 60 | normal | none | 4.4204 | 3.1204 | 13.7936 | 17.9858 | 12.6964 | 228.3554 | 2.1375e-13 | 0.080764 | 0.00067969 | 0.015376 | 2.2544 | 0.0010513 | 0.24505 | 3.7707 | 0.031377 | 0.32208 | 0.00054097 | 0.13608 | 0.029571 | 0.017465 | 0.0026345 | 0.32964 | 0.0027527 | 1.5495 | 0.090982 | 0.17621 | 0.011709 | 0.0080685 | 4.4669 | 0.88808 | 1.3229 | 1.0122 | 0.73079 | 0.64339 | 4.7061 | 0.5763 | 0.97928
4428212 | VCUG | 8 | 01f_076010_393x248x546.dat | 0.0663;0.0663;0.1400 | 393;248;546 | (0.1745;68.2875;-6.4272) | 110 | 7.85 | 62 | 81.3761 | 60 | iodine | [138] | [100] | 0 | 5 | 60 | normal | none | 4.4204 | 3.1204 | 13.7936 | 17.9858 | 12.6964 | 228.3554 | 1.707e-13 | 0.13939 | 0.0011533 | 0.025354 | 3.054 | 0.0033613 | 0.39343 | 5.2619 | 0.05471 | 0.48794 | 0.00068133 | 0.21853 | 0.050514 | 0.033765 | 0.0047971 | 0.50412 | 0.0055117 | 2.2665 | 0.14885 | 0.28398 | 0.022096 | 0.012834 | 6.146 | 1.2499 | 1.8581 | 1.4093 | 0.93545 | 0.71724 | 6.4389 | 0.80236 | 1.3592
4428212 | VCUG | 8 | 01f_076010_393x248x546.dat | 0.0663;0.0663;0.1400 | 393;248;546 | (0.1745;68.2875;-6.4272) | 110 | 9.9905 | 69 | 81.3761 | 60 | iodine | [138] | [100] | 0 | 5 | 60 | normal | none | 4.4204 | 3.1204 | 13.7936 | 17.9858 | 12.6964 | 228.3554 | 1.6503e-13 | 0.16091 | 0.0014393 | 0.03201 | 3.2643 | 0.0030396 | 0.45222 | 5.667 | 0.067262 | 0.54823 | 0.00081054 | 0.25198 | 0.060295 | 0.038468 | 0.0058116 | 0.56918 | 0.0062505 | 2.4975 | 0.1722 | 0.32715 | 0.026884 | 0.01989 | 6.5941 | 1.3598 | 2.0108 | 1.5221 | 0.97991 | 0.72684 | 6.9346 | 0.87013 | 1.4666
4428212 | VCUG | 9 | 01f_076010_393x248x546.dat | 0.0663;0.0663;0.1400 | 393;248;546 | (-0.1549;69.7747;-4.0074) | 60 | 2.5 | 38 | 82.0179 | 60 | iodine | [138] | [100] | 1 | 5 | 60 | normal | none | 6.2672 | 4.4337 | 27.787 | 25.7011 | 18.1822 | 467.3026 | 2.7143e-13 | 0.087771 | 0.00034808 | 0.01152 | 1.2162 | 0.0012767 | 0.28283 | 1.0715 | 0.026818 | 0.71417 | 0.00023576 | 0.1497 | 0.026228 | 0.013558 | 0.0020579 | 0.79172 | 0.0020108 | 1.1584 | 0.13929 | 0.27568 | 0.0079087 | 0.0044895 | 1.3118 | 0.34416 | 0.50183 | 0.95103 | 0.29533 | 0.60677 | 1.4641 | 0.35692 | 0.4237
4428212 | VCUG | 9 | 01f_076010_393x248x546.dat | 0.0663;0.0663;0.1400 | 393;248;546 | (-0.1549;69.7747;-4.0074) | 60 | 5.7448 | 47 | 82.0179 | 60 | iodine | [138] | [100] | 1 | 5 | 60 | normal | none | 6.2672 | 4.4337 | 27.787 | 25.7011 | 18.1822 | 467.3026 | 1.7625e-13 | 0.20765 | 0.00095869 | 0.035123 | 2.1665 | 0.0022771 | 0.61016 | 2.1523 | 0.072227 | 1.2574 | 0.0023447 | 0.33617 | 0.066956 | 0.040314 | 0.0055541 | 1.3984 | 0.0049577 | 2.1736 | 0.29265 | 0.56442 | 0.022665 | 0.013292 | 2.508 | 0.66242 | 0.97838 | 1.5462 | 0.47853 | 0.71326 | 2.6759 | 0.63997 | 0.80131
4428212 | VCUG | 9 | 01f_076010_393x248x546.dat | 0.0663;0.0663;0.1400 | 393;248;546 | (-0.1549;69.7747;-4.0074) | 60 | 6.3535 | 49 | 82.0179 | 60 | iodine | [138] | [100] | 1 | 5 | 60 | normal | none | 6.2672 | 4.4337 | 27.787 | 25.7011 | 18.1822 | 467.3026 | 1.6829e-13 | 0.22057 | 0.0011032 | 0.038383 | 2.2887 | 0.0025548 | 0.67914 | 2.3357 | 0.080619 | 1.3284 | 0 | 0.3681 | 0.074813 | 0.044881 | 0.0067801 | 1.4821 | 0.0056825 | 2.3113 | 0.31639 | 0.61342 | 0.026212 | 0.019832 | 2.6733 | 0.71006 | 1.05 | 1.6231 | 0.50066 | 0.72416 | 2.8135 | 0.67778 | 0.85728
4428212 | VCUG | 9 | 01f_076010_393x248x546.dat | 0.0663;0.0663;0.1400 | 393;248;546 | (-0.1549;69.7747;-4.0074) | 80 | 2.9 | 44 | 82.0179 | 60 | iodine | [138] | [100] | 1 | 5 | 60 | normal | none | 6.2672 | 4.4337 | 27.787 | 25.7011 | 18.1822 | 467.3026 | 2.4302e-13 | 0.11919 | 0.00059094 | 0.019089 | 1.4357 | 0.0012753 | 0.3684 | 1.3526 | 0.041581 | 0.83392 | 0.0011742 | 0.20068 | 0.038927 | 0.023503 | 0.0035361 | 0.92355 | 0.0031125 | 1.3922 | 0.17817 | 0.34444 | 0.013275 | 0.0077772 | 1.5894 | 0.42478 | 0.62135 | 1.08 | 0.33439 | 0.62524 | 1.7778 | 0.42475 | 0.51609
4428212 | VCUG | 9 | 01f_076010_393x248x546.dat | 0.0663;0.0663;0.1400 | 393;248;546 | (-0.1549;69.7747;-4.0074) | 80 | 7.702 | 57 | 82.0179 | 60 | iodine | [138] | [100] | 1 | 5 | 60 | normal | none | 6.2672 | 4.4337 | 27.787 | 25.7011 | 18.1822 | 467.3026 | 1.6244e-13 | 0.26759 | 0.0016175 | 0.044002 | 2.4315 | 0.0047499 | 0.75235 | 2.5332 | 0.10049 | 1.4012 | 0.00036394 | 0.42088 | 0.091149 | 0.056268 | 0.008623 | 1.5439 | 0.0080548 | 2.4866 | 0.3462 | 0.67158 | 0.035599 | 0.022676 | 2.883 | 0.78497 | 1.1552 | 1.7025 | 0.52294 | 0.7258 | 3.0463 | 0.72672 | 0.92686
4428212 | VCUG | 9 | 01f_076010_393x248x546.dat | 0.0663;0.0663;0.1400 | 393;248;546 | (-0.1549;69.7747;-4.0074) | 80 | 8.502 | 60 | 82.0179 | 60 | iodine | [138] | [100] | 1 | 5 | 60 | normal | none | 6.2672 | 4.4337 | 27.787 | 25.7011 | 18.1822 | 467.3026 | 1.5842e-13 | 0.29136 | 0.0017941 | 0.053057 | 2.5139 | 0.0043729 | 0.80844 | 2.6795 | 0.10957 | 1.4466 | 0.00063213 | 0.44645 | 0.098456 | 0.061597 | 0.0088091 | 1.5921 | 0.0091253 | 2.5891 | 0.36353 | 0.70763 | 0.039301 | 0.021749 | 3.0153 | 0.82317 | 1.2104 | 1.753 | 0.53739 | 0.7306 | 3.2055 | 0.75865 | 0.97027
4428212 | VCUG | 9 | 01f_076010_393x248x546.dat | 0.0663;0.0663;0.1400 | 393;248;546 | (-0.1549;69.7747;-4.0074) | 110 | 3.9 | 52 | 82.0179 | 60 | iodine | [138] | [100] | 1 | 5 | 60 | normal | none | 6.2672 | 4.4337 | 27.787 | 25.7011 | 18.1822 | 467.3026 | 2.1724e-13 | 0.16454 | 0.0010137 | 0.029369 | 1.7242 | 0.0025799 | 0.50027 | 1.7163 | 0.061028 | 0.98893 | 0.0014957 | 0.26811 | 0.055444 | 0.03326 | 0.0045916 | 1.0855 | 0.0050805 | 1.7135 | 0.22449 | 0.43858 | 0.021319 | 0.011307 | 1.9675 | 0.53257 | 0.77591 | 1.2591 | 0.38734 | 0.65103 | 2.1361 | 0.51132 | 0.63782
4428212 | VCUG | 9 | 01f_076010_393x248x546.dat | 0.0663;0.0663;0.1400 | 393;248;546 | (-0.1549;69.7747;-4.0074) | 110 | 7.85 | 62 | 82.0179 | 60 | iodine | [138] | [100] | 1 | 5 | 60 | normal | none | 6.2672 | 4.4337 | 27.787 | 25.7011 | 18.1822 | 467.3026 | 1.735e-13 | 0.25923 | 0.0017629 | 0.04791 | 2.3457 | 0.0041453 | 0.73879 | 2.4408 | 0.099643 | 1.3345 | 0.001897 | 0.4068 | 0.089683 | 0.058519 | 0.0083355 | 1.4587 | 0.0086191 | 2.3959 | 0.32973 | 0.63891 | 0.036786 | 0.025416 | 2.7989 | 0.76013 | 1.1073 | 1.645 | 0.50453 | 0.70984 | 2.9476 | 0.7 | 0.895
4428212 | VCUG | 9 | 01f_076010_393x248x546.dat | 0.0663;0.0663;0.1400 | 393;248;546 | (-0.1549;69.7747;-4.0074) | 110 | 9.9905 | 69 | 82.0179 | 60 | iodine | [138] | [100] | 1 | 5 | 60 | normal | none | 6.2672 | 4.4337 | 27.787 | 25.7011 | 18.1822 | 467.3026 | 1.6776e-13 | 0.28769 | 0.0021796 | 0.057005 | 2.5135 | 0.0048969 | 0.84444 | 2.639 | 0.11639 | 1.4165 | 0.0014195 | 0.45721 | 0.10366 | 0.068004 | 0.0090507 | 1.5392 | 0.010728 | 2.5897 | 0.35649 | 0.6984 | 0.044666 | 0.029877 | 3.0302 | 0.83324 | 1.2084 | 1.7343 | 0.53229 | 0.71477 | 3.1981 | 0.75388 | 0.96906
4428212 | VCUG | 10 | 01f_076010_393x248x546.dat | 0.0663;0.0663;0.1400 | 393;248;546 | (0.4895;69.3997;-4.0032) | 60 | 2.5 | 38 | 81.7835 | 60 | iodine | [138] | [100] | 1 | 5 | 60 | normal | none | 6.3724 | 4.4697 | 28.4829 | 26.0579 | 18.2775 | 476.2729 | 2.7083e-13 | 0.088343 | 0.00032068 | 0.011392 | 1.2417 | 0.00079541 | 0.45198 | 1.0472 | 0.024642 | 0.7847 | 0 | 0.31084 | 0.025423 | 0.013078 | 0.0016701 | 0.4676 | 0.0018053 | 1.1069 | 0.085282 | 0.2003 | 0.0081317 | 0.0043167 | 1.3024 | 0.34167 | 0.49925 | 0.99028 | 0.29477 | 0.59789 | 1.4972 | 0.35569 | 0.42113
4428212 | VCUG | 10 | 01f_076010_393x248x546.dat | 0.0663;0.0663;0.1400 | 393;248;546 | (0.4895;69.3997;-4.0032) | 60 | 5.7448 | 47 | 81.7835 | 60 | iodine | [138] | [100] | 1 | 5 | 60 | normal | none | 6.3724 | 4.4697 | 28.4829 | 26.0579 | 18.2775 | 476.2729 | 1.7586e-13 | 0.20419 | 0.00092291 | 0.033207 | 2.1877 | 0.0024698 | 0.92183 | 2.2228 | 0.066577 | 1.3413 | 2.2994e-05 | 0.56187 | 0.064911 | 0.039428 | 0.005424 | 0.96795 | 0.0053946 | 2.0956 | 0.19659 | 0.45271 | 0.022417 | 0.015403 | 2.4798 | 0.65884 | 0.97518 | 1.5803 | 0.47645 | 0.70343 | 2.8077 | 0.64912 | 0.80411
4428212 | VCUG | 10 | 01f_076010_393x248x546.dat | 0.0663;0.0663;0.1400 | 393;248;546 | (0.4895;69.3997;-4.0032) | 60 | 6.3535 | 49 | 81.7835 | 60 | iodine | [138] | [100] | 1 | 5 | 60 | normal | none | 6.3724 | 4.4697 | 28.4829 | 26.0579 | 18.2775 | 476.2729 | 1.6791e-13 | 0.22238 | 0.0010672 | 0.035841 | 2.3108 | 0.0033645 | 0.95182 | 2.3282 | 0.076708 | 1.4112 | 0.00016997 | 0.59776 | 0.073027 | 0.042177 | 0.0048751 | 1.0394 | 0.0062855 | 2.2322 | 0.21558 | 0.4923 | 0.027305 | 0.01853 | 2.6565 | 0.70655 | 1.047 | 1.6553 | 0.49919 | 0.71347 | 2.9565 | 0.68412 | 0.85286
4428212 | VCUG | 10 | 01f_076010_393x248x546.dat | 0.0663;0.0663;0.1400 | 393;248;546 | (0.4895;69.3997;-4.0032) | 80 | 2.9 | 44 | 81.7835 | 60 | iodine | [138] | [100] | 1 | 5 | 60 | normal | none | 6.3724 | 4.4697 | 28.4829 | 26.0579 | 18.2775 | 476.2729 | 2.4248e-13 | 0.12117 | 0.00058661 | 0.0187 | 1.4558 | 0.0011733 | 0.57259 | 1.3633 | 0.038551 | 0.90598 | 0.0013139 | 0.36984 | 0.038078 | 0.024391 | 0.003181 | 0.59156 | 0.0031769 | 1.3381 | 0.11594 | 0.26788 | 0.013639 | 0.0068295 | 1.5778 | 0.42197 | 0.61857 | 1.1183 | 0.3334 | 0.61589 | 1.8079 | 0.42562 | 0.51597
4428212 | VCUG | 10 | 01f_076010_393x248x546.dat | 0.0663;0.0663;0.1400 | 393;248;546 | (0.4895;69.3997;-4.0032) | 80 | 7.702 | 57 | 81.7835 | 60 | iodine | [138] | [100] | 1 | 5 | 60 | normal | none | 6.3724 | 4.4697 | 28.4829 | 26.0579 | 18.2775 | 476.2729 | 1.6208e-13 | 0.27003 | 0.0016267 | 0.049711 | 2.4497 | 0.0041658 | 1.027 | 2.5565 | 0.096652 | 1.4802 | 0.0012357 | 0.64223 | 0.089686 | 0.054448 | 0.0072811 | 1.1411 | 0.0084059 | 2.4041 | 0.25178 | 0.55623 | 0.034339 | 0.023309 | 2.8856 | 0.78029 | 1.1506 | 1.7241 | 0.52121 | 0.71425 | 3.1518 | 0.73204 | 0.92641
4428212 | VCUG | 10 | 01f_076010_393x248x546.dat | 0.0663;0.0663;0.1400 | 393;248;546 | (0.4895;69.3997;-4.0032) | 80 | 8.502 | 60 | 81.7835 | 60 | iodine | [138] | [100] | 1 | 5 | 60 | normal | none | 6.3724 | 4.4697 | 28.4829 | 26.0579 | 18.2775 | 476.2729 | 1.5806e-13 | 0.28949 | 0.0017954 | 0.050724 | 2.54 | 0.0036992 | 1.0806 | 2.6724 | 0.1046 | 1.5226 | 0.0015494 | 0.66783 | 0.096544 | 0.062296 | 0.0082214 | 1.1988 | 0.0091989 | 2.5046 | 0.26697 | 0.5884 | 0.039437 | 0.027192 | 3.0342 | 0.8182 | 1.2056 | 1.7825 | 0.53522 | 0.71894 | 3.2584 | 0.76074 | 0.96736
4428212 | VCUG | 10 | 01f_076010_393x248x546.dat | 0.0663;0.0663;0.1400 | 393;248;546 | (0.4895;69.3997;-4.0032) | 110 | 3.9 | 52 | 81.7835 | 60 | iodine | [138] | [100] | 1 | 5 | 60 | normal | none | 6.3724 | 4.4697 | 28.4829 | 26.0579 | 18.2775 | 476.2729 | 2.1676e-13 | 0.1641 | 0.0010258 | 0.0274 | 1.7422 | 0.0019351 | 0.6671 | 1.697 | 0.058115 | 1.0607 | 0.0004175 | 0.44668 | 0.05441 | 0.034313 | 0.0040948 | 0.75733 | 0.0048196 | 1.6539 | 0.15828 | 0.35287 | 0.021657 | 0.014118 | 1.9683 | 0.52905 | 0.77244 | 1.2902 | 0.38609 | 0.64077 | 2.2036 | 0.51163 | 0.6346
4428212 | VCUG | 10 | 01f_076010_393x248x546.dat | 0.0663;0.0663;0.1400 | 393;248;546 | (0.4895;69.3997;-4.0032) | 110 | 7.85 | 62 | 81.7835 | 60 | iodine | [138] | [100] | 1 | 5 | 60 | normal | none | 6.3724 | 4.4697 | 28.4829 | 26.0579 | 18.2775 | 476.2729 | 1.7312e-13 | 0.25985 | 0.0017366 | 0.047632 | 2.366 | 0.0042114 | 0.97836 | 2.5141 | 0.096484 | 1.4133 | 0.0069346 | 0.613 | 0.088114 | 0.053545 | 0.0080732 | 1.1044 | 0.0085549 | 2.3184 | 0.24165 | 0.53323 | 0.0364 | 0.027817 | 2.7816 | 0.75542 | 1.1027 | 1.6725 | 0.50251 | 0.6987 | 3.031 | 0.70499 | 0.89773
4428212 | VCUG | 10 | 01f_076010_393x248x546.dat | 0.0663;0.0663;0.1400 | 393;248;546 | (0.4895;69.3997;-4.0032) | 110 | 9.9905 | 69 | 81.7835 | 60 | iodine | [138] | [100] | 1 | 5 | 60 | normal | none | 6.3724 | 4.4697 | 28.4829 | 26.0579 | 18.2775 | 476.2729 | 1.6738e-13 | 0.29173 | 0.0021895 | 0.056392 | 2.5386 | 0.0048077 | 1.0649 | 2.8104 | 0.11378 | 1.4886 | 0.0045751 | 0.65658 | 0.10161 | 0.065909 | 0.0084507 | 1.2161 | 0.010137 | 2.5107 | 0.27468 | 0.60042 | 0.043521 | 0.027496 | 3.0265 | 0.8279 | 1.203 | 1.7583 | 0.52972 | 0.70485 | 3.2438 | 0.75649 | 0.98085
4428212 | VCUG | 11 | 01f_076010_393x248x546.dat | 0.0663;0.0663;0.1400 | 393;248;546 | (0.1855;68.2875;0.8176) | 60 | 2.5 | 38 | 81.3761 | 60 | iodine | [138] | [75] | 1 | 5 | 60 | normal | none | 6.6306 | 7.5625 | 50.144 | 26.9788 | 30.7702 | 830.1433 | 2.8974e-13 | 1.8176 | 0.0012531 | 0.17622 | 0.80114 | 0.0045955 | 0.86437 | 0.83403 | 0.44409 | 1.9329 | 0.0022558 | 0.8983 | 0.71113 | 0.24459 | 0.0085736 | 1.1158 | 0.012833 | 0.82012 | 1.4849 | 0.86213 | 0.090427 | 0.046408 | 0.92605 | 0.51238 | 0.65604 | 0.68428 | 0.25847 | 0.58222 | 0.9549 | 0.64809 | 0.60919
4428212 | VCUG | 11 | 01f_076010_393x248x546.dat | 0.0663;0.0663;0.1400 | 393;248;546 | (0.1855;68.2875;0.8176) | 60 | 5.7448 | 47 | 81.3761 | 60 | iodine | [138] | [75] | 1 | 5 | 60 | normal | none | 6.6306 | 7.5625 | 50.144 | 26.9788 | 30.7702 | 830.1433 | 1.8813e-13 | 2.7588 | 0.0037757 | 0.3673 | 1.486 | 0.011074 | 1.6481 | 1.5699 | 0.86158 | 2.9917 | 0.0030206 | 1.5998 | 1.1185 | 0.48338 | 0.024792 | 1.9721 | 0.032296 | 1.58 | 2.3069 | 1.6063 | 0.20577 | 0.11884 | 1.7394 | 0.90844 | 1.1888 | 1.1878 | 0.42024 | 0.6895 | 1.8552 | 1.1101 | 1.094
4428212 | VCUG | 11 | 01f_076010_393x248x546.dat | 0.0663;0.0663;0.1400 | 393;248;546 | (0.1855;68.2875;0.8176) | 60 | 6.3535 | 49 | 81.3761 | 60 | iodine | [138] | [75] | 1 | 5 | 60 | normal | none | 6.6306 | 7.5625 | 50.144 | 26.9788 | 30.7702 | 830.1433 | 1.7963e-13 | 2.8613 | 0.0044065 | 0.39768 | 1.5801 | 0.012006 | 1.759 | 1.6866 | 0.9203 | 3.106 | 0.007132 | 1.6932 | 1.1653 | 0.51424 | 0.027499 | 2.0782 | 0.035047 | 1.6885 | 2.3971 | 1.7153 | 0.2251 | 0.12801 | 1.8508 | 0.96436 | 1.265 | 1.2462 | 0.44103 | 0.70087 | 1.9595 | 1.1663 | 1.1611
4428212 | VCUG | 11 | 01f_076010_393x248x546.dat | 0.0663;0.0663;0.1400 | 393;248;546 | (0.1855;68.2875;0.8176) | 80 | 2.9 | 44 | 81.3761 | 60 | iodine | [138] | [75] | 1 | 5 | 60 | normal | none | 6.6306 | 7.5625 | 50.144 | 26.9788 | 30.7702 | 830.1433 | 2.594e-13 | 1.9922 | 0.0023168 | 0.24041 | 0.96159 | 0.0058804 | 1.0358 | 1.0149 | 0.54259 | 2.1363 | 0.0033137 | 1.0569 | 0.79443 | 0.29843 | 0.013745 | 1.3069 | 0.018823 | 1.0036 | 1.6423 | 1.0325 | 0.12082 | 0.070349 | 1.1206 | 0.60709 | 0.78269 | 0.79578 | 0.29362 | 0.60105 | 1.1741 | 0.74785 | 0.72316
4428212 | VCUG | 11 | 01f_076010_393x248x546.dat | 0.0663;0.0663;0.1400 | 393;248;546 | (0.1855;68.2875;0.8176) | 80 | 7.702 | 57 | 81.3761 | 60 | iodine | [138] | [75] | 1 | 5 | 60 | normal | none | 6.6306 | 7.5625 | 50.144 | 26.9788 | 30.7702 | 830.1433 | 1.7338e-13 | 2.951 | 0.0064345 | 0.46478 | 1.6987 | 0.017397 | 1.8772 | 1.8089 | 0.99805 | 3.1764 | 0.012398 | 1.7999 | 1.2073 | 0.54965 | 0.031956 | 2.1948 | 0.045182 | 1.8213 | 2.4515 | 1.8275 | 0.25542 | 0.15114 | 1.9942 | 1.0417 | 1.3623 | 1.3223 | 0.46286 | 0.70318 | 2.1111 | 1.2281 | 1.2419
4428212 | VCUG | 11 | 01f_076010_393x248x546.dat | 0.0663;0.0663;0.1400 | 393;248;546 | (0.1855;68.2875;0.8176) | 80 | 8.502 | 60 | 81.3761 | 60 | iodine | [138] | [75] | 1 | 5 | 60 | normal | none | 6.6306 | 7.5625 | 50.144 | 26.9788 | 30.7702 | 830.1433 | 1.6908e-13 | 3.0049 | 0.0071552 | 0.49547 | 1.7644 | 0.020173 | 1.9676 | 1.9046 | 1.0433 | 3.2387 | 0.0087254 | 1.8644 | 1.2358 | 0.58339 | 0.03595 | 2.272 | 0.049792 | 1.8975 | 2.4974 | 1.8947 | 0.2724 | 0.15558 | 2.0744 | 1.0835 | 1.4167 | 1.3598 | 0.47682 | 0.70829 | 2.2189 | 1.2703 | 1.2906
4428212 | VCUG | 11 | 01f_076010_393x248x546.dat | 0.0663;0.0663;0.1400 | 393;248;546 | (0.1855;68.2875;0.8176) | 110 | 3.9 | 52 | 81.3761 | 60 | iodine | [138] | [75] | 1 | 5 | 60 | normal | none | 6.6306 | 7.5625 | 50.144 | 26.9788 | 30.7702 | 830.1433 | 2.3189e-13 | 2.2417 | 0.0039434 | 0.3225 | 1.1754 | 0.011249 | 1.2755 | 1.2829 | 0.67788 | 2.4055 | 0.0060508 | 1.269 | 0.90695 | 0.37213 | 0.021525 | 1.5493 | 0.028179 | 1.241 | 1.858 | 1.2598 | 0.16015 | 0.087961 | 1.3661 | 0.73273 | 0.94444 | 0.94518 | 0.34188 | 0.6269 | 1.4718 | 0.88346 | 0.87618
4428212 | VCUG | 11 | 01f_076010_393x248x546.dat | 0.0663;0.0663;0.1400 | 393;248;546 | (0.1855;68.2875;0.8176) | 110 | 7.85 | 62 | 81.3761 | 60 | iodine | [138] | [75] | 1 | 5 | 60 | normal | none | 6.6306 | 7.5625 | 50.144 | 26.9788 | 30.7702 | 830.1433 | 1.8519e-13 | 2.829 | 0.0069053 | 0.47896 | 1.636 | 0.019784 | 1.8161 | 1.7543 | 0.96322 | 3.0322 | 0.013893 | 1.7329 | 1.1591 | 0.53908 | 0.031539 | 2.1048 | 0.045912 | 1.7576 | 2.3483 | 1.7553 | 0.2468 | 0.14078 | 1.9148 | 1.0029 | 1.2982 | 1.2845 | 0.44672 | 0.68726 | 2.0491 | 1.1833 | 1.1997
4428212 | VCUG | 11 | 01f_076010_393x248x546.dat | 0.0663;0.0663;0.1400 | 393;248;546 | (0.1855;68.2875;0.8176) | 110 | 9.9905 | 69 | 81.3761 | 60 | iodine | [138] | [75] | 1 | 5 | 60 | normal | none | 6.6306 | 7.5625 | 50.144 | 26.9788 | 30.7702 | 830.1433 | 1.7906e-13 | 2.9121 | 0.0084765 | 0.585 | 1.7601 | 0.022204 | 1.9547 | 1.9497 | 1.052 | 3.1386 | 0.0082587 | 1.8558 | 1.2122 | 0.59053 | 0.033324 | 2.2408 | 0.052587 | 1.9045 | 2.4328 | 1.8894 | 0.27811 | 0.16214 | 2.0709 | 1.0804 | 1.3939 | 1.3669 | 0.47241 | 0.69551 | 2.1822 | 1.2512 | 1.298
4428212 | VCUG | 12 | 01f_076010_393x248x546.dat | 0.0663;0.0663;0.1400 | 393;248;546 | (0.1855;68.2875;0.8176) | 60 | 2.5 | 38 | 81.3761 | 60 | iodine | [138] | [10] | 1 | 5 | 60 | normal | none | 6.6306 | 7.5625 | 50.144 | 26.9788 | 30.7702 | 830.1433 | 2.8974e-13 | 1.8176 | 0.0012528 | 0.17623 | 0.8029 | 0.0045955 | 0.86475 | 0.84035 | 0.44409 | 1.9333 | 0.0022558 | 0.8985 | 0.71113 | 0.2446 | 0.0085781 | 1.1161 | 0.012833 | 0.82447 | 1.4849 | 0.86233 | 0.090479 | 0.046408 | 1.0023 | 0.513 | 0.65691 | 0.68512 | 0.25944 | 0.58268 | 0.94807 | 0.64779 | 0.61304
4428212 | VCUG | 12 | 01f_076010_393x248x546.dat | 0.0663;0.0663;0.1400 | 393;248;546 | (0.1855;68.2875;0.8176) | 60 | 5.7448 | 47 | 81.3761 | 60 | iodine | [138] | [10] | 1 | 5 | 60 | normal | none | 6.6306 | 7.5625 | 50.144 | 26.9788 | 30.7702 | 830.1433 | 1.8813e-13 | 2.7594 | 0.0037773 | 0.36718 | 1.4888 | 0.011216 | 1.6501 | 1.5692 | 0.86174 | 2.9927 | 0.0030206 | 1.6004 | 1.1186 | 0.48345 | 0.024792 | 1.9732 | 0.032308 | 1.5888 | 2.3072 | 1.6069 | 0.20578 | 0.11884 | 1.8304 | 0.91009 | 1.1912 | 1.1904 | 0.42233 | 0.69046 | 1.7994 | 1.1066 | 1.0978
4428212 | VCUG | 12 | 01f_076010_393x248x546.dat | 0.0663;0.0663;0.1400 | 393;248;546 | (0.1855;68.2875;0.8176) | 60 | 6.3535 | 49 | 81.3761 | 60 | iodine | [138] | [10] | 1 | 5 | 60 | normal | none | 6.6306 | 7.5625 | 50.144 | 26.9788 | 30.7702 | 830.1433 | 1.7963e-13 | 2.8616 | 0.0044077 | 0.39754 | 1.5841 | 0.012006 | 1.7608 | 1.6932 | 0.92052 | 3.1075 | 0.007132 | 1.694 | 1.1654 | 0.5142 | 0.027509 | 2.0792 | 0.035065 | 1.6983 | 2.3976 | 1.7163 | 0.22512 | 0.12805 | 1.9309 | 0.96622 | 1.2677 | 1.2488 | 0.44325 | 0.70193 | 1.9107 | 1.1633 | 1.1654
4428212 | VCUG | 12 | 01f_076010_393x248x546.dat | 0.0663;0.0663;0.1400 | 393;248;546 | (0.1855;68.2875;0.8176) | 80 | 2.9 | 44 | 81.3761 | 60 | iodine | [138] | [10] | 1 | 5 | 60 | normal | none | 6.6306 | 7.5625 | 50.144 | 26.9788 | 30.7702 | 830.1433 | 2.594e-13 | 1.9921 | 0.0023181 | 0.24043 | 0.96359 | 0.0058804 | 1.0363 | 1.0115 | 0.54263 | 2.1368 | 0.0033137 | 1.0572 | 0.79447 | 0.29853 | 0.013745 | 1.3075 | 0.018824 | 1.0088 | 1.6425 | 1.0328 | 0.12085 | 0.070322 | 1.1873 | 0.60805 | 0.78407 | 0.79698 | 0.29486 | 0.60162 | 1.16 | 0.74708 | 0.7259
4428212 | VCUG | 12 | 01f_076010_393x248x546.dat | 0.0663;0.0663;0.1400 | 393;248;546 | (0.1855;68.2875;0.8176) | 80 | 7.702 | 57 | 81.3761 | 60 | iodine | [138] | [10] | 1 | 5 | 60 | normal | none | 6.6306 | 7.5625 | 50.144 | 26.9788 | 30.7702 | 830.1433 | 1.7338e-13 | 2.9512 | 0.006438 | 0.46487 | 1.7028 | 0.017407 | 1.8788 | 1.8209 | 0.99828 | 3.1782 | 0.012398 | 1.8008 | 1.2075 | 0.54971 | 0.032158 | 2.1968 | 0.04524 | 1.8314 | 2.4516 | 1.8284 | 0.25544 | 0.15095 | 2.0598 | 1.0439 | 1.3655 | 1.3258 | 0.46506 | 0.70438 | 2.0733 | 1.2261 | 1.2462
4428212 | VCUG | 12 | 01f_076010_393x248x546.dat | 0.0663;0.0663;0.1400 | 393;248;546 | (0.1855;68.2875;0.8176) | 80 | 8.502 | 60 | 81.3761 | 60 | iodine | [138] | [10] | 1 | 5 | 60 | normal | none | 6.6306 | 7.5625 | 50.144 | 26.9788 | 30.7702 | 830.1433 | 1.6908e-13 | 3.006 | 0.0071593 | 0.49586 | 1.7687 | 0.020173 | 1.9697 | 1.9258 | 1.0435 | 3.2405 | 0.0087254 | 1.8653 | 1.236 | 0.58345 | 0.036167 | 2.2739 | 0.049766 | 1.9076 | 2.4979 | 1.8961 | 0.27236 | 0.15556 | 2.1318 | 1.0859 | 1.4202 | 1.3633 | 0.47908 | 0.70961 | 2.1715 | 1.2677 | 1.2954
4428212 | VCUG | 12 | 01f_076010_393x248x546.dat | 0.0663;0.0663;0.1400 | 393;248;546 | (0.1855;68.2875;0.8176) | 110 | 3.9 | 52 | 81.3761 | 60 | iodine | [138] | [10] | 1 | 5 | 60 | normal | none | 6.6306 | 7.5625 | 50.144 | 26.9788 | 30.7702 | 830.1433 | 2.3189e-13 | 2.2421 | 0.0039465 | 0.32277 | 1.1784 | 0.011249 | 1.2757 | 1.2901 | 0.67801 | 2.4064 | 0.0060508 | 1.2695 | 0.90704 | 0.37206 | 0.021544 | 1.5501 | 0.028191 | 1.2468 | 1.8582 | 1.2601 | 0.16018 | 0.087785 | 1.4332 | 0.73404 | 0.94634 | 0.94724 | 0.34326 | 0.62758 | 1.4471 | 0.88201 | 0.87989
4428212 | VCUG | 12 | 01f_076010_393x248x546.dat | 0.0663;0.0663;0.1400 | 393;248;546 | (0.1855;68.2875;0.8176) | 110 | 7.85 | 62 | 81.3761 | 60 | iodine | [138] | [10] | 1 | 5 | 60 | normal | none | 6.6306 | 7.5625 | 50.144 | 26.9788 | 30.7702 | 830.1433 | 1.8519e-13 | 2.8293 | 0.0069091 | 0.47918 | 1.6395 | 0.019784 | 1.8158 | 1.7712 | 0.96354 | 3.0338 | 0.013893 | 1.7337 | 1.1592 | 0.53919 | 0.031541 | 2.1067 | 0.045922 | 1.7663 | 2.3486 | 1.7564 | 0.24687 | 0.14059 | 1.9674 | 1.0049 | 1.3011 | 1.2882 | 0.44874 | 0.68829 | 2.0145 | 1.1814 | 1.2038
4428212 | VCUG | 12 | 01f_076010_393x248x546.dat | 0.0663;0.0663;0.1400 | 393;248;546 | (0.1855;68.2875;0.8176) | 110 | 9.9905 | 69 | 81.3761 | 60 | iodine | [138] | [10] | 1 | 5 | 60 | normal | none | 6.6306 | 7.5625 | 50.144 | 26.9788 | 30.7702 | 830.1433 | 1.7906e-13 | 2.9131 | 0.0084799 | 0.58517 | 1.7648 | 0.022204 | 1.9557 | 1.9625 | 1.0522 | 3.1402 | 0.0082587 | 1.8566 | 1.2124 | 0.59064 | 0.033325 | 2.2425 | 0.052544 | 1.9138 | 2.4333 | 1.8907 | 0.2783 | 0.16212 | 2.1036 | 1.0825 | 1.397 | 1.3689 | 0.47445 | 0.69667 | 2.1465 | 1.2493 | 1.3012
4428212 | VCUG | 1 | 01m_076010_393x248x546.dat | 0.0663;0.0663;0.1400 | 393;248;546 | (0.1855;68.2875;0.7692) | 60 | 2.5 | 38 | 81.3761 | 60 | iodine | [138] | [0] | 1 | 5 | 65 | normal | none | 6.6306 | 7.5935 | 50.3498 | 26.9788 | 30.8965 | 833.5498 | 2.8962e-13 | 1.8196 | 0.0012475 | 0.17614 | 0.80285 | 0.0032128 | 0.87516 | 0.65859 | 0.44224 | 1.9255 | 0.00018914 | 0.8966 | 0.70866 | 0.24199 | 0.0086179 | 1.1115 | 0.012601 | 0.82564 | 1.4823 | 0.86442 | 0.090126 | 0.048029 | 1.0508 | 0.51173 | 0.65514 | 0.68692 | 0.26108 | 0.58271 | 1.1464 | 0.66273 | 0.60189
4428212 | VCUG | 1 | 01m_076010_393x248x546.dat | 0.0663;0.0663;0.1400 | 393;248;546 | (0.1855;68.2875;0.7692) | 60 | 5.7448 | 47 | 81.3761 | 60 | iodine | [138] | [0] | 1 | 5 | 65 | normal | none | 6.6306 | 7.5935 | 50.3498 | 26.9788 | 30.8965 | 833.5498 | 1.8805e-13 | 2.767 | 0.0037668 | 0.36079 | 1.4846 | 0.01103 | 1.64 | 1.0743 | 0.8578 | 2.9784 | 0.0046583 | 1.5959 | 1.1145 | 0.48026 | 0.025447 | 1.966 | 0.032144 | 1.5881 | 2.3019 | 1.6016 | 0.20719 | 0.11224 | 1.8836 | 0.90785 | 1.1882 | 1.1807 | 0.42511 | 0.69269 | 1.8647 | 1.1088 | 1.0574
4428212 | VCUG | 1 | 01m_076010_393x248x546.dat | 0.0663;0.0663;0.1400 | 393;248;546 | (0.1855;68.2875;0.7692) | 60 | 6.3535 | 49 | 81.3761 | 60 | iodine | [138] | [0] | 1 | 5 | 65 | normal | none | 6.6306 | 7.5935 | 50.3498 | 26.9788 | 30.8965 | 833.5498 | 1.7955e-13 | 2.874 | 0.0043921 | 0.39063 | 1.5809 | 0.012635 | 1.7612 | 1.1096 | 0.91723 | 3.0955 | 0.0064343 | 1.6894 | 1.1616 | 0.51392 | 0.02846 | 2.0718 | 0.034789 | 1.6954 | 2.3931 | 1.7027 | 0.22519 | 0.13095 | 1.9942 | 0.96393 | 1.2646 | 1.2444 | 0.446 | 0.70288 | 1.9353 | 1.1645 | 1.1177
4428212 | VCUG | 1 | 01m_076010_393x248x546.dat | 0.0663;0.0663;0.1400 | 393;248;546 | (0.1855;68.2875;0.7692) | 80 | 2.9 | 44 | 81.3761 | 60 | iodine | [138] | [0] | 1 | 5 | 65 | normal | none | 6.6306 | 7.5935 | 50.3498 | 26.9788 | 30.8965 | 833.5498 | 2.593e-13 | 1.9925 | 0.0023134 | 0.2384 | 0.95998 | 0.0070163 | 1.0426 | 0.74937 | 0.54204 | 2.1278 | 0.002275 | 1.0549 | 0.79168 | 0.29933 | 0.013792 | 1.3011 | 0.018736 | 1.0081 | 1.6392 | 1.0291 | 0.12082 | 0.067965 | 1.229 | 0.6067 | 0.78222 | 0.80121 | 0.2968 | 0.60257 | 1.2876 | 0.75689 | 0.70599
4428212 | VCUG | 1 | 01m_076010_393x248x546.dat | 0.0663;0.0663;0.1400 | 393;248;546 | (0.1855;68.2875;0.7692) | 80 | 7.702 | 57 | 81.3761 | 60 | iodine | [138] | [0] | 1 | 5 | 65 | normal | none | 6.6306 | 7.5935 | 50.3498 | 26.9788 | 30.8965 | 833.5498 | 1.733e-13 | 2.9456 | 0.0064338 | 0.4702 | 1.6952 | 0.017109 | 1.8835 | 1.1672 | 0.99548 | 3.165 | 0.014549 | 1.7959 | 1.2028 | 0.55341 | 0.031021 | 2.1901 | 0.045775 | 1.8282 | 2.4446 | 1.8229 | 0.25546 | 0.15217 | 2.1026 | 1.0412 | 1.3618 | 1.3176 | 0.46794 | 0.70624 | 2.0416 | 1.2216 | 1.1932
4428212 | VCUG | 1 | 01m_076010_393x248x546.dat | 0.0663;0.0663;0.1400 | 393;248;546 | (0.1855;68.2875;0.7692) | 80 | 8.502 | 60 | 81.3761 | 60 | iodine | [138] | [0] | 1 | 5 | 65 | normal | none | 6.6306 | 7.5935 | 50.3498 | 26.9788 | 30.8965 | 833.5498 | 1.6901e-13 | 3.0099 | 0.007139 | 0.49803 | 1.76 | 0.019053 | 1.9468 | 1.2133 | 1.0406 | 3.2267 | 0.0093886 | 1.8603 | 1.2298 | 0.58233 | 0.035224 | 2.2646 | 0.049844 | 1.9075 | 2.4889 | 1.8886 | 0.27079 | 0.16157 | 2.1619 | 1.083 | 1.4164 | 1.3708 | 0.48202 | 0.71182 | 2.0875 | 1.2581 | 1.2357
4428212 | VCUG | 1 | 01m_076010_393x248x546.dat | 0.0663;0.0663;0.1400 | 393;248;546 | (0.1855;68.2875;0.7692) | 110 | 3.9 | 52 | 81.3761 | 60 | iodine | [138] | [0] | 1 | 5 | 65 | normal | none | 6.6306 | 7.5935 | 50.3498 | 26.9788 | 30.8965 | 833.5498 | 2.3179e-13 | 2.2428 | 0.0039352 | 0.32228 | 1.1759 | 0.011132 | 1.2881 | 0.87829 | 0.67483 | 2.3976 | 0.0038973 | 1.2663 | 0.90358 | 0.37744 | 0.019568 | 1.5439 | 0.027783 | 1.2453 | 1.8534 | 1.2551 | 0.15951 | 0.091691 | 1.465 | 0.73215 | 0.94381 | 0.95107 | 0.34536 | 0.62996 | 1.4457 | 0.88217 | 0.84687
4428212 | VCUG | 1 | 01m_076010_393x248x546.dat | 0.0663;0.0663;0.1400 | 393;248;546 | (0.1855;68.2875;0.7692) | 110 | 7.85 | 62 | 81.3761 | 60 | iodine | [138] | [0] | 1 | 5 | 65 | normal | none | 6.6306 | 7.5935 | 50.3498 | 26.9788 | 30.8965 | 833.5498 | 1.8512e-13 | 2.8196 | 0.0068897 | 0.48092 | 1.6354 | 0.018934 | 1.8114 | 1.1365 | 0.96059 | 3.0202 | 0.010471 | 1.7291 | 1.155 | 0.53949 | 0.033172 | 2.0977 | 0.045278 | 1.7617 | 2.3415 | 1.7525 | 0.24544 | 0.14053 | 2.0059 | 1.0025 | 1.298 | 1.2815 | 0.4514 | 0.69007 | 1.9379 | 1.172 | 1.1517
4428212 | VCUG | 1 | 01m_076010_393x248x546.dat | 0.0663;0.0663;0.1400 | 393;248;546 | (0.1855;68.2875;0.7692) | 110 | 9.9905 | 69 | 81.3761 | 60 | iodine | [138] | [0] | 1 | 5 | 65 | normal | none | 6.6306 | 7.5935 | 50.3498 | 26.9788 | 30.8965 | 833.5498 | 1.7899e-13 | 2.9122 | 0.0084285 | 0.5673 | 1.7594 | 0.021703 | 1.9596 | 1.2127 | 1.0487 | 3.1287 | 0.0090017 | 1.8519 | 1.2073 | 0.59009 | 0.036064 | 2.231 | 0.052927 | 1.9098 | 2.4285 | 1.888 | 0.27624 | 0.16312 | 2.1331 | 1.0797 | 1.3934 | 1.3669 | 0.47716 | 0.69899 | 2.0311 | 1.2385 | 1.2369
4428212 | VCUG | 2 | 01m_076010_393x248x546.dat | 0.0663;0.0663;0.1400 | 393;248;546 | (-0.1549;69.7747;-6.8090) | 60 | 2.5 | 38 | 82.0179 | 60 | iodine | [138] | [10] | 0 | 5 | 65 | normal | none | 6.2672 | 3.212 | 20.1302 | 25.7011 | 13.1721 | 338.5365 | 2.3271e-13 | 0.024086 | 0.00022064 | 0.0037812 | 0.93638 | 0.00025557 | 0.068791 | 1.0752 | 0.0081872 | 0.11321 | 0.00090905 | 0.037668 | 0.0078589 | 0.0055422 | 0.001115 | 0.13643 | 0.00076384 | 0.64687 | 0.036209 | 0.063286 | 0.0021502 | 0.0019211 | 1.9903 | 0.33174 | 0.48654 | 0.4786 | 0.40551 | 0.58873 | 2.351 | 0.27654 | 0.37254
4428212 | VCUG | 2 | 01m_076010_393x248x546.dat | 0.0663;0.0663;0.1400 | 393;248;546 | (-0.1549;69.7747;-6.8090) | 60 | 5.7448 | 47 | 82.0179 | 60 | iodine | [138] | [10] | 0 | 5 | 65 | normal | none | 6.2672 | 3.212 | 20.1302 | 25.7011 | 13.1721 | 338.5365 | 1.5111e-13 | 0.064235 | 0.00056781 | 0.013496 | 1.6767 | 0.00081445 | 0.18986 | 1.963 | 0.023529 | 0.25933 | 0.0045085 | 0.098804 | 0.022716 | 0.013774 | 0.0027244 | 0.31098 | 0.0019212 | 1.3202 | 0.088401 | 0.15524 | 0.0083523 | 0.0064913 | 3.6573 | 0.63734 | 0.94762 | 0.85082 | 0.63475 | 0.70116 | 3.8487 | 0.47759 | 0.68257
4428212 | VCUG | 2 | 01m_076010_393x248x546.dat | 0.0663;0.0663;0.1400 | 393;248;546 | (-0.1549;69.7747;-6.8090) | 60 | 6.3535 | 49 | 82.0179 | 60 | iodine | [138] | [10] | 0 | 5 | 65 | normal | none | 6.2672 | 3.212 | 20.1302 | 25.7011 | 13.1721 | 338.5365 | 1.4428e-13 | 0.069483 | 0.00063663 | 0.013979 | 1.7757 | 0.0013243 | 0.20364 | 2.0799 | 0.027306 | 0.28496 | 0.0042703 | 0.11137 | 0.026212 | 0.015234 | 0.0023068 | 0.34211 | 0.0023197 | 1.4189 | 0.098996 | 0.17208 | 0.010351 | 0.0062353 | 3.8649 | 0.68304 | 1.017 | 0.89648 | 0.66132 | 0.71174 | 3.9932 | 0.50069 | 0.72423
4428212 | VCUG | 2 | 01m_076010_393x248x546.dat | 0.0663;0.0663;0.1400 | 393;248;546 | (-0.1549;69.7747;-6.8090) | 80 | 2.9 | 44 | 82.0179 | 60 | iodine | [138] | [10] | 0 | 5 | 65 | normal | none | 6.2672 | 3.212 | 20.1302 | 25.7011 | 13.1721 | 338.5365 | 2.0837e-13 | 0.038036 | 0.00036062 | 0.0071575 | 1.1036 | 0.00065874 | 0.10584 | 1.2895 | 0.013499 | 0.15445 | 0.00013691 | 0.057288 | 0.01337 | 0.0077253 | 0.0017165 | 0.18372 | 0.0013414 | 0.81097 | 0.051764 | 0.090983 | 0.0048501 | 0.00508 | 2.3742 | 0.40899 | 0.60209 | 0.56521 | 0.45221 | 0.61037 | 2.6667 | 0.32272 | 0.44669
4428212 | VCUG | 2 | 01m_076010_393x248x546.dat | 0.0663;0.0663;0.1400 | 393;248;546 | (-0.1549;69.7747;-6.8090) | 80 | 7.702 | 57 | 82.0179 | 60 | iodine | [138] | [10] | 0 | 5 | 65 | normal | none | 6.2672 | 3.212 | 20.1302 | 25.7011 | 13.1721 | 338.5365 | 1.3928e-13 | 0.095614 | 0.00085857 | 0.019289 | 1.8896 | 0.0010454 | 0.24844 | 2.2085 | 0.037179 | 0.32988 | 0.0002655 | 0.1373 | 0.034261 | 0.02229 | 0.0037195 | 0.38591 | 0.0036415 | 1.561 | 0.1184 | 0.20542 | 0.01449 | 0.0095923 | 4.1039 | 0.7546 | 1.1186 | 0.96829 | 0.68389 | 0.71375 | 4.2148 | 0.53897 | 0.77903
4428212 | VCUG | 2 | 01m_076010_393x248x546.dat | 0.0663;0.0663;0.1400 | 393;248;546 | (-0.1549;69.7747;-6.8090) | 80 | 8.502 | 60 | 82.0179 | 60 | iodine | [138] | [10] | 0 | 5 | 65 | normal | none | 6.2672 | 3.212 | 20.1302 | 25.7011 | 13.1721 | 338.5365 | 1.3583e-13 | 0.10011 | 0.00095822 | 0.014294 | 1.96 | 0.001325 | 0.25535 | 2.2659 | 0.041762 | 0.35046 | 0 | 0.14903 | 0.037355 | 0.021249 | 0.0044281 | 0.40528 | 0.0037795 | 1.6352 | 0.12597 | 0.22359 | 0.015955 | 0.011355 | 4.2396 | 0.79144 | 1.1724 | 1.0006 | 0.69951 | 0.71758 | 4.3901 | 0.56057 | 0.80754
4428212 | VCUG | 2 | 01m_076010_393x248x546.dat | 0.0663;0.0663;0.1400 | 393;248;546 | (-0.1549;69.7747;-6.8090) | 110 | 3.9 | 52 | 82.0179 | 60 | iodine | [138] | [10] | 0 | 5 | 65 | normal | none | 6.2672 | 3.212 | 20.1302 | 25.7011 | 13.1721 | 338.5365 | 1.8627e-13 | 0.057953 | 0.00058613 | 0.0094115 | 1.3351 | 0.0014144 | 0.14391 | 1.5586 | 0.021801 | 0.20653 | 0.0019321 | 0.08355 | 0.020737 | 0.011375 | 0.002108 | 0.24428 | 0.0023563 | 1.0342 | 0.072082 | 0.12469 | 0.0080135 | 0.00498 | 2.8437 | 0.51318 | 0.75298 | 0.68286 | 0.51556 | 0.63494 | 3.0955 | 0.38405 | 0.54281
4428212 | VCUG | 2 | 01m_076010_393x248x546.dat | 0.0663;0.0663;0.1400 | 393;248;546 | (-0.1549;69.7747;-6.8090) | 110 | 7.85 | 62 | 82.0179 | 60 | iodine | [138] | [10] | 0 | 5 | 65 | normal | none | 6.2672 | 3.212 | 20.1302 | 25.7011 | 13.1721 | 338.5365 | 1.4877e-13 | 0.090789 | 0.0009509 | 0.0188 | 1.8323 | 0.0024925 | 0.23682 | 2.1358 | 0.037675 | 0.31705 | 0.00084208 | 0.13539 | 0.035131 | 0.019333 | 0.0033679 | 0.37148 | 0.0036908 | 1.5044 | 0.114 | 0.19973 | 0.01481 | 0.0095709 | 3.9153 | 0.73204 | 1.0746 | 0.93269 | 0.65832 | 0.69468 | 4.0581 | 0.51888 | 0.75221
4428212 | VCUG | 2 | 01m_076010_393x248x546.dat | 0.0663;0.0663;0.1400 | 393;248;546 | (-0.1549;69.7747;-6.8090) | 110 | 9.9905 | 69 | 82.0179 | 60 | iodine | [138] | [10] | 0 | 5 | 65 | normal | none | 6.2672 | 3.212 | 20.1302 | 25.7011 | 13.1721 | 338.5365 | 1.4386e-13 | 0.10659 | 0.0011429 | 0.023922 | 1.966 | 0.0020122 | 0.28701 | 2.3203 | 0.045021 | 0.35544 | 0.0016769 | 0.15799 | 0.041922 | 0.027263 | 0.0038364 | 0.41315 | 0.0045399 | 1.6477 | 0.12798 | 0.2306 | 0.01776 | 0.011516 | 4.1345 | 0.80255 | 1.1732 | 1.0035 | 0.68825 | 0.70243 | 4.3046 | 0.55819 | 0.81247
4428212 | VCUG | 3 | 01m_076010_393x248x546.dat | 0.0663;0.0663;0.1400 | 393;248;546 | (-0.1549;69.7747;-6.8090) | 60 | 2.5 | 38 | 82.0179 | 60 | iodine | [138] | [30] | 0 | 5 | 65 | normal | none | 6.2672 | 3.212 | 20.1302 | 25.7011 | 13.1721 | 338.5365 | 2.3271e-13 | 0.024319 | 0.00021932 | 0.0037642 | 0.93367 | 0.00025557 | 0.067747 | 1.0745 | 0.0081146 | 0.11278 | 0.00090905 | 0.037428 | 0.0078249 | 0.0056428 | 0.001115 | 0.13603 | 0.00075533 | 0.64292 | 0.036153 | 0.063131 | 0.0021266 | 0.0019094 | 1.9352 | 0.33094 | 0.48544 | 0.47703 | 0.40469 | 0.58838 | 2.3477 | 0.27599 | 0.36975
4428212 | VCUG | 3 | 01m_076010_393x248x546.dat | 0.0663;0.0663;0.1400 | 393;248;546 | (-0.1549;69.7747;-6.8090) | 60 | 5.7448 | 47 | 82.0179 | 60 | iodine | [138] | [30] | 0 | 5 | 65 | normal | none | 6.2672 | 3.212 | 20.1302 | 25.7011 | 13.1721 | 338.5365 | 1.5111e-13 | 0.064029 | 0.00056601 | 0.013754 | 1.6723 | 0.00079533 | 0.18431 | 1.9417 | 0.023389 | 0.25795 | 0.0045085 | 0.098036 | 0.022601 | 0.013395 | 0.0027244 | 0.30986 | 0.001921 | 1.3106 | 0.088308 | 0.15437 | 0.008392 | 0.0062603 | 3.6123 | 0.63543 | 0.94486 | 0.84704 | 0.63303 | 0.70034 | 3.8701 | 0.47814 | 0.67821
4428212 | VCUG | 3 | 01m_076010_393x248x546.dat | 0.0663;0.0663;0.1400 | 393;248;546 | (-0.1549;69.7747;-6.8090) | 60 | 6.3535 | 49 | 82.0179 | 60 | iodine | [138] | [30] | 0 | 5 | 65 | normal | none | 6.2672 | 3.212 | 20.1302 | 25.7011 | 13.1721 | 338.5365 | 1.4428e-13 | 0.069698 | 0.00063609 | 0.014055 | 1.7725 | 0.0014326 | 0.20142 | 2.0631 | 0.027057 | 0.2838 | 0.0042703 | 0.11048 | 0.026096 | 0.014963 | 0.0020851 | 0.34092 | 0.0022855 | 1.4094 | 0.098552 | 0.17158 | 0.010302 | 0.0061888 | 3.8265 | 0.68088 | 1.0139 | 0.89375 | 0.65935 | 0.71064 | 4.0175 | 0.50182 | 0.72068
4428212 | VCUG | 3 | 01m_076010_393x248x546.dat | 0.0663;0.0663;0.1400 | 393;248;546 | (-0.1549;69.7747;-6.8090) | 80 | 2.9 | 44 | 82.0179 | 60 | iodine | [138] | [30] | 0 | 5 | 65 | normal | none | 6.2672 | 3.212 | 20.1302 | 25.7011 | 13.1721 | 338.5365 | 2.0837e-13 | 0.037933 | 0.00035974 | 0.0073241 | 1.1019 | 0.00065768 | 0.10573 | 1.2741 | 0.013368 | 0.15375 | 0.00013691 | 0.056919 | 0.013284 | 0.0076135 | 0.001802 | 0.18294 | 0.0013477 | 0.8066 | 0.051577 | 0.090686 | 0.0048088 | 0.005222 | 2.3273 | 0.40791 | 0.60055 | 0.56364 | 0.45121 | 0.60989 | 2.6701 | 0.32263 | 0.44318
4428212 | VCUG | 3 | 01m_076010_393x248x546.dat | 0.0663;0.0663;0.1400 | 393;248;546 | (-0.1549;69.7747;-6.8090) | 80 | 7.702 | 57 | 82.0179 | 60 | iodine | [138] | [30] | 0 | 5 | 65 | normal | none | 6.2672 | 3.212 | 20.1302 | 25.7011 | 13.1721 | 338.5365 | 1.3928e-13 | 0.095126 | 0.00085368 | 0.019092 | 1.8856 | 0.001016 | 0.24676 | 2.1883 | 0.036888 | 0.32808 | 0.0002655 | 0.13635 | 0.03403 | 0.022499 | 0.0037468 | 0.3841 | 0.0036579 | 1.5524 | 0.11812 | 0.20425 | 0.01464 | 0.0091672 | 4.0863 | 0.75227 | 1.1152 | 0.9654 | 0.68215 | 0.71268 | 4.194 | 0.53657 | 0.77537
4428212 | VCUG | 3 | 01m_076010_393x248x546.dat | 0.0663;0.0663;0.1400 | 393;248;546 | (-0.1549;69.7747;-6.8090) | 80 | 8.502 | 60 | 82.0179 | 60 | iodine | [138] | [30] | 0 | 5 | 65 | normal | none | 6.2672 | 3.212 | 20.1302 | 25.7011 | 13.1721 | 338.5365 | 1.3583e-13 | 0.098649 | 0.0009502 | 0.014158 | 1.9558 | 0.0013564 | 0.25496 | 2.2516 | 0.041394 | 0.34841 | 0 | 0.14808 | 0.037077 | 0.021093 | 0.0044281 | 0.40353 | 0.0037753 | 1.6255 | 0.12562 | 0.22265 | 0.015899 | 0.010987 | 4.2441 | 0.78893 | 1.1687 | 0.99719 | 0.69767 | 0.71667 | 4.3743 | 0.55848 | 0.80526
4428212 | VCUG | 3 | 01m_076010_393x248x546.dat | 0.0663;0.0663;0.1400 | 393;248;546 | (-0.1549;69.7747;-6.8090) | 110 | 3.9 | 52 | 82.0179 | 60 | iodine | [138] | [30] | 0 | 5 | 65 | normal | none | 6.2672 | 3.212 | 20.1302 | 25.7011 | 13.1721 | 338.5365 | 1.8627e-13 | 0.057937 | 0.0005835 | 0.010544 | 1.3327 | 0.0013469 | 0.14558 | 1.5419 | 0.021679 | 0.20545 | 0.0019321 | 0.083077 | 0.020678 | 0.01147 | 0.0021156 | 0.243 | 0.0023346 | 1.0283 | 0.071948 | 0.12417 | 0.0079888 | 0.0048028 | 2.8268 | 0.51178 | 0.75096 | 0.68009 | 0.5145 | 0.63436 | 3.1094 | 0.38476 | 0.54044
4428212 | VCUG | 3 | 01m_076010_393x248x546.dat | 0.0663;0.0663;0.1400 | 393;248;546 | (-0.1549;69.7747;-6.8090) | 110 | 7.85 | 62 | 82.0179 | 60 | iodine | [138] | [30] | 0 | 5 | 65 | normal | none | 6.2672 | 3.212 | 20.1302 | 25.7011 | 13.1721 | 338.5365 | 1.4877e-13 | 0.090379 | 0.00094512 | 0.017703 | 1.8308 | 0.0024745 | 0.23694 | 2.1261 | 0.037398 | 0.31562 | 0.00084208 | 0.1346 | 0.034904 | 0.019329 | 0.0034866 | 0.37037 | 0.003627 | 1.4976 | 0.11341 | 0.19879 | 0.014529 | 0.0095776 | 3.91 | 0.72998 | 1.0715 | 0.9308 | 0.65669 | 0.69385 | 4.0459 | 0.51741 | 0.75028
4428212 | VCUG | 3 | 01m_076010_393x248x546.dat | 0.0663;0.0663;0.1400 | 393;248;546 | (-0.1549;69.7747;-6.8090) | 110 | 9.9905 | 69 | 82.0179 | 60 | iodine | [138] | [30] | 0 | 5 | 65 | normal | none | 6.2672 | 3.212 | 20.1302 | 25.7011 | 13.1721 | 338.5365 | 1.4386e-13 | 0.10624 | 0.001143 | 0.024231 | 1.9629 | 0.0022168 | 0.28439 | 2.3011 | 0.044792 | 0.35341 | 0.0016769 | 0.15706 | 0.041739 | 0.027541 | 0.003855 | 0.41155 | 0.0045087 | 1.6408 | 0.12734 | 0.23014 | 0.01739 | 0.01169 | 4.1548 | 0.80033 | 1.1699 | 1.0011 | 0.68669 | 0.70168 | 4.2871 | 0.55604 | 0.81074
4428212 | VCUG | 4 | 01m_076010_393x248x546.dat | 0.0663;0.0663;0.1400 | 393;248;546 | (-0.1549;69.7747;-4.3213) | 60 | 2.5 | 38 | 82.0179 | 60 | iodine | [138] | [30] | 0 | 5 | 65 | normal | none | 6.2672 | 4.6263 | 28.9938 | 25.7011 | 18.9719 | 487.5985 | 2.7527e-13 | 0.082893 | 0.00033479 | 0.011785 | 1.1747 | 0.00095328 | 0.27626 | 0.74095 | 0.025891 | 0.68685 | 0.00047379 | 0.14472 | 0.025041 | 0.0132 | 0.0020051 | 0.76093 | 0.0020218 | 1.1188 | 0.13237 | 0.26412 | 0.0075766 | 0.005229 | 1.4129 | 0.33303 | 0.48433 | 0.92655 | 0.3104 | 0.60679 | 1.6427 | 0.3644 | 0.39402
4428212 | VCUG | 4 | 01m_076010_393x248x546.dat | 0.0663;0.0663;0.1400 | 393;248;546 | (-0.1549;69.7747;-4.3213) | 60 | 5.7448 | 47 | 82.0179 | 60 | iodine | [138] | [30] | 0 | 5 | 65 | normal | none | 6.2672 | 4.6263 | 28.9938 | 25.7011 | 18.9719 | 487.5985 | 1.7874e-13 | 0.19948 | 0.00092626 | 0.030543 | 2.0888 | 0.0015784 | 0.59802 | 1.3744 | 0.069492 | 1.209 | 0.0021712 | 0.32542 | 0.064423 | 0.03606 | 0.0052664 | 1.3484 | 0.0052463 | 2.1034 | 0.27994 | 0.54778 | 0.022322 | 0.014004 | 2.6866 | 0.64193 | 0.94593 | 1.4885 | 0.4988 | 0.71668 | 2.7117 | 0.63002 | 0.72955
4428212 | VCUG | 4 | 01m_076010_393x248x546.dat | 0.0663;0.0663;0.1400 | 393;248;546 | (-0.1549;69.7747;-4.3213) | 60 | 6.3535 | 49 | 82.0179 | 60 | iodine | [138] | [30] | 0 | 5 | 65 | normal | none | 6.2672 | 4.6263 | 28.9938 | 25.7011 | 18.9719 | 487.5985 | 1.7066e-13 | 0.21633 | 0.0010864 | 0.032545 | 2.2114 | 0.002899 | 0.66523 | 1.4516 | 0.078564 | 1.2805 | 0.0017338 | 0.35584 | 0.07223 | 0.041595 | 0.0065046 | 1.431 | 0.0056985 | 2.238 | 0.30541 | 0.59023 | 0.025098 | 0.014109 | 2.841 | 0.68849 | 1.0158 | 1.5604 | 0.52171 | 0.72722 | 2.8694 | 0.66939 | 0.77545
4428212 | VCUG | 4 | 01m_076010_393x248x546.dat | 0.0663;0.0663;0.1400 | 393;248;546 | (-0.1549;69.7747;-4.3213) | 80 | 2.9 | 44 | 82.0179 | 60 | iodine | [138] | [30] | 0 | 5 | 65 | normal | none | 6.2672 | 4.6263 | 28.9938 | 25.7011 | 18.9719 | 487.5985 | 2.4645e-13 | 0.11488 | 0.0005769 | 0.018042 | 1.3853 | 0.0012117 | 0.36968 | 0.88479 | 0.040086 | 0.80194 | 0.0026192 | 0.19402 | 0.037517 | 0.023121 | 0.003353 | 0.88629 | 0.0031857 | 1.3465 | 0.17082 | 0.33529 | 0.013017 | 0.0082864 | 1.7103 | 0.41153 | 0.60055 | 1.045 | 0.35029 | 0.62651 | 1.8819 | 0.42553 | 0.4741
4428212 | VCUG | 4 | 01m_076010_393x248x546.dat | 0.0663;0.0663;0.1400 | 393;248;546 | (-0.1549;69.7747;-4.3213) | 80 | 7.702 | 57 | 82.0179 | 60 | iodine | [138] | [30] | 0 | 5 | 65 | normal | none | 6.2672 | 4.6263 | 28.9938 | 25.7011 | 18.9719 | 487.5985 | 1.6473e-13 | 0.2537 | 0.0015664 | 0.043815 | 2.3498 | 0.0045822 | 0.74266 | 1.5492 | 0.097759 | 1.3504 | 0.00032381 | 0.4068 | 0.088289 | 0.051971 | 0.0084568 | 1.4923 | 0.0076373 | 2.4023 | 0.33218 | 0.65142 | 0.034629 | 0.020436 | 3.0365 | 0.76121 | 1.1178 | 1.6434 | 0.54374 | 0.73139 | 2.9643 | 0.70712 | 0.83535
4428212 | VCUG | 4 | 01m_076010_393x248x546.dat | 0.0663;0.0663;0.1400 | 393;248;546 | (-0.1549;69.7747;-4.3213) | 80 | 8.502 | 60 | 82.0179 | 60 | iodine | [138] | [30] | 0 | 5 | 65 | normal | none | 6.2672 | 4.6263 | 28.9938 | 25.7011 | 18.9719 | 487.5985 | 1.6065e-13 | 0.27815 | 0.001748 | 0.050692 | 2.4358 | 0.0031305 | 0.79663 | 1.61 | 0.10631 | 1.394 | 0.0023861 | 0.43209 | 0.094845 | 0.062751 | 0.0092915 | 1.5302 | 0.0086049 | 2.5014 | 0.3497 | 0.67799 | 0.037651 | 0.02503 | 3.1672 | 0.79876 | 1.1721 | 1.6946 | 0.55797 | 0.73563 | 3.017 | 0.73006 | 0.87004
4428212 | VCUG | 4 | 01m_076010_393x248x546.dat | 0.0663;0.0663;0.1400 | 393;248;546 | (-0.1549;69.7747;-4.3213) | 110 | 3.9 | 52 | 82.0179 | 60 | iodine | [138] | [30] | 0 | 5 | 65 | normal | none | 6.2672 | 4.6263 | 28.9938 | 25.7011 | 18.9719 | 487.5985 | 2.2031e-13 | 0.1596 | 0.00099869 | 0.026501 | 1.668 | 0.003154 | 0.482 | 1.0754 | 0.058826 | 0.95071 | 0.0030838 | 0.25914 | 0.053379 | 0.033483 | 0.004331 | 1.0512 | 0.0049721 | 1.6562 | 0.21662 | 0.42645 | 0.020559 | 0.011035 | 2.0801 | 0.51618 | 0.75036 | 1.2141 | 0.40422 | 0.65275 | 2.1595 | 0.50345 | 0.57875
4428212 | VCUG | 4 | 01m_076010_393x248x546.dat | 0.0663;0.0663;0.1400 | 393;248;546 | (-0.1549;69.7747;-4.3213) | 110 | 7.85 | 62 | 82.0179 | 60 | iodine | [138] | [30] | 0 | 5 | 65 | normal | none | 6.2672 | 4.6263 | 28.9938 | 25.7011 | 18.9719 | 487.5985 | 1.7595e-13 | 0.25549 | 0.0017155 | 0.047839 | 2.2664 | 0.0040276 | 0.72801 | 1.5097 | 0.096564 | 1.2839 | 0.00037252 | 0.39373 | 0.086248 | 0.054684 | 0.0074654 | 1.4057 | 0.0083582 | 2.3167 | 0.31665 | 0.62258 | 0.035253 | 0.024671 | 2.9162 | 0.73725 | 1.0718 | 1.5901 | 0.52402 | 0.71399 | 2.8773 | 0.68205 | 0.80739
4428212 | VCUG | 4 | 01m_076010_393x248x546.dat | 0.0663;0.0663;0.1400 | 393;248;546 | (-0.1549;69.7747;-4.3213) | 110 | 9.9905 | 69 | 82.0179 | 60 | iodine | [138] | [30] | 0 | 5 | 65 | normal | none | 6.2672 | 4.6263 | 28.9938 | 25.7011 | 18.9719 | 487.5985 | 1.7012e-13 | 0.2825 | 0.0021524 | 0.056311 | 2.4288 | 0.0044956 | 0.81413 | 1.6648 | 0.11275 | 1.3637 | 0.0020752 | 0.44174 | 0.099729 | 0.065342 | 0.0090083 | 1.4846 | 0.010106 | 2.502 | 0.345 | 0.6724 | 0.042976 | 0.028828 | 3.1483 | 0.80826 | 1.1698 | 1.6751 | 0.5521 | 0.71985 | 3.0494 | 0.72774 | 0.87476
4428212 | VCUG | 5 | 01m_076010_393x248x546.dat | 0.0663;0.0663;0.1400 | 393;248;546 | (0.4895;69.3997;-4.3049) | 60 | 2.5 | 38 | 81.7835 | 60 | iodine | [138] | [50] | 0 | 5 | 65 | normal | none | 6.3724 | 4.6564 | 29.6726 | 26.0579 | 19.0409 | 496.1663 | 2.7461e-13 | 0.089497 | 0.00031964 | 0.011545 | 1.2005 | 0.00077862 | 0.43956 | 0.7284 | 0.023912 | 0.75335 | 6.4545e-05 | 0.29855 | 0.024577 | 0.013653 | 0.0016531 | 0.45194 | 0.0017399 | 1.0684 | 0.082691 | 0.1961 | 0.0076868 | 0.0038199 | 1.3873 | 0.33067 | 0.48198 | 0.95934 | 0.30862 | 0.59887 | 1.6036 | 0.35803 | 0.39181
4428212 | VCUG | 5 | 01m_076010_393x248x546.dat | 0.0663;0.0663;0.1400 | 393;248;546 | (0.4895;69.3997;-4.3049) | 60 | 5.7448 | 47 | 81.7835 | 60 | iodine | [138] | [50] | 0 | 5 | 65 | normal | none | 6.3724 | 4.6564 | 29.6726 | 26.0579 | 19.0409 | 496.1663 | 1.7831e-13 | 0.19682 | 0.00090811 | 0.029597 | 2.1098 | 0.0027588 | 0.86499 | 1.3577 | 0.065267 | 1.2901 | 0.00030212 | 0.53996 | 0.06253 | 0.036698 | 0.0034409 | 0.93559 | 0.004891 | 2.0222 | 0.18932 | 0.43262 | 0.021781 | 0.011953 | 2.6019 | 0.63837 | 0.94267 | 1.5189 | 0.49545 | 0.70748 | 2.6749 | 0.6238 | 0.7204
4428212 | VCUG | 5 | 01m_076010_393x248x546.dat | 0.0663;0.0663;0.1400 | 393;248;546 | (0.4895;69.3997;-4.3049) | 60 | 6.3535 | 49 | 81.7835 | 60 | iodine | [138] | [50] | 0 | 5 | 65 | normal | none | 6.3724 | 4.6564 | 29.6726 | 26.0579 | 19.0409 | 496.1663 | 1.7026e-13 | 0.21553 | 0.001037 | 0.033312 | 2.2308 | 0.0032778 | 0.92689 | 1.4171 | 0.073154 | 1.3597 | 0.0017912 | 0.57451 | 0.06987 | 0.04395 | 0.0041086 | 1.0109 | 0.0061477 | 2.1554 | 0.20816 | 0.47381 | 0.025737 | 0.016404 | 2.7737 | 0.68462 | 1.0123 | 1.5927 | 0.51783 | 0.71829 | 2.7829 | 0.65846 | 0.76519
4428212 | VCUG | 5 | 01m_076010_393x248x546.dat | 0.0663;0.0663;0.1400 | 393;248;546 | (0.4895;69.3997;-4.3049) | 80 | 2.9 | 44 | 81.7835 | 60 | iodine | [138] | [50] | 0 | 5 | 65 | normal | none | 6.3724 | 4.6564 | 29.6726 | 26.0579 | 19.0409 | 496.1663 | 2.4587e-13 | 0.11701 | 0.00058072 | 0.017957 | 1.4019 | 0.0018227 | 0.53871 | 0.87189 | 0.037624 | 0.87088 | 0.0010441 | 0.35569 | 0.036273 | 0.021866 | 0.0033751 | 0.57673 | 0.0030566 | 1.2925 | 0.11272 | 0.26038 | 0.01296 | 0.0071624 | 1.6723 | 0.40857 | 0.59747 | 1.0821 | 0.34811 | 0.61911 | 1.8296 | 0.41866 | 0.46949
4428212 | VCUG | 5 | 01m_076010_393x248x546.dat | 0.0663;0.0663;0.1400 | 393;248;546 | (0.4895;69.3997;-4.3049) | 80 | 7.702 | 57 | 81.7835 | 60 | iodine | [138] | [50] | 0 | 5 | 65 | normal | none | 6.3724 | 4.6564 | 29.6726 | 26.0579 | 19.0409 | 496.1663 | 1.6434e-13 | 0.25174 | 0.0015484 | 0.042504 | 2.3694 | 0.0035706 | 0.98971 | 1.514 | 0.093147 | 1.4249 | 0.00035735 | 0.6181 | 0.087172 | 0.055131 | 0.007485 | 1.1132 | 0.008332 | 2.3265 | 0.24306 | 0.53771 | 0.033157 | 0.022277 | 2.9773 | 0.75648 | 1.1131 | 1.6746 | 0.53947 | 0.72108 | 2.9028 | 0.69942 | 0.82559
4428212 | VCUG | 5 | 01m_076010_393x248x546.dat | 0.0663;0.0663;0.1400 | 393;248;546 | (0.4895;69.3997;-4.3049) | 80 | 8.502 | 60 | 81.7835 | 60 | iodine | [138] | [50] | 0 | 5 | 65 | normal | none | 6.3724 | 4.6564 | 29.6726 | 26.0579 | 19.0409 | 496.1663 | 1.6027e-13 | 0.26661 | 0.001745 | 0.048791 | 2.4594 | 0.0037546 | 1.0339 | 1.5866 | 0.10172 | 1.4678 | 0.001853 | 0.64241 | 0.093492 | 0.059673 | 0.0076464 | 1.167 | 0.0092182 | 2.4187 | 0.25789 | 0.56971 | 0.036754 | 0.02376 | 3.1134 | 0.79314 | 1.1661 | 1.7151 | 0.55376 | 0.72477 | 2.9727 | 0.72231 | 0.86194
4428212 | VCUG | 5 | 01m_076010_393x248x546.dat | 0.0663;0.0663;0.1400 | 393;248;546 | (0.4895;69.3997;-4.3049) | 110 | 3.9 | 52 | 81.7835 | 60 | iodine | [138] | [50] | 0 | 5 | 65 | normal | none | 6.3724 | 4.6564 | 29.6726 | 26.0579 | 19.0409 | 496.1663 | 2.1979e-13 | 0.15612 | 0.00099482 | 0.027176 | 1.6803 | 0.0021121 | 0.65427 | 1.0531 | 0.056464 | 1.0199 | 0.0014734 | 0.42945 | 0.05256 | 0.032338 | 0.0039332 | 0.73635 | 0.0050344 | 1.5921 | 0.1521 | 0.34305 | 0.020642 | 0.012635 | 2.0597 | 0.51252 | 0.74665 | 1.2481 | 0.40137 | 0.64356 | 2.1738 | 0.50057 | 0.57351
4428212 | VCUG | 5 | 01m_076010_393x248x546.dat | 0.0663;0.0663;0.1400 | 393;248;546 | (0.4895;69.3997;-4.3049) | 110 | 7.85 | 62 | 81.7835 | 60 | iodine | [138] | [50] | 0 | 5 | 65 | normal | none | 6.3724 | 4.6564 | 29.6726 | 26.0579 | 19.0409 | 496.1663 | 1.7553e-13 | 0.24358 | 0.0017265 | 0.049726 | 2.2873 | 0.0044445 | 0.9559 | 1.4723 | 0.092656 | 1.3612 | 0.003257 | 0.59038 | 0.085221 | 0.051989 | 0.0073434 | 1.0775 | 0.0082025 | 2.2443 | 0.23343 | 0.52167 | 0.034774 | 0.022228 | 2.8893 | 0.73228 | 1.0666 | 1.6269 | 0.51991 | 0.70389 | 2.8213 | 0.67707 | 0.80014
4428212 | VCUG | 5 | 01m_076010_393x248x546.dat | 0.0663;0.0663;0.1400 | 393;248;546 | (0.4895;69.3997;-4.3049) | 110 | 9.9905 | 69 | 81.7835 | 60 | iodine | [138] | [50] | 0 | 5 | 65 | normal | none | 6.3724 | 4.6564 | 29.6726 | 26.0579 | 19.0409 | 496.1663 | 1.6972e-13 | 0.28252 | 0.0021244 | 0.051468 | 2.4534 | 0.0044169 | 1.0397 | 1.6087 | 0.10942 | 1.4341 | 0.0041542 | 0.63258 | 0.098021 | 0.061738 | 0.0087197 | 1.1857 | 0.0098605 | 2.4259 | 0.26614 | 0.57465 | 0.042601 | 0.029248 | 3.1127 | 0.80269 | 1.1639 | 1.7101 | 0.54731 | 0.71097 | 2.985 | 0.72429 | 0.86556
4428212 | VCUG | 6 | 01m_076010_393x248x546.dat | 0.0663;0.0663;0.1400 | 393;248;546 | (-0.1549;69.7747;-4.3213) | 60 | 2.5 | 38 | 82.0179 | 60 | iodine | [138] | [75] | 0 | 5 | 65 | normal | none | 6.2672 | 4.6263 | 28.9938 | 25.7011 | 18.9719 | 487.5985 | 2.7527e-13 | 0.082868 | 0.0003347 | 0.011898 | 1.1723 | 0.00095328 | 0.27583 | 0.736 | 0.025844 | 0.68656 | 0.00047379 | 0.14455 | 0.025007 | 0.013149 | 0.0020051 | 0.76042 | 0.0020304 | 1.1142 | 0.13232 | 0.26393 | 0.0075591 | 0.005229 | 1.3419 | 0.33224 | 0.48322 | 0.92495 | 0.3096 | 0.60646 | 1.6117 | 0.36172 | 0.39005
4428212 | VCUG | 6 | 01m_076010_393x248x546.dat | 0.0663;0.0663;0.1400 | 393;248;546 | (-0.1549;69.7747;-4.3213) | 60 | 5.7448 | 47 | 82.0179 | 60 | iodine | [138] | [75] | 0 | 5 | 65 | normal | none | 6.2672 | 4.6263 | 28.9938 | 25.7011 | 18.9719 | 487.5985 | 1.7874e-13 | 0.19937 | 0.00092519 | 0.030488 | 2.0841 | 0.0015784 | 0.59684 | 1.3599 | 0.069346 | 1.2083 | 0.0021712 | 0.3249 | 0.064339 | 0.036002 | 0.0051784 | 1.3473 | 0.0052444 | 2.0945 | 0.27976 | 0.54743 | 0.022253 | 0.013704 | 2.5652 | 0.63988 | 0.94301 | 1.4865 | 0.49697 | 0.71589 | 2.6786 | 0.62691 | 0.72221
4428212 | VCUG | 6 | 01m_076010_393x248x546.dat | 0.0663;0.0663;0.1400 | 393;248;546 | (-0.1549;69.7747;-4.3213) | 60 | 6.3535 | 49 | 82.0179 | 60 | iodine | [138] | [75] | 0 | 5 | 65 | normal | none | 6.2672 | 4.6263 | 28.9938 | 25.7011 | 18.9719 | 487.5985 | 1.7066e-13 | 0.21547 | 0.0010849 | 0.032401 | 2.2056 | 0.002899 | 0.66265 | 1.4355 | 0.078447 | 1.2795 | 0.0017338 | 0.35521 | 0.072177 | 0.041533 | 0.0064806 | 1.4293 | 0.0056803 | 2.2285 | 0.30514 | 0.58964 | 0.025035 | 0.014109 | 2.7155 | 0.68624 | 1.0126 | 1.5567 | 0.51963 | 0.7262 | 2.8275 | 0.66524 | 0.7675
4428212 | VCUG | 6 | 01m_076010_393x248x546.dat | 0.0663;0.0663;0.1400 | 393;248;546 | (-0.1549;69.7747;-4.3213) | 80 | 2.9 | 44 | 82.0179 | 60 | iodine | [138] | [75] | 0 | 5 | 65 | normal | none | 6.2672 | 4.6263 | 28.9938 | 25.7011 | 18.9719 | 487.5985 | 2.4645e-13 | 0.1147 | 0.00057573 | 0.01804 | 1.3818 | 0.0012292 | 0.36857 | 0.87526 | 0.040051 | 0.80149 | 0.0026192 | 0.19366 | 0.037467 | 0.023016 | 0.003353 | 0.88601 | 0.0031757 | 1.3412 | 0.17071 | 0.33475 | 0.013032 | 0.0082864 | 1.6293 | 0.41035 | 0.59887 | 1.0435 | 0.34919 | 0.62597 | 1.8569 | 0.42325 | 0.46916
4428212 | VCUG | 6 | 01m_076010_393x248x546.dat | 0.0663;0.0663;0.1400 | 393;248;546 | (-0.1549;69.7747;-4.3213) | 80 | 7.702 | 57 | 82.0179 | 60 | iodine | [138] | [75] | 0 | 5 | 65 | normal | none | 6.2672 | 4.6263 | 28.9938 | 25.7011 | 18.9719 | 487.5985 | 1.6473e-13 | 0.25305 | 0.0015655 | 0.044 | 2.3441 | 0.0045822 | 0.73963 | 1.5311 | 0.097626 | 1.3492 | 0.00032381 | 0.40586 | 0.088192 | 0.051975 | 0.0084568 | 1.4904 | 0.0075699 | 2.3912 | 0.33168 | 0.65033 | 0.034596 | 0.020436 | 2.9304 | 0.75851 | 1.1138 | 1.6398 | 0.54149 | 0.73038 | 2.9317 | 0.70362 | 0.82801
4428212 | VCUG | 6 | 01m_076010_393x248x546.dat | 0.0663;0.0663;0.1400 | 393;248;546 | (-0.1549;69.7747;-4.3213) | 80 | 8.502 | 60 | 82.0179 | 60 | iodine | [138] | [75] | 0 | 5 | 65 | normal | none | 6.2672 | 4.6263 | 28.9938 | 25.7011 | 18.9719 | 487.5985 | 1.6065e-13 | 0.27805 | 0.0017473 | 0.050471 | 2.4302 | 0.0031305 | 0.79451 | 1.5857 | 0.10618 | 1.3926 | 0.0023861 | 0.43114 | 0.094733 | 0.062539 | 0.0092915 | 1.5285 | 0.0085564 | 2.4904 | 0.34906 | 0.67674 | 0.037645 | 0.025038 | 3.0714 | 0.79583 | 1.1678 | 1.691 | 0.55561 | 0.73439 | 3.0167 | 0.72915 | 0.86284
4428212 | VCUG | 6 | 01m_076010_393x248x546.dat | 0.0663;0.0663;0.1400 | 393;248;546 | (-0.1549;69.7747;-4.3213) | 110 | 3.9 | 52 | 82.0179 | 60 | iodine | [138] | [75] | 0 | 5 | 65 | normal | none | 6.2672 | 4.6263 | 28.9938 | 25.7011 | 18.9719 | 487.5985 | 2.2031e-13 | 0.15912 | 0.00099678 | 0.026574 | 1.6634 | 0.003154 | 0.48051 | 1.0611 | 0.058731 | 0.95003 | 0.0030838 | 0.25873 | 0.053289 | 0.033461 | 0.0043376 | 1.0503 | 0.0049462 | 1.6502 | 0.21635 | 0.42623 | 0.020601 | 0.01091 | 1.9978 | 0.51461 | 0.74812 | 1.2118 | 0.40285 | 0.65207 | 2.1548 | 0.50253 | 0.57338
4428212 | VCUG | 6 | 01m_076010_393x248x546.dat | 0.0663;0.0663;0.1400 | 393;248;546 | (-0.1549;69.7747;-4.3213) | 110 | 7.85 | 62 | 82.0179 | 60 | iodine | [138] | [75] | 0 | 5 | 65 | normal | none | 6.2672 | 4.6263 | 28.9938 | 25.7011 | 18.9719 | 487.5985 | 1.7595e-13 | 0.25516 | 0.0017105 | 0.04764 | 2.261 | 0.0040163 | 0.72761 | 1.4997 | 0.096382 | 1.2829 | 0.00037252 | 0.39299 | 0.086106 | 0.054298 | 0.0073335 | 1.4037 | 0.0083509 | 2.3074 | 0.31623 | 0.62138 | 0.035243 | 0.024198 | 2.8258 | 0.73483 | 1.0683 | 1.5875 | 0.52196 | 0.71305 | 2.8525 | 0.67943 | 0.80143
4428212 | VCUG | 6 | 01m_076010_393x248x546.dat | 0.0663;0.0663;0.1400 | 393;248;546 | (-0.1549;69.7747;-4.3213) | 110 | 9.9905 | 69 | 82.0179 | 60 | iodine | [138] | [75] | 0 | 5 | 65 | normal | none | 6.2672 | 4.6263 | 28.9938 | 25.7011 | 18.9719 | 487.5985 | 1.7012e-13 | 0.28191 | 0.0021501 | 0.056316 | 2.4223 | 0.0045193 | 0.81189 | 1.6387 | 0.11247 | 1.362 | 0.0020752 | 0.44083 | 0.099588 | 0.065318 | 0.0091065 | 1.4824 | 0.010073 | 2.4927 | 0.34438 | 0.67135 | 0.042848 | 0.028593 | 3.0796 | 0.80547 | 1.1658 | 1.6726 | 0.54987 | 0.71878 | 2.994 | 0.72257 | 0.86795
4428212 | VCUG | 7 | 01m_076010_393x248x546.dat | 0.0663;0.0663;0.1400 | 393;248;546 | (-0.1549;69.7747;-4.3213) | 60 | 2.5 | 38 | 82.0179 | 60 | iodine | [138] | [100] | 1 | 5 | 65 | normal | none | 6.2672 | 4.6263 | 28.9938 | 25.7011 | 18.9719 | 487.5985 | 2.7527e-13 | 0.083144 | 0.00033449 | 0.011773 | 1.1708 | 0.00095328 | 0.27532 | 0.73517 | 0.025831 | 0.68642 | 0.00047379 | 0.14448 | 0.024989 | 0.013116 | 0.0020051 | 0.76038 | 0.0020322 | 1.1131 | 0.1323 | 0.26383 | 0.0075428 | 0.005229 | 1.3119 | 0.33196 | 0.48283 | 0.92454 | 0.30931 | 0.60634 | 1.6057 | 0.36117 | 0.38846
4428212 | VCUG | 7 | 01m_076010_393x248x546.dat | 0.0663;0.0663;0.1400 | 393;248;546 | (-0.1549;69.7747;-4.3213) | 60 | 5.7448 | 47 | 82.0179 | 60 | iodine | [138] | [100] | 1 | 5 | 65 | normal | none | 6.2672 | 4.6263 | 28.9938 | 25.7011 | 18.9719 | 487.5985 | 1.7874e-13 | 0.19937 | 0.00092575 | 0.030381 | 2.0816 | 0.0015784 | 0.59634 | 1.3558 | 0.069313 | 1.2078 | 0.0021712 | 0.32472 | 0.064339 | 0.036002 | 0.0052818 | 1.3473 | 0.005229 | 2.0915 | 0.2797 | 0.54713 | 0.022248 | 0.013739 | 2.5129 | 0.63919 | 0.94201 | 1.4853 | 0.49625 | 0.71561 | 2.6487 | 0.62439 | 0.71904
4428212 | VCUG | 7 | 01m_076010_393x248x546.dat | 0.0663;0.0663;0.1400 | 393;248;546 | (-0.1549;69.7747;-4.3213) | 60 | 6.3535 | 49 | 82.0179 | 60 | iodine | [138] | [100] | 1 | 5 | 65 | normal | none | 6.2672 | 4.6263 | 28.9938 | 25.7011 | 18.9719 | 487.5985 | 1.7066e-13 | 0.21533 | 0.001085 | 0.032397 | 2.2031 | 0.002899 | 0.66318 | 1.4255 | 0.078418 | 1.2791 | 0.0017338 | 0.35504 | 0.07213 | 0.041527 | 0.0064718 | 1.4291 | 0.005695 | 2.2247 | 0.30494 | 0.58952 | 0.025012 | 0.014145 | 2.665 | 0.68543 | 1.0114 | 1.5555 | 0.51888 | 0.72581 | 2.7849 | 0.66178 | 0.76382
4428212 | VCUG | 7 | 01m_076010_393x248x546.dat | 0.0663;0.0663;0.1400 | 393;248;546 | (-0.1549;69.7747;-4.3213) | 80 | 2.9 | 44 | 82.0179 | 60 | iodine | [138] | [100] | 1 | 5 | 65 | normal | none | 6.2672 | 4.6263 | 28.9938 | 25.7011 | 18.9719 | 487.5985 | 2.4645e-13 | 0.11481 | 0.00057686 | 0.018027 | 1.3803 | 0.0012292 | 0.36794 | 0.86937 | 0.040024 | 0.80129 | 0.0026192 | 0.19355 | 0.037454 | 0.023019 | 0.0034339 | 0.88573 | 0.0031839 | 1.3392 | 0.17072 | 0.33468 | 0.012995 | 0.0082864 | 1.599 | 0.40993 | 0.59827 | 1.0427 | 0.34882 | 0.62577 | 1.833 | 0.42125 | 0.46699
4428212 | VCUG | 7 | 01m_076010_393x248x546.dat | 0.0663;0.0663;0.1400 | 393;248;546 | (-0.1549;69.7747;-4.3213) | 80 | 7.702 | 57 | 82.0179 | 60 | iodine | [138] | [100] | 1 | 5 | 65 | normal | none | 6.2672 | 4.6263 | 28.9938 | 25.7011 | 18.9719 | 487.5985 | 1.6473e-13 | 0.25263 | 0.0015653 | 0.043899 | 2.3406 | 0.0046119 | 0.73763 | 1.5197 | 0.09748 | 1.3484 | 0.00032381 | 0.40564 | 0.088107 | 0.051766 | 0.0084617 | 1.4897 | 0.0075638 | 2.3867 | 0.33172 | 0.64973 | 0.034633 | 0.020436 | 2.8738 | 0.75753 | 1.1124 | 1.639 | 0.54065 | 0.72993 | 2.8978 | 0.70056 | 0.82381
4428212 | VCUG | 7 | 01m_076010_393x248x546.dat | 0.0663;0.0663;0.1400 | 393;248;546 | (-0.1549;69.7747;-4.3213) | 80 | 8.502 | 60 | 82.0179 | 60 | iodine | [138] | [100] | 1 | 5 | 65 | normal | none | 6.2672 | 4.6263 | 28.9938 | 25.7011 | 18.9719 | 487.5985 | 1.6065e-13 | 0.27785 | 0.0017463 | 0.050513 | 2.4252 | 0.0031615 | 0.79408 | 1.5798 | 0.10602 | 1.392 | 0.0023861 | 0.4308 | 0.094683 | 0.062539 | 0.0093973 | 1.5274 | 0.0085589 | 2.4853 | 0.34918 | 0.67643 | 0.037686 | 0.02503 | 3.012 | 0.79472 | 1.1662 | 1.6898 | 0.55465 | 0.73398 | 2.9777 | 0.72581 | 0.85879
4428212 | VCUG | 7 | 01m_076010_393x248x546.dat | 0.0663;0.0663;0.1400 | 393;248;546 | (-0.1549;69.7747;-4.3213) | 110 | 3.9 | 52 | 82.0179 | 60 | iodine | [138] | [100] | 1 | 5 | 65 | normal | none | 6.2672 | 4.6263 | 28.9938 | 25.7011 | 18.9719 | 487.5985 | 2.2031e-13 | 0.15888 | 0.00099655 | 0.026474 | 1.6624 | 0.003154 | 0.48087 | 1.06 | 0.05864 | 0.9498 | 0.0030838 | 0.25857 | 0.053243 | 0.033391 | 0.004331 | 1.05 | 0.0049526 | 1.6477 | 0.21618 | 0.42613 | 0.020533 | 0.01091 | 1.9632 | 0.514 | 0.74725 | 1.2106 | 0.4023 | 0.65177 | 2.1362 | 0.50091 | 0.57147
4428212 | VCUG | 7 | 01m_076010_393x248x546.dat | 0.0663;0.0663;0.1400 | 393;248;546 | (-0.1549;69.7747;-4.3213) | 110 | 7.85 | 62 | 82.0179 | 60 | iodine | [138] | [100] | 1 | 5 | 65 | normal | none | 6.2672 | 4.6263 | 28.9938 | 25.7011 | 18.9719 | 487.5985 | 1.7595e-13 | 0.25512 | 0.0017106 | 0.047523 | 2.2578 | 0.0040163 | 0.72897 | 1.4897 | 0.096319 | 1.2822 | 0.00037252 | 0.39268 | 0.086066 | 0.054531 | 0.0073335 | 1.4035 | 0.0083469 | 2.3035 | 0.31619 | 0.62133 | 0.035229 | 0.0242 | 2.774 | 0.73383 | 1.0668 | 1.5859 | 0.52113 | 0.71268 | 2.8248 | 0.67716 | 0.79774
4428212 | VCUG | 7 | 01m_076010_393x248x546.dat | 0.0663;0.0663;0.1400 | 393;248;546 | (-0.1549;69.7747;-4.3213) | 110 | 9.9905 | 69 | 82.0179 | 60 | iodine | [138] | [100] | 1 | 5 | 65 | normal | none | 6.2672 | 4.6263 | 28.9938 | 25.7011 | 18.9719 | 487.5985 | 1.7012e-13 | 0.28147 | 0.0021469 | 0.056136 | 2.418 | 0.0045006 | 0.81213 | 1.6371 | 0.1123 | 1.3614 | 0.0020752 | 0.44046 | 0.0995 | 0.065177 | 0.0091341 | 1.4816 | 0.010065 | 2.4888 | 0.3442 | 0.67111 | 0.042788 | 0.028606 | 3.0138 | 0.80431 | 1.1641 | 1.6709 | 0.54896 | 0.71834 | 2.9939 | 0.72221 | 0.86438
4428212 | VCUG | 8 | 01m_076010_393x248x546.dat | 0.0663;0.0663;0.1400 | 393;248;546 | (0.4895;69.3997;-4.3049) | 60 | 2.5 | 38 | 81.7835 | 60 | iodine | [138] | [100] | 1 | 5 | 65 | normal | none | 6.3724 | 4.6564 | 29.6726 | 26.0579 | 19.0409 | 496.1663 | 2.7461e-13 | 0.089464 | 0.00031982 | 0.011545 | 1.1979 | 0.00077862 | 0.43909 | 0.72276 | 0.023871 | 0.75317 | 6.4545e-05 | 0.29844 | 0.024554 | 0.013618 | 0.0016531 | 0.45162 | 0.0017317 | 1.0636 | 0.082592 | 0.19582 | 0.0077072 | 0.0038199 | 1.3164 | 0.33001 | 0.48104 | 0.95858 | 0.30797 | 0.59863 | 1.579 | 0.35595 | 0.38783
4428212 | VCUG | 8 | 01m_076010_393x248x546.dat | 0.0663;0.0663;0.1400 | 393;248;546 | (0.4895;69.3997;-4.3049) | 60 | 5.7448 | 47 | 81.7835 | 60 | iodine | [138] | [100] | 1 | 5 | 65 | normal | none | 6.3724 | 4.6564 | 29.6726 | 26.0579 | 19.0409 | 496.1663 | 1.7831e-13 | 0.19659 | 0.00090688 | 0.029592 | 2.1058 | 0.0028839 | 0.86404 | 1.3449 | 0.065239 | 1.2894 | 0.00030212 | 0.53956 | 0.062474 | 0.036502 | 0.0034409 | 0.93481 | 0.0048813 | 2.0111 | 0.18901 | 0.4321 | 0.021792 | 0.011952 | 2.494 | 0.63674 | 0.94033 | 1.5165 | 0.49386 | 0.70678 | 2.6385 | 0.62049 | 0.71386
4428212 | VCUG | 8 | 01m_076010_393x248x546.dat | 0.0663;0.0663;0.1400 | 393;248;546 | (0.4895;69.3997;-4.3049) | 60 | 6.3535 | 49 | 81.7835 | 60 | iodine | [138] | [100] | 1 | 5 | 65 | normal | none | 6.3724 | 4.6564 | 29.6726 | 26.0579 | 19.0409 | 496.1663 | 1.7026e-13 | 0.21496 | 0.0010367 | 0.033298 | 2.2247 | 0.0032778 | 0.9253 | 1.4008 | 0.073136 | 1.3589 | 0.0017912 | 0.57403 | 0.06977 | 0.043932 | 0.0040857 | 1.0101 | 0.0061483 | 2.144 | 0.20783 | 0.47331 | 0.025659 | 0.016215 | 2.6585 | 0.68281 | 1.0097 | 1.5897 | 0.51606 | 0.71752 | 2.7351 | 0.65411 | 0.75767
4428212 | VCUG | 8 | 01m_076010_393x248x546.dat | 0.0663;0.0663;0.1400 | 393;248;546 | (0.4895;69.3997;-4.3049) | 80 | 2.9 | 44 | 81.7835 | 60 | iodine | [138] | [100] | 1 | 5 | 65 | normal | none | 6.3724 | 4.6564 | 29.6726 | 26.0579 | 19.0409 | 496.1663 | 2.4587e-13 | 0.11695 | 0.00058096 | 0.017859 | 1.3985 | 0.0018216 | 0.537 | 0.86384 | 0.037587 | 0.87039 | 0.0010441 | 0.35547 | 0.036246 | 0.021906 | 0.0034467 | 0.57604 | 0.0030649 | 1.2861 | 0.11246 | 0.25995 | 0.013004 | 0.0071624 | 1.5942 | 0.40761 | 0.59611 | 1.0811 | 0.3472 | 0.61871 | 1.7914 | 0.41536 | 0.46471
4428212 | VCUG | 8 | 01m_076010_393x248x546.dat | 0.0663;0.0663;0.1400 | 393;248;546 | (0.4895;69.3997;-4.3049) | 80 | 7.702 | 57 | 81.7835 | 60 | iodine | [138] | [100] | 1 | 5 | 65 | normal | none | 6.3724 | 4.6564 | 29.6726 | 26.0579 | 19.0409 | 496.1663 | 1.6434e-13 | 0.2515 | 0.0015474 | 0.042567 | 2.3622 | 0.0035706 | 0.99019 | 1.5008 | 0.092959 | 1.4237 | 0.00035735 | 0.61743 | 0.087075 | 0.055089 | 0.0074899 | 1.1115 | 0.0083168 | 2.3136 | 0.24279 | 0.53684 | 0.033111 | 0.02232 | 2.8635 | 0.75422 | 1.1098 | 1.672 | 0.53752 | 0.72002 | 2.8532 | 0.69504 | 0.81814
4428212 | VCUG | 8 | 01m_076010_393x248x546.dat | 0.0663;0.0663;0.1400 | 393;248;546 | (0.4895;69.3997;-4.3049) | 80 | 8.502 | 60 | 81.7835 | 60 | iodine | [138] | [100] | 1 | 5 | 65 | normal | none | 6.3724 | 4.6564 | 29.6726 | 26.0579 | 19.0409 | 496.1663 | 1.6027e-13 | 0.26614 | 0.0017432 | 0.048947 | 2.4524 | 0.0037492 | 1.0327 | 1.5748 | 0.10155 | 1.4665 | 0.001853 | 0.64166 | 0.093355 | 0.059599 | 0.0075073 | 1.1649 | 0.0092306 | 2.4045 | 0.25745 | 0.56874 | 0.036802 | 0.023825 | 2.9911 | 0.7907 | 1.1626 | 1.712 | 0.55166 | 0.72374 | 2.9192 | 0.71739 | 0.85419
4428212 | VCUG | 8 | 01m_076010_393x248x546.dat | 0.0663;0.0663;0.1400 | 393;248;546 | (0.4895;69.3997;-4.3049) | 110 | 3.9 | 52 | 81.7835 | 60 | iodine | [138] | [100] | 1 | 5 | 65 | normal | none | 6.3724 | 4.6564 | 29.6726 | 26.0579 | 19.0409 | 496.1663 | 2.1979e-13 | 0.15547 | 0.000993 | 0.027369 | 1.6773 | 0.0021388 | 0.65368 | 1.0481 | 0.056423 | 1.0192 | 0.0014734 | 0.42906 | 0.052492 | 0.032332 | 0.0041138 | 0.73535 | 0.0050403 | 1.5848 | 0.15189 | 0.34238 | 0.020725 | 0.012669 | 1.9731 | 0.51118 | 0.74471 | 1.2471 | 0.40016 | 0.64292 | 2.1569 | 0.4989 | 0.56883
4428212 | VCUG | 8 | 01m_076010_393x248x546.dat | 0.0663;0.0663;0.1400 | 393;248;546 | (0.4895;69.3997;-4.3049) | 110 | 7.85 | 62 | 81.7835 | 60 | iodine | [138] | [100] | 1 | 5 | 65 | normal | none | 6.3724 | 4.6564 | 29.6726 | 26.0579 | 19.0409 | 496.1663 | 1.7553e-13 | 0.2428 | 0.0017244 | 0.049416 | 2.282 | 0.0042435 | 0.9547 | 1.4578 | 0.092428 | 1.3599 | 0.003257 | 0.58981 | 0.085011 | 0.051689 | 0.0073434 | 1.0761 | 0.0081695 | 2.2338 | 0.23284 | 0.52071 | 0.03485 | 0.022196 | 2.7787 | 0.73014 | 1.0635 | 1.6236 | 0.51809 | 0.70304 | 2.7551 | 0.67116 | 0.79269
4428212 | VCUG | 8 | 01m_076010_393x248x546.dat | 0.0663;0.0663;0.1400 | 393;248;546 | (0.4895;69.3997;-4.3049) | 110 | 9.9905 | 69 | 81.7835 | 60 | iodine | [138] | [100] | 1 | 5 | 65 | normal | none | 6.3724 | 4.6564 | 29.6726 | 26.0579 | 19.0409 | 496.1663 | 1.6972e-13 | 0.28153 | 0.0021218 | 0.051596 | 2.4468 | 0.0044006 | 1.0372 | 1.5859 | 0.10925 | 1.4322 | 0.0041542 | 0.63187 | 0.097821 | 0.061808 | 0.0087097 | 1.1841 | 0.0098375 | 2.4147 | 0.26583 | 0.57319 | 0.042588 | 0.029158 | 3.0087 | 0.80026 | 1.1604 | 1.7065 | 0.54528 | 0.70999 | 2.9386 | 0.71973 | 0.85768
4428212 | VCUG | 9 | 01m_076010_393x248x546.dat | 0.0663;0.0663;0.1400 | 393;248;546 | (-0.1549;69.7747;-4.3213) | 60 | 2.5 | 38 | 82.0179 | 60 | iodine | [138] | [100] | 1 | 5 | 65 | normal | none | 6.2672 | 4.6263 | 28.9938 | 25.7011 | 18.9719 | 487.5985 | 2.7527e-13 | 0.083144 | 0.00033449 | 0.011773 | 1.1708 | 0.00095328 | 0.27532 | 0.73517 | 0.025831 | 0.68642 | 0.00047379 | 0.14448 | 0.024989 | 0.013116 | 0.0020051 | 0.76038 | 0.0020322 | 1.1131 | 0.1323 | 0.26383 | 0.0075428 | 0.005229 | 1.3119 | 0.33196 | 0.48283 | 0.92454 | 0.30931 | 0.60634 | 1.6057 | 0.36117 | 0.38846
4428212 | VCUG | 9 | 01m_076010_393x248x546.dat | 0.0663;0.0663;0.1400 | 393;248;546 | (-0.1549;69.7747;-4.3213) | 60 | 5.7448 | 47 | 82.0179 | 60 | iodine | [138] | [100] | 1 | 5 | 65 | normal | none | 6.2672 | 4.6263 | 28.9938 | 25.7011 | 18.9719 | 487.5985 | 1.7874e-13 | 0.19937 | 0.00092575 | 0.030381 | 2.0816 | 0.0015784 | 0.59634 | 1.3558 | 0.069313 | 1.2079 | 0.0021712 | 0.32472 | 0.064339 | 0.036002 | 0.0052818 | 1.3473 | 0.005229 | 2.0915 | 0.27971 | 0.54713 | 0.022248 | 0.013739 | 2.5129 | 0.63919 | 0.94201 | 1.4854 | 0.49625 | 0.71561 | 2.6487 | 0.6244 | 0.71904
4428212 | VCUG | 9 | 01m_076010_393x248x546.dat | 0.0663;0.0663;0.1400 | 393;248;546 | (-0.1549;69.7747;-4.3213) | 60 | 6.3535 | 49 | 82.0179 | 60 | iodine | [138] | [100] | 1 | 5 | 65 | normal | none | 6.2672 | 4.6263 | 28.9938 | 25.7011 | 18.9719 | 487.5985 | 1.7066e-13 | 0.21533 | 0.001085 | 0.032397 | 2.2031 | 0.002899 | 0.66318 | 1.4255 | 0.078418 | 1.2791 | 0.0017338 | 0.35504 | 0.07213 | 0.041527 | 0.0064718 | 1.4291 | 0.005695 | 2.2247 | 0.30494 | 0.58952 | 0.025012 | 0.014145 | 2.665 | 0.68543 | 1.0114 | 1.5555 | 0.51888 | 0.72581 | 2.7849 | 0.66178 | 0.76382
4428212 | VCUG | 9 | 01m_076010_393x248x546.dat | 0.0663;0.0663;0.1400 | 393;248;546 | (-0.1549;69.7747;-4.3213) | 80 | 2.9 | 44 | 82.0179 | 60 | iodine | [138] | [100] | 1 | 5 | 65 | normal | none | 6.2672 | 4.6263 | 28.9938 | 25.7011 | 18.9719 | 487.5985 | 2.4645e-13 | 0.11481 | 0.00057686 | 0.018027 | 1.3803 | 0.0012292 | 0.36794 | 0.86937 | 0.040024 | 0.80129 | 0.0026192 | 0.19355 | 0.037454 | 0.023019 | 0.0034339 | 0.88573 | 0.0031839 | 1.3392 | 0.17072 | 0.33468 | 0.012995 | 0.0082864 | 1.599 | 0.40993 | 0.59827 | 1.0427 | 0.34882 | 0.62577 | 1.833 | 0.42125 | 0.46699
4428212 | VCUG | 9 | 01m_076010_393x248x546.dat | 0.0663;0.0663;0.1400 | 393;248;546 | (-0.1549;69.7747;-4.3213) | 80 | 7.702 | 57 | 82.0179 | 60 | iodine | [138] | [100] | 1 | 5 | 65 | normal | none | 6.2672 | 4.6263 | 28.9938 | 25.7011 | 18.9719 | 487.5985 | 1.6473e-13 | 0.25263 | 0.0015653 | 0.043899 | 2.3406 | 0.0046119 | 0.73763 | 1.5197 | 0.09748 | 1.3484 | 0.00032381 | 0.40564 | 0.088107 | 0.051766 | 0.0084617 | 1.4897 | 0.0075638 | 2.3867 | 0.33172 | 0.64973 | 0.034633 | 0.020436 | 2.8738 | 0.75753 | 1.1124 | 1.639 | 0.54065 | 0.72993 | 2.8978 | 0.70056 | 0.82381
4428212 | VCUG | 9 | 01m_076010_393x248x546.dat | 0.0663;0.0663;0.1400 | 393;248;546 | (-0.1549;69.7747;-4.3213) | 80 | 8.502 | 60 | 82.0179 | 60 | iodine | [138] | [100] | 1 | 5 | 65 | normal | none | 6.2672 | 4.6263 | 28.9938 | 25.7011 | 18.9719 | 487.5985 | 1.6065e-13 | 0.27785 | 0.0017463 | 0.050513 | 2.4252 | 0.0031615 | 0.79408 | 1.5798 | 0.10602 | 1.392 | 0.0023861 | 0.4308 | 0.094683 | 0.062539 | 0.0093973 | 1.5274 | 0.0085589 | 2.4853 | 0.34918 | 0.67643 | 0.037686 | 0.02503 | 3.012 | 0.79472 | 1.1662 | 1.6898 | 0.55465 | 0.73398 | 2.9777 | 0.72581 | 0.85879
4428212 | VCUG | 9 | 01m_076010_393x248x546.dat | 0.0663;0.0663;0.1400 | 393;248;546 | (-0.1549;69.7747;-4.3213) | 110 | 3.9 | 52 | 82.0179 | 60 | iodine | [138] | [100] | 1 | 5 | 65 | normal | none | 6.2672 | 4.6263 | 28.9938 | 25.7011 | 18.9719 | 487.5985 | 2.2031e-13 | 0.15888 | 0.00099655 | 0.026474 | 1.6624 | 0.003154 | 0.48087 | 1.06 | 0.05864 | 0.9498 | 0.0030838 | 0.25857 | 0.053243 | 0.033391 | 0.004331 | 1.05 | 0.0049526 | 1.6477 | 0.21618 | 0.42613 | 0.020533 | 0.01091 | 1.9632 | 0.514 | 0.74725 | 1.2106 | 0.4023 | 0.65177 | 2.1362 | 0.50091 | 0.57147
4428212 | VCUG | 9 | 01m_076010_393x248x546.dat | 0.0663;0.0663;0.1400 | 393;248;546 | (-0.1549;69.7747;-4.3213) | 110 | 7.85 | 62 | 82.0179 | 60 | iodine | [138] | [100] | 1 | 5 | 65 | normal | none | 6.2672 | 4.6263 | 28.9938 | 25.7011 | 18.9719 | 487.5985 | 1.7595e-13 | 0.25512 | 0.0017106 | 0.047523 | 2.2578 | 0.0040163 | 0.72897 | 1.4897 | 0.096319 | 1.2822 | 0.00037252 | 0.39268 | 0.086066 | 0.054531 | 0.0073335 | 1.4035 | 0.0083469 | 2.3035 | 0.31619 | 0.62133 | 0.035229 | 0.0242 | 2.774 | 0.73383 | 1.0668 | 1.5859 | 0.52113 | 0.71268 | 2.8248 | 0.67716 | 0.79774
4428212 | VCUG | 9 | 01m_076010_393x248x546.dat | 0.0663;0.0663;0.1400 | 393;248;546 | (-0.1549;69.7747;-4.3213) | 110 | 9.9905 | 69 | 82.0179 | 60 | iodine | [138] | [100] | 1 | 5 | 65 | normal | none | 6.2672 | 4.6263 | 28.9938 | 25.7011 | 18.9719 | 487.5985 | 1.7012e-13 | 0.28147 | 0.0021469 | 0.056136 | 2.418 | 0.0045006 | 0.81213 | 1.637 | 0.1123 | 1.3614 | 0.0020752 | 0.44046 | 0.0995 | 0.065177 | 0.0091341 | 1.4816 | 0.010065 | 2.4888 | 0.3442 | 0.67111 | 0.042788 | 0.028606 | 3.0138 | 0.80431 | 1.1641 | 1.6709 | 0.54896 | 0.71834 | 2.9939 | 0.72221 | 0.86438
4428212 | VCUG | 10 | 01m_076010_393x248x546.dat | 0.0663;0.0663;0.1400 | 393;248;546 | (-0.1549;69.7747;-4.3213) | 60 | 2.5 | 38 | 82.0179 | 60 | iodine | [138] | [70] | 0 | 5 | 65 | normal | none | 6.2672 | 4.6263 | 28.9938 | 25.7011 | 18.9719 | 487.5985 | 2.7527e-13 | 0.082904 | 0.00033465 | 0.011786 | 1.1726 | 0.00095328 | 0.27636 | 0.73724 | 0.025823 | 0.68663 | 0.00047379 | 0.14456 | 0.025009 | 0.013149 | 0.0020098 | 0.76045 | 0.0020218 | 1.1147 | 0.13234 | 0.26391 | 0.0075588 | 0.005229 | 1.3479 | 0.3323 | 0.4833 | 0.92492 | 0.30965 | 0.60646 | 1.6131 | 0.36188 | 0.39043
4428212 | VCUG | 10 | 01m_076010_393x248x546.dat | 0.0663;0.0663;0.1400 | 393;248;546 | (-0.1549;69.7747;-4.3213) | 60 | 5.7448 | 47 | 82.0179 | 60 | iodine | [138] | [70] | 0 | 5 | 65 | normal | none | 6.2672 | 4.6263 | 28.9938 | 25.7011 | 18.9719 | 487.5985 | 1.7874e-13 | 0.19951 | 0.00092531 | 0.030503 | 2.0849 | 0.0015784 | 0.59807 | 1.3615 | 0.069346 | 1.2083 | 0.0021712 | 0.32496 | 0.064356 | 0.036002 | 0.0051857 | 1.3474 | 0.005229 | 2.0954 | 0.27971 | 0.54721 | 0.022294 | 0.013704 | 2.5755 | 0.64007 | 0.94327 | 1.4865 | 0.49712 | 0.71589 | 2.6741 | 0.62669 | 0.72283
4428212 | VCUG | 10 | 01m_076010_393x248x546.dat | 0.0663;0.0663;0.1400 | 393;248;546 | (-0.1549;69.7747;-4.3213) | 60 | 6.3535 | 49 | 82.0179 | 60 | iodine | [138] | [70] | 0 | 5 | 65 | normal | none | 6.2672 | 4.6263 | 28.9938 | 25.7011 | 18.9719 | 487.5985 | 1.7066e-13 | 0.21569 | 0.0010847 | 0.032375 | 2.2066 | 0.002899 | 0.66394 | 1.4358 | 0.078423 | 1.2796 | 0.0017338 | 0.35527 | 0.072165 | 0.041465 | 0.0064718 | 1.4292 | 0.0056803 | 2.2294 | 0.30517 | 0.58952 | 0.025088 | 0.014109 | 2.7296 | 0.68641 | 1.0129 | 1.557 | 0.51984 | 0.72629 | 2.8283 | 0.66544 | 0.76824
4428212 | VCUG | 10 | 01m_076010_393x248x546.dat | 0.0663;0.0663;0.1400 | 393;248;546 | (-0.1549;69.7747;-4.3213) | 80 | 2.9 | 44 | 82.0179 | 60 | iodine | [138] | [70] | 0 | 5 | 65 | normal | none | 6.2672 | 4.6263 | 28.9938 | 25.7011 | 18.9719 | 487.5985 | 2.4645e-13 | 0.11482 | 0.00057642 | 0.018162 | 1.3819 | 0.0012292 | 0.36877 | 0.87721 | 0.040071 | 0.80153 | 0.0026192 | 0.19367 | 0.037483 | 0.023012 | 0.0034374 | 0.88585 | 0.0031746 | 1.3416 | 0.17071 | 0.33488 | 0.013023 | 0.0082864 | 1.6433 | 0.41044 | 0.599 | 1.0437 | 0.34927 | 0.62604 | 1.8626 | 0.42374 | 0.46999
4428212 | VCUG | 10 | 01m_076010_393x248x546.dat | 0.0663;0.0663;0.1400 | 393;248;546 | (-0.1549;69.7747;-4.3213) | 80 | 7.702 | 57 | 82.0179 | 60 | iodine | [138] | [70] | 0 | 5 | 65 | normal | none | 6.2672 | 4.6263 | 28.9938 | 25.7011 | 18.9719 | 487.5985 | 1.6473e-13 | 0.25282 | 0.0015672 | 0.043976 | 2.3451 | 0.0046013 | 0.7406 | 1.5339 | 0.097614 | 1.3493 | 0.00032381 | 0.40596 | 0.088174 | 0.052014 | 0.0084568 | 1.4905 | 0.0075778 | 2.3926 | 0.33176 | 0.65003 | 0.034602 | 0.020437 | 2.9395 | 0.75877 | 1.1142 | 1.6403 | 0.5417 | 0.73053 | 2.9402 | 0.70441 | 0.82882
4428212 | VCUG | 10 | 01m_076010_393x248x546.dat | 0.0663;0.0663;0.1400 | 393;248;546 | (-0.1549;69.7747;-4.3213) | 80 | 8.502 | 60 | 82.0179 | 60 | iodine | [138] | [70] | 0 | 5 | 65 | normal | none | 6.2672 | 4.6263 | 28.9938 | 25.7011 | 18.9719 | 487.5985 | 1.6065e-13 | 0.27792 | 0.0017455 | 0.050668 | 2.4308 | 0.0031305 | 0.79458 | 1.5882 | 0.10619 | 1.3928 | 0.0023861 | 0.43121 | 0.094714 | 0.062495 | 0.0092915 | 1.5288 | 0.0085539 | 2.4904 | 0.34911 | 0.67668 | 0.037617 | 0.025331 | 3.077 | 0.79608 | 1.1682 | 1.6915 | 0.55588 | 0.73455 | 3.013 | 0.72895 | 0.86338
4428212 | VCUG | 10 | 01m_076010_393x248x546.dat | 0.0663;0.0663;0.1400 | 393;248;546 | (-0.1549;69.7747;-4.3213) | 110 | 3.9 | 52 | 82.0179 | 60 | iodine | [138] | [70] | 0 | 5 | 65 | normal | none | 6.2672 | 4.6263 | 28.9938 | 25.7011 | 18.9719 | 487.5985 | 2.2031e-13 | 0.15925 | 0.00099732 | 0.02649 | 1.664 | 0.003154 | 0.48173 | 1.0604 | 0.058699 | 0.95003 | 0.0030838 | 0.25877 | 0.053311 | 0.033391 | 0.004346 | 1.0504 | 0.0049585 | 1.6505 | 0.2164 | 0.42627 | 0.020607 | 0.010911 | 2.0109 | 0.51474 | 0.7483 | 1.2116 | 0.40297 | 0.65204 | 2.1552 | 0.50265 | 0.57395
4428212 | VCUG | 10 | 01m_076010_393x248x546.dat | 0.0663;0.0663;0.1400 | 393;248;546 | (-0.1549;69.7747;-4.3213) | 110 | 7.85 | 62 | 82.0179 | 60 | iodine | [138] | [70] | 0 | 5 | 65 | normal | none | 6.2672 | 4.6263 | 28.9938 | 25.7011 | 18.9719 | 487.5985 | 1.7595e-13 | 0.25516 | 0.0017113 | 0.047961 | 2.2612 | 0.0040208 | 0.72903 | 1.499 | 0.09641 | 1.283 | 0.00037252 | 0.39307 | 0.086129 | 0.054349 | 0.0073335 | 1.4037 | 0.0083509 | 2.3077 | 0.31619 | 0.62138 | 0.035186 | 0.024457 | 2.8318 | 0.73504 | 1.0686 | 1.5874 | 0.52221 | 0.71324 | 2.8583 | 0.68 | 0.80179
4428212 | VCUG | 10 | 01m_076010_393x248x546.dat | 0.0663;0.0663;0.1400 | 393;248;546 | (-0.1549;69.7747;-4.3213) | 110 | 9.9905 | 69 | 82.0179 | 60 | iodine | [138] | [70] | 0 | 5 | 65 | normal | none | 6.2672 | 4.6263 | 28.9938 | 25.7011 | 18.9719 | 487.5985 | 1.7012e-13 | 0.28193 | 0.0021483 | 0.056543 | 2.423 | 0.0045193 | 0.81089 | 1.6448 | 0.11258 | 1.362 | 0.0020752 | 0.44096 | 0.0996 | 0.065242 | 0.0091317 | 1.4826 | 0.010092 | 2.4937 | 0.34445 | 0.6717 | 0.042835 | 0.028602 | 3.0846 | 0.80573 | 1.1662 | 1.6723 | 0.55007 | 0.71887 | 3.0024 | 0.72316 | 0.8689
4428212 | VCUG | 11 | 01m_076010_393x248x546.dat | 0.0663;0.0663;0.1400 | 393;248;546 | (-0.1549;69.7747;-4.3213) | 60 | 2.5 | 38 | 82.0179 | 60 | iodine | [138] | [50] | 1 | 5 | 65 | normal | none | 6.2672 | 4.6263 | 28.9938 | 25.7011 | 18.9719 | 487.5985 | 2.7527e-13 | 0.082995 | 0.00033453 | 0.011788 | 1.1738 | 0.00095328 | 0.27594 | 0.74207 | 0.025827 | 0.68674 | 0.00047379 | 0.14463 | 0.025013 | 0.013111 | 0.0020051 | 0.76056 | 0.0020412 | 1.1161 | 0.13236 | 0.2639 | 0.0075657 | 0.005229 | 1.3798 | 0.33262 | 0.48375 | 0.92536 | 0.30998 | 0.60664 | 1.6314 | 0.36334 | 0.39245
4428212 | VCUG | 11 | 01m_076010_393x248x546.dat | 0.0663;0.0663;0.1400 | 393;248;546 | (-0.1549;69.7747;-4.3213) | 60 | 5.7448 | 47 | 82.0179 | 60 | iodine | [138] | [50] | 1 | 5 | 65 | normal | none | 6.2672 | 4.6263 | 28.9938 | 25.7011 | 18.9719 | 487.5985 | 1.7874e-13 | 0.19979 | 0.00092642 | 0.030851 | 2.0867 | 0.0017939 | 0.59651 | 1.3678 | 0.069402 | 1.2086 | 0.0021712 | 0.32517 | 0.064378 | 0.036208 | 0.0051779 | 1.3479 | 0.005229 | 2.099 | 0.27996 | 0.54762 | 0.022297 | 0.013741 | 2.6193 | 0.64089 | 0.94445 | 1.4872 | 0.49789 | 0.71626 | 2.6992 | 0.62874 | 0.72577
4428212 | VCUG | 11 | 01m_076010_393x248x546.dat | 0.0663;0.0663;0.1400 | 393;248;546 | (-0.1549;69.7747;-4.3213) | 60 | 6.3535 | 49 | 82.0179 | 60 | iodine | [138] | [50] | 1 | 5 | 65 | normal | none | 6.2672 | 4.6263 | 28.9938 | 25.7011 | 18.9719 | 487.5985 | 1.7066e-13 | 0.21604 | 0.0010852 | 0.032425 | 2.2084 | 0.002899 | 0.66365 | 1.4404 | 0.078505 | 1.2799 | 0.0020066 | 0.35551 | 0.072183 | 0.041481 | 0.0064718 | 1.4299 | 0.0056943 | 2.2329 | 0.30527 | 0.59005 | 0.025053 | 0.014137 | 2.7924 | 0.68731 | 1.0142 | 1.5587 | 0.52064 | 0.72663 | 2.867 | 0.6687 | 0.77194
4428212 | VCUG | 11 | 01m_076010_393x248x546.dat | 0.0663;0.0663;0.1400 | 393;248;546 | (-0.1549;69.7747;-4.3213) | 80 | 2.9 | 44 | 82.0179 | 60 | iodine | [138] | [50] | 1 | 5 | 65 | normal | none | 6.2672 | 4.6263 | 28.9938 | 25.7011 | 18.9719 | 487.5985 | 2.4645e-13 | 0.1149 | 0.00057589 | 0.018255 | 1.3835 | 0.0012293 | 0.3684 | 0.88057 | 0.040072 | 0.80169 | 0.0026192 | 0.19378 | 0.0375 | 0.023116 | 0.0033703 | 0.88609 | 0.0031846 | 1.3439 | 0.17075 | 0.33509 | 0.013026 | 0.0082864 | 1.6737 | 0.41092 | 0.59969 | 1.0442 | 0.34975 | 0.62617 | 1.8623 | 0.4238 | 0.47179
4428212 | VCUG | 11 | 01m_076010_393x248x546.dat | 0.0663;0.0663;0.1400 | 393;248;546 | (-0.1549;69.7747;-4.3213) | 80 | 7.702 | 57 | 82.0179 | 60 | iodine | [138] | [50] | 1 | 5 | 65 | normal | none | 6.2672 | 4.6263 | 28.9938 | 25.7011 | 18.9719 | 487.5985 | 1.6473e-13 | 0.25296 | 0.0015668 | 0.043904 | 2.3473 | 0.0045822 | 0.73908 | 1.5307 | 0.09768 | 1.3497 | 0.00032381 | 0.40637 | 0.08821 | 0.051846 | 0.0084708 | 1.4909 | 0.0075863 | 2.3968 | 0.33193 | 0.65094 | 0.034642 | 0.020436 | 3.002 | 0.75987 | 1.1158 | 1.6413 | 0.54269 | 0.73083 | 2.9467 | 0.70501 | 0.83166
4428212 | VCUG | 11 | 01m_076010_393x248x546.dat | 0.0663;0.0663;0.1400 | 393;248;546 | (-0.1549;69.7747;-4.3213) | 80 | 8.502 | 60 | 82.0179 | 60 | iodine | [138] | [50] | 1 | 5 | 65 | normal | none | 6.2672 | 4.6263 | 28.9938 | 25.7011 | 18.9719 | 487.5985 | 1.6065e-13 | 0.2784 | 0.0017479 | 0.05044 | 2.4333 | 0.0031305 | 0.79619 | 1.5903 | 0.10619 | 1.3931 | 0.0023861 | 0.43162 | 0.094845 | 0.062663 | 0.0092953 | 1.5293 | 0.008572 | 2.4968 | 0.34917 | 0.67743 | 0.037601 | 0.025079 | 3.1292 | 0.79732 | 1.17 | 1.6943 | 0.55685 | 0.73491 | 3.0256 | 0.73044 | 0.86637
4428212 | VCUG | 11 | 01m_076010_393x248x546.dat | 0.0663;0.0663;0.1400 | 393;248;546 | (-0.1549;69.7747;-4.3213) | 110 | 3.9 | 52 | 82.0179 | 60 | iodine | [138] | [50] | 1 | 5 | 65 | normal | none | 6.2672 | 4.6263 | 28.9938 | 25.7011 | 18.9719 | 487.5985 | 2.2031e-13 | 0.15928 | 0.00099728 | 0.026487 | 1.6662 | 0.003154 | 0.48155 | 1.0676 | 0.058758 | 0.95035 | 0.0030838 | 0.25894 | 0.05337 | 0.033478 | 0.004331 | 1.0507 | 0.0049462 | 1.6534 | 0.21649 | 0.42639 | 0.020699 | 0.010923 | 2.0435 | 0.51538 | 0.74923 | 1.2128 | 0.40355 | 0.6523 | 2.1541 | 0.50276 | 0.57623
4428212 | VCUG | 11 | 01m_076010_393x248x546.dat | 0.0663;0.0663;0.1400 | 393;248;546 | (-0.1549;69.7747;-4.3213) | 110 | 7.85 | 62 | 82.0179 | 60 | iodine | [138] | [50] | 1 | 5 | 65 | normal | none | 6.2672 | 4.6263 | 28.9938 | 25.7011 | 18.9719 | 487.5985 | 1.7595e-13 | 0.25534 | 0.001712 | 0.047857 | 2.2634 | 0.0040311 | 0.72988 | 1.4992 | 0.096552 | 1.2833 | 0.00037252 | 0.39338 | 0.086146 | 0.054478 | 0.0073403 | 1.4044 | 0.0083969 | 2.3122 | 0.31639 | 0.6219 | 0.03519 | 0.02419 | 2.8774 | 0.73606 | 1.07 | 1.5887 | 0.52299 | 0.71366 | 2.8791 | 0.68195 | 0.80432
4428212 | VCUG | 11 | 01m_076010_393x248x546.dat | 0.0663;0.0663;0.1400 | 393;248;546 | (-0.1549;69.7747;-4.3213) | 110 | 9.9905 | 69 | 82.0179 | 60 | iodine | [138] | [50] | 1 | 5 | 65 | normal | none | 6.2672 | 4.6263 | 28.9938 | 25.7011 | 18.9719 | 487.5985 | 1.7012e-13 | 0.28251 | 0.0021494 | 0.05636 | 2.4264 | 0.0045193 | 0.81307 | 1.6562 | 0.11263 | 1.3624 | 0.0020752 | 0.44126 | 0.099647 | 0.065342 | 0.0090253 | 1.4829 | 0.010124 | 2.497 | 0.34478 | 0.67205 | 0.042921 | 0.028593 | 3.119 | 0.80689 | 1.1678 | 1.6747 | 0.55098 | 0.71917 | 3.022 | 0.72519 | 0.87205
4428212 | VCUG | 12 | 01m_076010_393x248x546.dat | 0.0663;0.0663;0.1400 | 393;248;546 | (-0.1549;69.7747;-4.3213) | 60 | 2.5 | 38 | 82.0179 | 60 | iodine | [138] | [30] | 0 | 5 | 65 | normal | none | 6.2672 | 4.6263 | 28.9938 | 25.7011 | 18.9719 | 487.5985 | 2.7527e-13 | 0.082893 | 0.00033479 | 0.011785 | 1.1747 | 0.00095328 | 0.27626 | 0.74095 | 0.025891 | 0.68685 | 0.00047379 | 0.14472 | 0.025041 | 0.0132 | 0.0020051 | 0.76093 | 0.0020218 | 1.1188 | 0.13237 | 0.26412 | 0.0075766 | 0.005229 | 1.4129 | 0.33303 | 0.48433 | 0.92655 | 0.3104 | 0.60679 | 1.6427 | 0.3644 | 0.39402
4428212 | VCUG | 12 | 01m_076010_393x248x546.dat | 0.0663;0.0663;0.1400 | 393;248;546 | (-0.1549;69.7747;-4.3213) | 60 | 5.7448 | 47 | 82.0179 | 60 | iodine | [138] | [30] | 0 | 5 | 65 | normal | none | 6.2672 | 4.6263 | 28.9938 | 25.7011 | 18.9719 | 487.5985 | 1.7874e-13 | 0.19948 | 0.00092626 | 0.030543 | 2.0888 | 0.0015784 | 0.59802 | 1.3744 | 0.069492 | 1.209 | 0.0021712 | 0.32541 | 0.064423 | 0.03606 | 0.0052664 | 1.3484 | 0.0052463 | 2.1034 | 0.27995 | 0.54778 | 0.022322 | 0.014004 | 2.6866 | 0.64193 | 0.94593 | 1.4885 | 0.4988 | 0.71668 | 2.7117 | 0.63002 | 0.72955
4428212 | VCUG | 12 | 01m_076010_393x248x546.dat | 0.0663;0.0663;0.1400 | 393;248;546 | (-0.1549;69.7747;-4.3213) | 60 | 6.3535 | 49 | 82.0179 | 60 | iodine | [138] | [30] | 0 | 5 | 65 | normal | none | 6.2672 | 4.6263 | 28.9938 | 25.7011 | 18.9719 | 487.5985 | 1.7066e-13 | 0.21633 | 0.0010864 | 0.032545 | 2.2114 | 0.002899 | 0.66523 | 1.4516 | 0.078564 | 1.2805 | 0.0017338 | 0.35584 | 0.07223 | 0.041595 | 0.0065046 | 1.431 | 0.0056985 | 2.238 | 0.30541 | 0.59023 | 0.025098 | 0.014109 | 2.841 | 0.68849 | 1.0158 | 1.5604 | 0.52171 | 0.72722 | 2.8694 | 0.66939 | 0.77545
4428212 | VCUG | 12 | 01m_076010_393x248x546.dat | 0.0663;0.0663;0.1400 | 393;248;546 | (-0.1549;69.7747;-4.3213) | 80 | 2.9 | 44 | 82.0179 | 60 | iodine | [138] | [30] | 0 | 5 | 65 | normal | none | 6.2672 | 4.6263 | 28.9938 | 25.7011 | 18.9719 | 487.5985 | 2.4645e-13 | 0.11488 | 0.0005769 | 0.018042 | 1.3853 | 0.0012117 | 0.36968 | 0.88479 | 0.040086 | 0.80194 | 0.0026192 | 0.19402 | 0.037517 | 0.023121 | 0.003353 | 0.88629 | 0.0031857 | 1.3465 | 0.17082 | 0.33529 | 0.013017 | 0.0082864 | 1.7103 | 0.41153 | 0.60055 | 1.045 | 0.35029 | 0.62651 | 1.8819 | 0.42553 | 0.4741
4428212 | VCUG | 12 | 01m_076010_393x248x546.dat | 0.0663;0.0663;0.1400 | 393;248;546 | (-0.1549;69.7747;-4.3213) | 80 | 7.702 | 57 | 82.0179 | 60 | iodine | [138] | [30] | 0 | 5 | 65 | normal | none | 6.2672 | 4.6263 | 28.9938 | 25.7011 | 18.9719 | 487.5985 | 1.6473e-13 | 0.2537 | 0.0015664 | 0.043815 | 2.3498 | 0.0045822 | 0.74266 | 1.5492 | 0.097759 | 1.3504 | 0.00032381 | 0.4068 | 0.088289 | 0.051971 | 0.0084568 | 1.4923 | 0.0076373 | 2.4023 | 0.33218 | 0.65142 | 0.034629 | 0.020436 | 3.0365 | 0.76121 | 1.1178 | 1.6434 | 0.54374 | 0.73139 | 2.9643 | 0.70712 | 0.83535
4428212 | VCUG | 12 | 01m_076010_393x248x546.dat | 0.0663;0.0663;0.1400 | 393;248;546 | (-0.1549;69.7747;-4.3213) | 80 | 8.502 | 60 | 82.0179 | 60 | iodine | [138] | [30] | 0 | 5 | 65 | normal | none | 6.2672 | 4.6263 | 28.9938 | 25.7011 | 18.9719 | 487.5985 | 1.6065e-13 | 0.27815 | 0.001748 | 0.050692 | 2.4358 | 0.0031305 | 0.79663 | 1.61 | 0.10631 | 1.394 | 0.0023861 | 0.43209 | 0.094845 | 0.062751 | 0.0092915 | 1.5302 | 0.0086049 | 2.5014 | 0.3497 | 0.67799 | 0.037651 | 0.02503 | 3.1672 | 0.79876 | 1.1721 | 1.6946 | 0.55797 | 0.73563 | 3.017 | 0.73006 | 0.87004
4428212 | VCUG | 12 | 01m_076010_393x248x546.dat | 0.0663;0.0663;0.1400 | 393;248;546 | (-0.1549;69.7747;-4.3213) | 110 | 3.9 | 52 | 82.0179 | 60 | iodine | [138] | [30] | 0 | 5 | 65 | normal | none | 6.2672 | 4.6263 | 28.9938 | 25.7011 | 18.9719 | 487.5985 | 2.2031e-13 | 0.1596 | 0.00099869 | 0.026501 | 1.668 | 0.003154 | 0.482 | 1.0754 | 0.058826 | 0.95071 | 0.0030838 | 0.25914 | 0.053379 | 0.033483 | 0.004331 | 1.0512 | 0.0049721 | 1.6562 | 0.21662 | 0.42645 | 0.020559 | 0.011035 | 2.0801 | 0.51618 | 0.75036 | 1.2141 | 0.40422 | 0.65275 | 2.1595 | 0.50345 | 0.57875
4428212 | VCUG | 12 | 01m_076010_393x248x546.dat | 0.0663;0.0663;0.1400 | 393;248;546 | (-0.1549;69.7747;-4.3213) | 110 | 7.85 | 62 | 82.0179 | 60 | iodine | [138] | [30] | 0 | 5 | 65 | normal | none | 6.2672 | 4.6263 | 28.9938 | 25.7011 | 18.9719 | 487.5985 | 1.7595e-13 | 0.25549 | 0.0017155 | 0.047839 | 2.2664 | 0.0040276 | 0.72801 | 1.5097 | 0.096564 | 1.2839 | 0.00037252 | 0.39373 | 0.086248 | 0.054684 | 0.0074654 | 1.4057 | 0.0083582 | 2.3167 | 0.31665 | 0.62258 | 0.035253 | 0.024671 | 2.9162 | 0.73725 | 1.0718 | 1.5901 | 0.52402 | 0.71399 | 2.8773 | 0.68205 | 0.80739
4428212 | VCUG | 12 | 01m_076010_393x248x546.dat | 0.0663;0.0663;0.1400 | 393;248;546 | (-0.1549;69.7747;-4.3213) | 110 | 9.9905 | 69 | 82.0179 | 60 | iodine | [138] | [30] | 0 | 5 | 65 | normal | none | 6.2672 | 4.6263 | 28.9938 | 25.7011 | 18.9719 | 487.5985 | 1.7012e-13 | 0.2825 | 0.0021524 | 0.056311 | 2.4288 | 0.0044956 | 0.81413 | 1.6648 | 0.11275 | 1.3637 | 0.0020752 | 0.44174 | 0.099729 | 0.065342 | 0.0090083 | 1.4846 | 0.010106 | 2.502 | 0.345 | 0.6724 | 0.042976 | 0.028828 | 3.1483 | 0.80826 | 1.1698 | 1.6751 | 0.5521 | 0.71985 | 3.0494 | 0.72774 | 0.87476
4428212 | VCUG | 13 | 01m_076010_393x248x546.dat | 0.0663;0.0663;0.1400 | 393;248;546 | (0.1855;68.2875;0.7692) | 60 | 2.5 | 38 | 81.3761 | 60 | iodine | [138] | [10] | 1 | 5 | 65 | normal | none | 6.6306 | 7.5935 | 50.3498 | 26.9788 | 30.8965 | 833.5498 | 2.8962e-13 | 1.8196 | 0.0012473 | 0.17614 | 0.80237 | 0.0032128 | 0.8754 | 0.65631 | 0.44224 | 1.9254 | 0.00018914 | 0.89653 | 0.70863 | 0.24197 | 0.0086179 | 1.1113 | 0.012612 | 0.82426 | 1.4822 | 0.86414 | 0.090167 | 0.048029 | 1.0367 | 0.51157 | 0.65492 | 0.68637 | 0.26084 | 0.5826 | 1.143 | 0.66241 | 0.60098
4428212 | VCUG | 13 | 01m_076010_393x248x546.dat | 0.0663;0.0663;0.1400 | 393;248;546 | (0.1855;68.2875;0.7692) | 60 | 5.7448 | 47 | 81.3761 | 60 | iodine | [138] | [10] | 1 | 5 | 65 | normal | none | 6.6306 | 7.5935 | 50.3498 | 26.9788 | 30.8965 | 833.5498 | 1.8805e-13 | 2.7667 | 0.0037672 | 0.36045 | 1.4844 | 0.011172 | 1.6407 | 1.0712 | 0.85785 | 2.9779 | 0.0046583 | 1.5958 | 1.1145 | 0.48038 | 0.025447 | 1.9653 | 0.03213 | 1.5853 | 2.3018 | 1.6012 | 0.20724 | 0.11209 | 1.893 | 0.90745 | 1.1876 | 1.18 | 0.42453 | 0.69247 | 1.8685 | 1.109 | 1.0574
4428212 | VCUG | 13 | 01m_076010_393x248x546.dat | 0.0663;0.0663;0.1400 | 393;248;546 | (0.1855;68.2875;0.7692) | 60 | 6.3535 | 49 | 81.3761 | 60 | iodine | [138] | [10] | 1 | 5 | 65 | normal | none | 6.6306 | 7.5935 | 50.3498 | 26.9788 | 30.8965 | 833.5498 | 1.7955e-13 | 2.8739 | 0.0043908 | 0.39053 | 1.5802 | 0.012635 | 1.7612 | 1.1044 | 0.91728 | 3.095 | 0.0064343 | 1.6891 | 1.1615 | 0.51409 | 0.028445 | 2.0711 | 0.034774 | 1.6929 | 2.393 | 1.7025 | 0.22518 | 0.13111 | 2.0043 | 0.96346 | 1.2639 | 1.244 | 0.44542 | 0.70256 | 1.9324 | 1.1641 | 1.1174
4428212 | VCUG | 13 | 01m_076010_393x248x546.dat | 0.0663;0.0663;0.1400 | 393;248;546 | (0.1855;68.2875;0.7692) | 80 | 2.9 | 44 | 81.3761 | 60 | iodine | [138] | [10] | 1 | 5 | 65 | normal | none | 6.6306 | 7.5935 | 50.3498 | 26.9788 | 30.8965 | 833.5498 | 2.593e-13 | 1.9927 | 0.0023129 | 0.23848 | 0.96014 | 0.0070163 | 1.0418 | 0.74386 | 0.54201 | 2.1276 | 0.002275 | 1.0548 | 0.79168 | 0.29942 | 0.013731 | 1.3009 | 0.018727 | 1.0066 | 1.6392 | 1.029 | 0.1208 | 0.067837 | 1.2299 | 0.60648 | 0.78192 | 0.80053 | 0.29648 | 0.60244 | 1.2819 | 0.7563 | 0.70549
4428212 | VCUG | 13 | 01m_076010_393x248x546.dat | 0.0663;0.0663;0.1400 | 393;248;546 | (0.1855;68.2875;0.7692) | 80 | 7.702 | 57 | 81.3761 | 60 | iodine | [138] | [10] | 1 | 5 | 65 | normal | none | 6.6306 | 7.5935 | 50.3498 | 26.9788 | 30.8965 | 833.5498 | 1.733e-13 | 2.9453 | 0.0064344 | 0.46975 | 1.6949 | 0.017109 | 1.8844 | 1.1619 | 0.99553 | 3.1643 | 0.014549 | 1.7956 | 1.2028 | 0.5534 | 0.03125 | 2.1897 | 0.045833 | 1.8271 | 2.4443 | 1.8223 | 0.25546 | 0.15194 | 2.1286 | 1.0407 | 1.3611 | 1.3164 | 0.46747 | 0.70581 | 2.0384 | 1.2212 | 1.1935
4428212 | VCUG | 13 | 01m_076010_393x248x546.dat | 0.0663;0.0663;0.1400 | 393;248;546 | (0.1855;68.2875;0.7692) | 80 | 8.502 | 60 | 81.3761 | 60 | iodine | [138] | [10] | 1 | 5 | 65 | normal | none | 6.6306 | 7.5935 | 50.3498 | 26.9788 | 30.8965 | 833.5498 | 1.6901e-13 | 3.0092 | 0.0071379 | 0.49801 | 1.7599 | 0.019053 | 1.9495 | 1.2041 | 1.0406 | 3.2261 | 0.0093886 | 1.86 | 1.2297 | 0.58245 | 0.03518 | 2.264 | 0.049838 | 1.9062 | 2.4888 | 1.8878 | 0.27069 | 0.16133 | 2.1863 | 1.0825 | 1.4155 | 1.3691 | 0.48138 | 0.71148 | 2.0854 | 1.2578 | 1.2357
4428212 | VCUG | 13 | 01m_076010_393x248x546.dat | 0.0663;0.0663;0.1400 | 393;248;546 | (0.1855;68.2875;0.7692) | 110 | 3.9 | 52 | 81.3761 | 60 | iodine | [138] | [10] | 1 | 5 | 65 | normal | none | 6.6306 | 7.5935 | 50.3498 | 26.9788 | 30.8965 | 833.5498 | 2.3179e-13 | 2.2429 | 0.0039346 | 0.32248 | 1.1755 | 0.011132 | 1.2891 | 0.87212 | 0.67483 | 2.3971 | 0.0038973 | 1.2662 | 0.90353 | 0.37747 | 0.019657 | 1.5435 | 0.027755 | 1.2443 | 1.8534 | 1.2547 | 0.15948 | 0.091686 | 1.4725 | 0.73187 | 0.94337 | 0.95058 | 0.34498 | 0.62978 | 1.4458 | 0.88213 | 0.84655
4428212 | VCUG | 13 | 01m_076010_393x248x546.dat | 0.0663;0.0663;0.1400 | 393;248;546 | (0.1855;68.2875;0.7692) | 110 | 7.85 | 62 | 81.3761 | 60 | iodine | [138] | [10] | 1 | 5 | 65 | normal | none | 6.6306 | 7.5935 | 50.3498 | 26.9788 | 30.8965 | 833.5498 | 1.8512e-13 | 2.8193 | 0.0068903 | 0.48095 | 1.6352 | 0.018934 | 1.8101 | 1.1325 | 0.96042 | 3.0197 | 0.010471 | 1.7288 | 1.1549 | 0.53934 | 0.033183 | 2.0975 | 0.045294 | 1.7604 | 2.3412 | 1.7523 | 0.24534 | 0.14028 | 2.0169 | 1.002 | 1.2972 | 1.2804 | 0.4509 | 0.68976 | 1.9318 | 1.1712 | 1.1516
4428212 | VCUG | 13 | 01m_076010_393x248x546.dat | 0.0663;0.0663;0.1400 | 393;248;546 | (0.1855;68.2875;0.7692) | 110 | 9.9905 | 69 | 81.3761 | 60 | iodine | [138] | [10] | 1 | 5 | 65 | normal | none | 6.6306 | 7.5935 | 50.3498 | 26.9788 | 30.8965 | 833.5498 | 1.7899e-13 | 2.9121 | 0.0084251 | 0.56741 | 1.7588 | 0.021808 | 1.9602 | 1.2083 | 1.0487 | 3.1283 | 0.0090017 | 1.8516 | 1.2072 | 0.59015 | 0.03608 | 2.2303 | 0.052903 | 1.9092 | 2.4284 | 1.8874 | 0.2763 | 0.16312 | 2.1626 | 1.0791 | 1.3925 | 1.3664 | 0.47669 | 0.69862 | 2.052 | 1.2401 | 1.2377
4428212 | VCUG | 1 | 05f_109019_419x230x572.dat | 0.0850;0.0850;0.1928 | 419;230;572 | (0.1749;69.2650;8.0852) | 60 | 2.5 | 38 | 83.87 | 60 | iodine | [138] | [0] | 1 | 5 | 60 | normal | none | 7.8373 | 10.1721 | 79.7219 | 32.8656 | 42.6569 | 1401.9446 | 2.8793e-13 | 1.1871 | 0.00057354 | 0.06314 | 0.49019 | 0.0014067 | 0.53617 | 0.53374 | 0.25264 | 1.2508 | 0.0016174 | 0.50054 | 0.31453 | 0.17182 | 0.0034362 | 0.71225 | 0.0043938 | 0.44504 | 1.124 | 0.46535 | 0.041024 | 0.013194 | 0.45403 | 0.21924 | 0.31812 | 0.43953 | 0.20372 | 0.32281 | 0.55232 | 0.41181 | 0.33045
4428212 | VCUG | 1 | 05f_109019_419x230x572.dat | 0.0850;0.0850;0.1928 | 419;230;572 | (0.1749;69.2650;8.0852) | 60 | 5.7448 | 47 | 83.87 | 60 | iodine | [138] | [0] | 1 | 5 | 60 | normal | none | 7.8373 | 10.1721 | 79.7219 | 32.8656 | 42.6569 | 1401.9446 | 1.8695e-13 | 1.8619 | 0.0017914 | 0.15511 | 0.89907 | 0.0038646 | 1.0169 | 1.0365 | 0.51977 | 1.9546 | 0.0024935 | 0.93898 | 0.51005 | 0.36524 | 0.0087115 | 1.2865 | 0.012005 | 0.89324 | 1.7412 | 0.89854 | 0.099889 | 0.036051 | 0.87367 | 0.40703 | 0.62814 | 0.7399 | 0.33005 | 0.38504 | 1.1005 | 0.71474 | 0.6119
4428212 | VCUG | 1 | 05f_109019_419x230x572.dat | 0.0850;0.0850;0.1928 | 419;230;572 | (0.1749;69.2650;8.0852) | 60 | 6.3535 | 49 | 83.87 | 60 | iodine | [138] | [0] | 1 | 5 | 60 | normal | none | 7.8373 | 10.1721 | 79.7219 | 32.8656 | 42.6569 | 1401.9446 | 1.785e-13 | 1.9395 | 0.0020899 | 0.16665 | 0.95564 | 0.0048636 | 1.0966 | 1.118 | 0.56068 | 2.0342 | 0.0051503 | 1.0015 | 0.53351 | 0.39859 | 0.0096382 | 1.3617 | 0.013732 | 0.96074 | 1.8085 | 0.9622 | 0.1114 | 0.041694 | 0.93845 | 0.43512 | 0.67726 | 0.78369 | 0.34667 | 0.39182 | 1.1735 | 0.75584 | 0.65257
4428212 | VCUG | 1 | 05f_109019_419x230x572.dat | 0.0850;0.0850;0.1928 | 419;230;572 | (0.1749;69.2650;8.0852) | 80 | 2.9 | 44 | 83.87 | 60 | iodine | [138] | [0] | 1 | 5 | 60 | normal | none | 7.8373 | 10.1721 | 79.7219 | 32.8656 | 42.6569 | 1401.9446 | 2.5779e-13 | 1.3335 | 0.001112 | 0.092812 | 0.58754 | 0.0027104 | 0.65139 | 0.65302 | 0.32098 | 1.3896 | 0.001171 | 0.60623 | 0.35747 | 0.22471 | 0.0049339 | 0.8455 | 0.0073122 | 0.55751 | 1.2417 | 0.56705 | 0.059056 | 0.020753 | 0.55914 | 0.26748 | 0.39854 | 0.50995 | 0.23209 | 0.33505 | 0.6901 | 0.4821 | 0.39863
4428212 | VCUG | 1 | 05f_109019_419x230x572.dat | 0.0850;0.0850;0.1928 | 419;230;572 | (0.1749;69.2650;8.0852) | 80 | 7.702 | 57 | 83.87 | 60 | iodine | [138] | [0] | 1 | 5 | 60 | normal | none | 7.8373 | 10.1721 | 79.7219 | 32.8656 | 42.6569 | 1401.9446 | 1.7229e-13 | 1.9984 | 0.0031627 | 0.21258 | 1.0349 | 0.0063301 | 1.1995 | 1.224 | 0.62204 | 2.0953 | 0.002749 | 1.0869 | 0.55954 | 0.45203 | 0.012529 | 1.4568 | 0.017605 | 1.062 | 1.8446 | 1.0402 | 0.13464 | 0.052215 | 1.0285 | 0.48388 | 0.7538 | 0.83682 | 0.36654 | 0.39632 | 1.2704 | 0.80443 | 0.71068
4428212 | VCUG | 1 | 05f_109019_419x230x572.dat | 0.0850;0.0850;0.1928 | 419;230;572 | (0.1749;69.2650;8.0852) | 80 | 8.502 | 60 | 83.87 | 60 | iodine | [138] | [0] | 1 | 5 | 60 | normal | none | 7.8373 | 10.1721 | 79.7219 | 32.8656 | 42.6569 | 1401.9446 | 1.6801e-13 | 2.0416 | 0.0036074 | 0.23128 | 1.0788 | 0.0065304 | 1.2633 | 1.2838 | 0.65608 | 2.1426 | 0.0031627 | 1.1339 | 0.57518 | 0.47375 | 0.012884 | 1.5085 | 0.018652 | 1.1148 | 1.8795 | 1.0848 | 0.14488 | 0.054617 | 1.0735 | 0.50774 | 0.7929 | 0.86621 | 0.37804 | 0.40047 | 1.3334 | 0.83341 | 0.74164
4428212 | VCUG | 1 | 05f_109019_419x230x572.dat | 0.0850;0.0850;0.1928 | 419;230;572 | (0.1749;69.2650;8.0852) | 110 | 3.9 | 52 | 83.87 | 60 | iodine | [138] | [0] | 1 | 5 | 60 | normal | none | 7.8373 | 10.1721 | 79.7219 | 32.8656 | 42.6569 | 1401.9446 | 2.3044e-13 | 1.5018 | 0.0019919 | 0.13679 | 0.72165 | 0.0044089 | 0.82276 | 0.82927 | 0.41242 | 1.5758 | 0.0023256 | 0.74825 | 0.41342 | 0.29116 | 0.0078136 | 1.0173 | 0.010795 | 0.71176 | 1.4006 | 0.70533 | 0.08343 | 0.030304 | 0.69396 | 0.33535 | 0.50203 | 0.60527 | 0.27053 | 0.35115 | 0.85895 | 0.57355 | 0.49188
4428212 | VCUG | 1 | 05f_109019_419x230x572.dat | 0.0850;0.0850;0.1928 | 419;230;572 | (0.1749;69.2650;8.0852) | 110 | 7.85 | 62 | 83.87 | 60 | iodine | [138] | [0] | 1 | 5 | 60 | normal | none | 7.8373 | 10.1721 | 79.7219 | 32.8656 | 42.6569 | 1401.9446 | 1.8405e-13 | 1.9138 | 0.0035187 | 0.21784 | 1.0012 | 0.0068733 | 1.1663 | 1.1911 | 0.60539 | 2.0048 | 0.005404 | 1.0503 | 0.53755 | 0.43839 | 0.015198 | 1.3992 | 0.017953 | 1.0296 | 1.761 | 1.0065 | 0.13323 | 0.05217 | 0.99421 | 0.47562 | 0.72264 | 0.813 | 0.35443 | 0.38764 | 1.2393 | 0.77668 | 0.68985
4428212 | VCUG | 1 | 05f_109019_419x230x572.dat | 0.0850;0.0850;0.1928 | 419;230;572 | (0.1749;69.2650;8.0852) | 110 | 9.9905 | 69 | 83.87 | 60 | iodine | [138] | [0] | 1 | 5 | 60 | normal | none | 7.8373 | 10.1721 | 79.7219 | 32.8656 | 42.6569 | 1401.9446 | 1.7796e-13 | 1.9899 | 0.0044183 | 0.25352 | 1.0841 | 0.0084999 | 1.2822 | 1.327 | 0.67118 | 2.0834 | 0.0028507 | 1.1403 | 0.567 | 0.49012 | 0.016566 | 1.506 | 0.021702 | 1.1292 | 1.8254 | 1.0937 | 0.15554 | 0.062111 | 1.0871 | 0.5239 | 0.79289 | 0.87443 | 0.37647 | 0.39387 | 1.3632 | 0.83277 | 0.75207
4428212 | VCUG | 2 | 05f_109019_419x230x572.dat | 0.0850;0.0850;0.1928 | 419;230;572 | (0.1250;69.2650;-1.1321) | 60 | 2.5 | 38 | 83.87 | 60 | iodine | [138] | [10] | 0 | 5 | 60 | normal | none | 5.2248 | 4.4864 | 23.4409 | 21.9104 | 18.8138 | 412.218 | 2.831e-13 | 0.015921 | 9.2764e-05 | 0.0013872 | 0.8614 | 7.5565e-05 | 0.046804 | 1.7505 | 0.002972 | 0.080913 | 0 | 0.017499 | 0.0022475 | 0.0020025 | 0.00013733 | 0.054501 | 0.00023776 | 0.50043 | 0.01669 | 0.022735 | 0.00068539 | 0.00049775 | 1.4883 | 0.33553 | 0.46093 | 0.46989 | 0.39788 | 0.35008 | 1.8206 | 0.22249 | 0.38198
4428212 | VCUG | 2 | 05f_109019_419x230x572.dat | 0.0850;0.0850;0.1928 | 419;230;572 | (0.1250;69.2650;-1.1321) | 60 | 5.7448 | 47 | 83.87 | 60 | iodine | [138] | [10] | 0 | 5 | 60 | normal | none | 5.2248 | 4.4864 | 23.4409 | 21.9104 | 18.8138 | 412.218 | 1.8383e-13 | 0.041305 | 0.0002561 | 0.0041622 | 1.5557 | 0.00029738 | 0.12378 | 3.2562 | 0.010646 | 0.19509 | 0 | 0.049606 | 0.0066697 | 0.0079552 | 0.00054616 | 0.1431 | 0.00072496 | 1.0937 | 0.043903 | 0.062536 | 0.0022823 | 0.00089517 | 2.8276 | 0.63321 | 0.93479 | 0.89693 | 0.64466 | 0.4291 | 3.4773 | 0.42647 | 0.71223
4428212 | VCUG | 2 | 05f_109019_419x230x572.dat | 0.0850;0.0850;0.1928 | 419;230;572 | (0.1250;69.2650;-1.1321) | 60 | 6.3535 | 49 | 83.87 | 60 | iodine | [138] | [10] | 0 | 5 | 60 | normal | none | 5.2248 | 4.4864 | 23.4409 | 21.9104 | 18.8138 | 412.218 | 1.7553e-13 | 0.051422 | 0.0002851 | 0.0061017 | 1.6499 | 0.00033985 | 0.14059 | 3.4851 | 0.012416 | 0.21654 | 0 | 0.056769 | 0.0077134 | 0.0087042 | 0.00065894 | 0.16075 | 0.00082558 | 1.19 | 0.049703 | 0.070486 | 0.0030055 | 0.0013907 | 3.0173 | 0.67707 | 1.0099 | 0.95829 | 0.67617 | 0.43899 | 3.6799 | 0.45455 | 0.76057
4428212 | VCUG | 2 | 05f_109019_419x230x572.dat | 0.0850;0.0850;0.1928 | 419;230;572 | (0.1250;69.2650;-1.1321) | 80 | 2.9 | 44 | 83.87 | 60 | iodine | [138] | [10] | 0 | 5 | 60 | normal | none | 5.2248 | 4.4864 | 23.4409 | 21.9104 | 18.8138 | 412.218 | 2.5347e-13 | 0.026215 | 0.00015918 | 0.0023277 | 1.0245 | 0.00029607 | 0.069244 | 2.0985 | 0.0062892 | 0.11632 | 0 | 0.029031 | 0.0041224 | 0.0043304 | 0.0003649 | 0.082891 | 0.00045418 | 0.65914 | 0.02611 | 0.036677 | 0.0015102 | 0.0010429 | 1.8075 | 0.41212 | 0.58489 | 0.58111 | 0.45242 | 0.36622 | 2.2167 | 0.27369 | 0.46149
4428212 | VCUG | 2 | 05f_109019_419x230x572.dat | 0.0850;0.0850;0.1928 | 419;230;572 | (0.1250;69.2650;-1.1321) | 80 | 7.702 | 57 | 83.87 | 60 | iodine | [138] | [10] | 0 | 5 | 60 | normal | none | 5.2248 | 4.4864 | 23.4409 | 21.9104 | 18.8138 | 412.218 | 1.6942e-13 | 0.065472 | 0.00040837 | 0.0085352 | 1.7772 | 0.00055409 | 0.1813 | 3.7084 | 0.018691 | 0.25872 | 0 | 0.074922 | 0.011107 | 0.013705 | 0.0010824 | 0.20056 | 0.0010108 | 1.3476 | 0.065897 | 0.092824 | 0.0048407 | 0.001491 | 3.2578 | 0.7545 | 1.1291 | 1.0549 | 0.7125 | 0.44564 | 3.9784 | 0.49933 | 0.82357
4428212 | VCUG | 2 | 05f_109019_419x230x572.dat | 0.0850;0.0850;0.1928 | 419;230;572 | (0.1250;69.2650;-1.1321) | 80 | 8.502 | 60 | 83.87 | 60 | iodine | [138] | [10] | 0 | 5 | 60 | normal | none | 5.2248 | 4.4864 | 23.4409 | 21.9104 | 18.8138 | 412.218 | 1.6522e-13 | 0.07274 | 0.00043301 | 0.0093749 | 1.8482 | 0.00050675 | 0.19432 | 3.8838 | 0.020825 | 0.27833 | 0.00012056 | 0.082969 | 0.012376 | 0.014384 | 0.00089197 | 0.21751 | 0.001268 | 1.4276 | 0.072171 | 0.10131 | 0.0056206 | 0.002514 | 3.3931 | 0.79246 | 1.1898 | 1.1069 | 0.73414 | 0.45214 | 4.1655 | 0.52401 | 0.86139
4428212 | VCUG | 2 | 05f_109019_419x230x572.dat | 0.0850;0.0850;0.1928 | 419;230;572 | (0.1250;69.2650;-1.1321) | 110 | 3.9 | 52 | 83.87 | 60 | iodine | [138] | [10] | 0 | 5 | 60 | normal | none | 5.2248 | 4.4864 | 23.4409 | 21.9104 | 18.8138 | 412.218 | 2.2658e-13 | 0.03949 | 0.00025339 | 0.0056025 | 1.2486 | 0.00022862 | 0.10754 | 2.5642 | 0.011255 | 0.16126 | 0.00010212 | 0.045441 | 0.0067708 | 0.0080441 | 0.0007563 | 0.12297 | 0.00068974 | 0.87176 | 0.040124 | 0.055412 | 0.0030419 | 0.0011593 | 2.2259 | 0.52058 | 0.74478 | 0.72702 | 0.52675 | 0.38742 | 2.7214 | 0.34077 | 0.56902
4428212 | VCUG | 2 | 05f_109019_419x230x572.dat | 0.0850;0.0850;0.1928 | 419;230;572 | (0.1250;69.2650;-1.1321) | 110 | 7.85 | 62 | 83.87 | 60 | iodine | [138] | [10] | 0 | 5 | 60 | normal | none | 5.2248 | 4.4864 | 23.4409 | 21.9104 | 18.8138 | 412.218 | 1.8094e-13 | 0.067015 | 0.00043179 | 0.0098455 | 1.7222 | 0.00029275 | 0.17489 | 3.6313 | 0.019959 | 0.25115 | 0.00024922 | 0.076979 | 0.011856 | 0.013793 | 0.001001 | 0.19779 | 0.0011122 | 1.3155 | 0.066551 | 0.093863 | 0.0054387 | 0.0027006 | 3.1427 | 0.74402 | 1.0842 | 1.0307 | 0.68851 | 0.43487 | 3.8801 | 0.48699 | 0.80341
4428212 | VCUG | 2 | 05f_109019_419x230x572.dat | 0.0850;0.0850;0.1928 | 419;230;572 | (0.1250;69.2650;-1.1321) | 110 | 9.9905 | 69 | 83.87 | 60 | iodine | [138] | [10] | 0 | 5 | 60 | normal | none | 5.2248 | 4.4864 | 23.4409 | 21.9104 | 18.8138 | 412.218 | 1.7494e-13 | 0.08508 | 0.00053885 | 0.012589 | 1.86 | 0.00054919 | 0.21681 | 3.92 | 0.024943 | 0.2887 | 0.00072887 | 0.093037 | 0.014752 | 0.018452 | 0.00092396 | 0.23181 | 0.0013898 | 1.4703 | 0.080061 | 0.11252 | 0.0072161 | 0.0031344 | 3.4023 | 0.8214 | 1.1937 | 1.1294 | 0.72987 | 0.44507 | 4.1961 | 0.53311 | 0.87321
4428212 | VCUG | 3 | 05f_109019_419x230x572.dat | 0.0850;0.0850;0.1928 | 419;230;572 | (0.1250;69.2650;-1.1321) | 60 | 2.5 | 38 | 83.87 | 60 | iodine | [138] | [30] | 0 | 5 | 60 | normal | none | 5.2248 | 4.4864 | 23.4409 | 21.9104 | 18.8138 | 412.218 | 2.831e-13 | 0.015882 | 9.2488e-05 | 0.0013601 | 0.85858 | 7.5565e-05 | 0.046684 | 1.7544 | 0.0029607 | 0.080573 | 0 | 0.017376 | 0.0022296 | 0.0019799 | 0.00013046 | 0.054091 | 0.00024195 | 0.49418 | 0.016647 | 0.022604 | 0.00067924 | 0.0005029 | 1.402 | 0.33509 | 0.46026 | 0.46807 | 0.39682 | 0.34939 | 1.8227 | 0.22236 | 0.3784
4428212 | VCUG | 3 | 05f_109019_419x230x572.dat | 0.0850;0.0850;0.1928 | 419;230;572 | (0.1250;69.2650;-1.1321) | 60 | 5.7448 | 47 | 83.87 | 60 | iodine | [138] | [30] | 0 | 5 | 60 | normal | none | 5.2248 | 4.4864 | 23.4409 | 21.9104 | 18.8138 | 412.218 | 1.8383e-13 | 0.041018 | 0.00025512 | 0.0040782 | 1.5482 | 0.00029956 | 0.12275 | 3.2648 | 0.010566 | 0.19408 | 0 | 0.049186 | 0.0066268 | 0.0078893 | 0.00054616 | 0.1418 | 0.00072045 | 1.0788 | 0.043649 | 0.061867 | 0.0022794 | 0.00089365 | 2.7009 | 0.63189 | 0.9327 | 0.89257 | 0.64212 | 0.4273 | 3.4946 | 0.42698 | 0.7067
4428212 | VCUG | 3 | 05f_109019_419x230x572.dat | 0.0850;0.0850;0.1928 | 419;230;572 | (0.1250;69.2650;-1.1321) | 60 | 6.3535 | 49 | 83.87 | 60 | iodine | [138] | [30] | 0 | 5 | 60 | normal | none | 5.2248 | 4.4864 | 23.4409 | 21.9104 | 18.8138 | 412.218 | 1.7553e-13 | 0.051175 | 0.00028389 | 0.0061592 | 1.6418 | 0.00030775 | 0.1403 | 3.4848 | 0.012291 | 0.21525 | 0 | 0.056232 | 0.0076553 | 0.0086734 | 0.00059684 | 0.15931 | 0.00081532 | 1.1734 | 0.049363 | 0.069739 | 0.0030102 | 0.0012929 | 2.8859 | 0.6755 | 1.0074 | 0.95409 | 0.67335 | 0.43711 | 3.706 | 0.45574 | 0.75412
4428212 | VCUG | 3 | 05f_109019_419x230x572.dat | 0.0850;0.0850;0.1928 | 419;230;572 | (0.1250;69.2650;-1.1321) | 80 | 2.9 | 44 | 83.87 | 60 | iodine | [138] | [30] | 0 | 5 | 60 | normal | none | 5.2248 | 4.4864 | 23.4409 | 21.9104 | 18.8138 | 412.218 | 2.5347e-13 | 0.025945 | 0.00015812 | 0.0023277 | 1.0205 | 0.00028182 | 0.067883 | 2.0771 | 0.006219 | 0.11558 | 0 | 0.028766 | 0.0041015 | 0.0043816 | 0.0003649 | 0.082295 | 0.00045497 | 0.65066 | 0.026013 | 0.03635 | 0.0014788 | 0.0010354 | 1.7158 | 0.41135 | 0.58368 | 0.57879 | 0.45095 | 0.36529 | 2.2198 | 0.27341 | 0.45543
4428212 | VCUG | 3 | 05f_109019_419x230x572.dat | 0.0850;0.0850;0.1928 | 419;230;572 | (0.1250;69.2650;-1.1321) | 80 | 7.702 | 57 | 83.87 | 60 | iodine | [138] | [30] | 0 | 5 | 60 | normal | none | 5.2248 | 4.4864 | 23.4409 | 21.9104 | 18.8138 | 412.218 | 1.6942e-13 | 0.06536 | 0.0004051 | 0.0084325 | 1.7679 | 0.00051814 | 0.17981 | 3.7245 | 0.018557 | 0.25697 | 0 | 0.074272 | 0.011031 | 0.013659 | 0.0010107 | 0.19868 | 0.0010125 | 1.3298 | 0.065466 | 0.09188 | 0.004789 | 0.0015842 | 3.1383 | 0.7524 | 1.1257 | 1.0493 | 0.70932 | 0.44358 | 4.0143 | 0.50099 | 0.8187
4428212 | VCUG | 3 | 05f_109019_419x230x572.dat | 0.0850;0.0850;0.1928 | 419;230;572 | (0.1250;69.2650;-1.1321) | 80 | 8.502 | 60 | 83.87 | 60 | iodine | [138] | [30] | 0 | 5 | 60 | normal | none | 5.2248 | 4.4864 | 23.4409 | 21.9104 | 18.8138 | 412.218 | 1.6522e-13 | 0.072256 | 0.00043242 | 0.0094578 | 1.8377 | 0.00050125 | 0.19235 | 3.8732 | 0.020593 | 0.27629 | 0.00012056 | 0.082182 | 0.012274 | 0.014434 | 0.00081789 | 0.21541 | 0.0012275 | 1.4089 | 0.071705 | 0.10002 | 0.0055061 | 0.0025494 | 3.2878 | 0.79011 | 1.1859 | 1.1015 | 0.73077 | 0.45009 | 4.197 | 0.52523 | 0.85469
4428212 | VCUG | 3 | 05f_109019_419x230x572.dat | 0.0850;0.0850;0.1928 | 419;230;572 | (0.1250;69.2650;-1.1321) | 110 | 3.9 | 52 | 83.87 | 60 | iodine | [138] | [30] | 0 | 5 | 60 | normal | none | 5.2248 | 4.4864 | 23.4409 | 21.9104 | 18.8138 | 412.218 | 2.2658e-13 | 0.039191 | 0.00025293 | 0.0056621 | 1.2432 | 0.00022952 | 0.10623 | 2.5657 | 0.011202 | 0.16036 | 0.00010212 | 0.045066 | 0.0067302 | 0.0079178 | 0.0007563 | 0.12202 | 0.00067553 | 0.86103 | 0.039873 | 0.054895 | 0.0029989 | 0.001073 | 2.1349 | 0.51944 | 0.74292 | 0.72401 | 0.52483 | 0.38615 | 2.7302 | 0.34078 | 0.56459
4428212 | VCUG | 3 | 05f_109019_419x230x572.dat | 0.0850;0.0850;0.1928 | 419;230;572 | (0.1250;69.2650;-1.1321) | 110 | 7.85 | 62 | 83.87 | 60 | iodine | [138] | [30] | 0 | 5 | 60 | normal | none | 5.2248 | 4.4864 | 23.4409 | 21.9104 | 18.8138 | 412.218 | 1.8094e-13 | 0.066733 | 0.00042748 | 0.0096024 | 1.7144 | 0.00028206 | 0.17239 | 3.633 | 0.019741 | 0.24952 | 0.00032675 | 0.076316 | 0.011804 | 0.013718 | 0.0010435 | 0.19648 | 0.0011007 | 1.2995 | 0.066219 | 0.092785 | 0.0054365 | 0.0025697 | 3.0411 | 0.74203 | 1.081 | 1.0252 | 0.68563 | 0.43317 | 3.8926 | 0.48684 | 0.79804
4428212 | VCUG | 3 | 05f_109019_419x230x572.dat | 0.0850;0.0850;0.1928 | 419;230;572 | (0.1250;69.2650;-1.1321) | 110 | 9.9905 | 69 | 83.87 | 60 | iodine | [138] | [30] | 0 | 5 | 60 | normal | none | 5.2248 | 4.4864 | 23.4409 | 21.9104 | 18.8138 | 412.218 | 1.7494e-13 | 0.08444 | 0.00053641 | 0.012598 | 1.8518 | 0.00061809 | 0.21583 | 3.9035 | 0.024715 | 0.28659 | 0.0002582 | 0.092191 | 0.014642 | 0.018531 | 0.00099244 | 0.23014 | 0.0014057 | 1.4538 | 0.079438 | 0.11128 | 0.0071572 | 0.0031083 | 3.3104 | 0.81905 | 1.1898 | 1.1225 | 0.72669 | 0.44331 | 4.1945 | 0.53179 | 0.86653
4428212 | VCUG | 4 | 05f_109019_419x230x572.dat | 0.0850;0.0850;0.1928 | 419;230;572 | (0.1250;69.2650;-1.1321) | 60 | 2.5 | 38 | 83.87 | 60 | iodine | [138] | [50] | 0 | 5 | 60 | normal | none | 5.2248 | 4.4864 | 23.4409 | 21.9104 | 18.8138 | 412.218 | 2.831e-13 | 0.015859 | 9.2506e-05 | 0.0014389 | 0.85702 | 7.5565e-05 | 0.046306 | 1.7406 | 0.0029369 | 0.080436 | 0 | 0.017311 | 0.0022267 | 0.0019823 | 0.00013046 | 0.053939 | 0.00023776 | 0.48998 | 0.016661 | 0.022508 | 0.00068782 | 0.00049775 | 1.3447 | 0.33484 | 0.45991 | 0.46722 | 0.3962 | 0.34898 | 1.8213 | 0.22209 | 0.37474
4428212 | VCUG | 4 | 05f_109019_419x230x572.dat | 0.0850;0.0850;0.1928 | 419;230;572 | (0.1250;69.2650;-1.1321) | 60 | 5.7448 | 47 | 83.87 | 60 | iodine | [138] | [50] | 0 | 5 | 60 | normal | none | 5.2248 | 4.4864 | 23.4409 | 21.9104 | 18.8138 | 412.218 | 1.8383e-13 | 0.041169 | 0.00025365 | 0.0039887 | 1.5438 | 0.00029419 | 0.12261 | 3.2578 | 0.010522 | 0.19356 | 0 | 0.048976 | 0.0066104 | 0.0079008 | 0.00054616 | 0.14126 | 0.00072099 | 1.0693 | 0.04361 | 0.061796 | 0.0022663 | 0.0009184 | 2.5929 | 0.63112 | 0.93153 | 0.89042 | 0.64063 | 0.42638 | 3.4951 | 0.42666 | 0.70111
4428212 | VCUG | 4 | 05f_109019_419x230x572.dat | 0.0850;0.0850;0.1928 | 419;230;572 | (0.1250;69.2650;-1.1321) | 60 | 6.3535 | 49 | 83.87 | 60 | iodine | [138] | [50] | 0 | 5 | 60 | normal | none | 5.2248 | 4.4864 | 23.4409 | 21.9104 | 18.8138 | 412.218 | 1.7553e-13 | 0.051149 | 0.00028383 | 0.0060806 | 1.6369 | 0.00029804 | 0.13978 | 3.4716 | 0.012262 | 0.2146 | 0 | 0.056053 | 0.0076319 | 0.0085999 | 0.00059684 | 0.1586 | 0.00081532 | 1.1629 | 0.049269 | 0.069637 | 0.0029748 | 0.0012855 | 2.7705 | 0.67465 | 1.0061 | 0.95042 | 0.67164 | 0.43607 | 3.7041 | 0.45502 | 0.7476
4428212 | VCUG | 4 | 05f_109019_419x230x572.dat | 0.0850;0.0850;0.1928 | 419;230;572 | (0.1250;69.2650;-1.1321) | 80 | 2.9 | 44 | 83.87 | 60 | iodine | [138] | [50] | 0 | 5 | 60 | normal | none | 5.2248 | 4.4864 | 23.4409 | 21.9104 | 18.8138 | 412.218 | 2.5347e-13 | 0.025849 | 0.0001587 | 0.0023501 | 1.0182 | 0.00028182 | 0.067303 | 2.0686 | 0.0062004 | 0.11539 | 0 | 0.028645 | 0.0040881 | 0.0043457 | 0.0003649 | 0.082054 | 0.0004633 | 0.64478 | 0.025922 | 0.036217 | 0.0014768 | 0.0010354 | 1.6478 | 0.41086 | 0.58294 | 0.57719 | 0.45005 | 0.36464 | 2.215 | 0.27275 | 0.45157
4428212 | VCUG | 4 | 05f_109019_419x230x572.dat | 0.0850;0.0850;0.1928 | 419;230;572 | (0.1250;69.2650;-1.1321) | 80 | 7.702 | 57 | 83.87 | 60 | iodine | [138] | [50] | 0 | 5 | 60 | normal | none | 5.2248 | 4.4864 | 23.4409 | 21.9104 | 18.8138 | 412.218 | 1.6942e-13 | 0.065023 | 0.0004057 | 0.0085003 | 1.7615 | 0.00051693 | 0.17954 | 3.7019 | 0.018446 | 0.25592 | 0 | 0.073912 | 0.010987 | 0.013455 | 0.001001 | 0.19771 | 0.00099477 | 1.3176 | 0.064976 | 0.091349 | 0.0048071 | 0.001584 | 3.0248 | 0.75115 | 1.1237 | 1.0461 | 0.70713 | 0.44243 | 4.0027 | 0.49945 | 0.81112
4428212 | VCUG | 4 | 05f_109019_419x230x572.dat | 0.0850;0.0850;0.1928 | 419;230;572 | (0.1250;69.2650;-1.1321) | 80 | 8.502 | 60 | 83.87 | 60 | iodine | [138] | [50] | 0 | 5 | 60 | normal | none | 5.2248 | 4.4864 | 23.4409 | 21.9104 | 18.8138 | 412.218 | 1.6522e-13 | 0.072371 | 0.00043124 | 0.0094348 | 1.8306 | 0.00050688 | 0.1915 | 3.8669 | 0.020562 | 0.27508 | 0.00012056 | 0.081752 | 0.012245 | 0.01424 | 0.00082285 | 0.21429 | 0.0012138 | 1.396 | 0.071421 | 0.099565 | 0.0055417 | 0.0026895 | 3.1647 | 0.7887 | 1.1837 | 1.0984 | 0.72847 | 0.44873 | 4.1903 | 0.52405 | 0.84798
4428212 | VCUG | 4 | 05f_109019_419x230x572.dat | 0.0850;0.0850;0.1928 | 419;230;572 | (0.1250;69.2650;-1.1321) | 110 | 3.9 | 52 | 83.87 | 60 | iodine | [138] | [50] | 0 | 5 | 60 | normal | none | 5.2248 | 4.4864 | 23.4409 | 21.9104 | 18.8138 | 412.218 | 2.2658e-13 | 0.038861 | 0.00025255 | 0.0054366 | 1.2393 | 0.00023272 | 0.10549 | 2.5457 | 0.011084 | 0.15975 | 0.00010212 | 0.044854 | 0.0067032 | 0.0078291 | 0.0007563 | 0.12142 | 0.00066436 | 0.85362 | 0.039634 | 0.054794 | 0.0029992 | 0.0010712 | 2.0567 | 0.51869 | 0.74179 | 0.72133 | 0.52359 | 0.38547 | 2.7221 | 0.33966 | 0.5591
4428212 | VCUG | 4 | 05f_109019_419x230x572.dat | 0.0850;0.0850;0.1928 | 419;230;572 | (0.1250;69.2650;-1.1321) | 110 | 7.85 | 62 | 83.87 | 60 | iodine | [138] | [50] | 0 | 5 | 60 | normal | none | 5.2248 | 4.4864 | 23.4409 | 21.9104 | 18.8138 | 412.218 | 1.8094e-13 | 0.066506 | 0.00042644 | 0.0096339 | 1.7079 | 0.00028066 | 0.17294 | 3.6035 | 0.019653 | 0.24868 | 0.00010995 | 0.075924 | 0.011757 | 0.013523 | 0.0010976 | 0.19548 | 0.0011008 | 1.2883 | 0.066015 | 0.092161 | 0.0054156 | 0.002705 | 2.936 | 0.74075 | 1.079 | 1.0217 | 0.68367 | 0.432 | 3.8928 | 0.48631 | 0.79035
4428212 | VCUG | 4 | 05f_109019_419x230x572.dat | 0.0850;0.0850;0.1928 | 419;230;572 | (0.1250;69.2650;-1.1321) | 110 | 9.9905 | 69 | 83.87 | 60 | iodine | [138] | [50] | 0 | 5 | 60 | normal | none | 5.2248 | 4.4864 | 23.4409 | 21.9104 | 18.8138 | 412.218 | 1.7494e-13 | 0.084234 | 0.00053608 | 0.012362 | 1.8444 | 0.00054697 | 0.21369 | 3.8767 | 0.02467 | 0.28572 | 0.0002582 | 0.091699 | 0.014603 | 0.018403 | 0.00087435 | 0.2283 | 0.0013831 | 1.4403 | 0.079158 | 0.11075 | 0.0070972 | 0.0031144 | 3.207 | 0.8175 | 1.1874 | 1.1193 | 0.72446 | 0.44187 | 4.1893 | 0.53055 | 0.85888
4428212 | VCUG | 5 | 05f_109019_419x230x572.dat | 0.0850;0.0850;0.1928 | 419;230;572 | (0.3498;73.1327;1.7235) | 60 | 2.5 | 38 | 85.7359 | 60 | iodine | [138] | [50] | 0 | 5 | 60 | normal | none | 6.7588 | 5.7306 | 38.732 | 28.9735 | 24.566 | 711.7631 | 2.8613e-13 | 0.044658 | 0.00011999 | 0.0037878 | 0.73914 | 0.00018078 | 0.13004 | 0.77717 | 0.0090354 | 0.45962 | 0 | 0.04822 | 0.005204 | 0.0066659 | 0.00054171 | 0.25585 | 0.00042694 | 0.61706 | 0.062531 | 0.089669 | 0.001662 | 0.0010269 | 0.55716 | 0.2014 | 0.29032 | 0.62535 | 0.2312 | 0.34142 | 0.90358 | 0.20527 | 0.24236
4428212 | VCUG | 5 | 05f_109019_419x230x572.dat | 0.0850;0.0850;0.1928 | 419;230;572 | (0.3498;73.1327;1.7235) | 60 | 5.7448 | 47 | 85.7359 | 60 | iodine | [138] | [50] | 0 | 5 | 60 | normal | none | 6.7588 | 5.7306 | 38.732 | 28.9735 | 24.566 | 711.7631 | 1.8579e-13 | 0.105 | 0.00033004 | 0.0090906 | 1.305 | 0.00040572 | 0.30646 | 1.5933 | 0.025914 | 0.79608 | 0.0020561 | 0.11852 | 0.014741 | 0.0196 | 0.00067185 | 0.50465 | 0.00098156 | 1.2067 | 0.138 | 0.19613 | 0.005264 | 0.0026679 | 1.1658 | 0.38796 | 0.59599 | 1.0008 | 0.37843 | 0.40563 | 1.7471 | 0.37622 | 0.46445
4428212 | VCUG | 5 | 05f_109019_419x230x572.dat | 0.0850;0.0850;0.1928 | 419;230;572 | (0.3498;73.1327;1.7235) | 60 | 6.3535 | 49 | 85.7359 | 60 | iodine | [138] | [50] | 0 | 5 | 60 | normal | none | 6.7588 | 5.7306 | 38.732 | 28.9735 | 24.566 | 711.7631 | 1.7739e-13 | 0.11872 | 0.00037997 | 0.011055 | 1.3827 | 0.00065224 | 0.33497 | 1.6972 | 0.029784 | 0.84008 | 0.00034159 | 0.13194 | 0.016924 | 0.021384 | 0.0014049 | 0.541 | 0.0012899 | 1.2946 | 0.15137 | 0.21594 | 0.0064294 | 0.0031036 | 1.2583 | 0.41644 | 0.64556 | 1.049 | 0.39756 | 0.41219 | 1.8706 | 0.40094 | 0.49625
4428212 | VCUG | 5 | 05f_109019_419x230x572.dat | 0.0850;0.0850;0.1928 | 419;230;572 | (0.3498;73.1327;1.7235) | 80 | 2.9 | 44 | 85.7359 | 60 | iodine | [138] | [50] | 0 | 5 | 60 | normal | none | 6.7588 | 5.7306 | 38.732 | 28.9735 | 24.566 | 711.7631 | 2.5618e-13 | 0.063089 | 0.00021463 | 0.0056683 | 0.87322 | 0.0004162 | 0.18 | 0.98635 | 0.01523 | 0.53455 | 0.00017349 | 0.069901 | 0.008792 | 0.01112 | 0.00064924 | 0.31613 | 0.00079828 | 0.7649 | 0.082911 | 0.11954 | 0.0034022 | 0.0015789 | 0.722 | 0.25068 | 0.37197 | 0.70884 | 0.26431 | 0.35375 | 1.1134 | 0.24705 | 0.29895
4428212 | VCUG | 5 | 05f_109019_419x230x572.dat | 0.0850;0.0850;0.1928 | 419;230;572 | (0.3498;73.1327;1.7235) | 80 | 7.702 | 57 | 85.7359 | 60 | iodine | [138] | [50] | 0 | 5 | 60 | normal | none | 6.7588 | 5.7306 | 38.732 | 28.9735 | 24.566 | 711.7631 | 1.7122e-13 | 0.14005 | 0.00056094 | 0.017852 | 1.482 | 0.0010378 | 0.3793 | 1.8648 | 0.040301 | 0.89056 | 0.00045033 | 0.15991 | 0.022255 | 0.028497 | 0.0014576 | 0.58662 | 0.0017774 | 1.4257 | 0.16975 | 0.24521 | 0.0098371 | 0.0046105 | 1.4285 | 0.46807 | 0.72709 | 1.1082 | 0.42043 | 0.41653 | 2.0331 | 0.43388 | 0.54582
4428212 | VCUG | 5 | 05f_109019_419x230x572.dat | 0.0850;0.0850;0.1928 | 419;230;572 | (0.3498;73.1327;1.7235) | 80 | 8.502 | 60 | 85.7359 | 60 | iodine | [138] | [50] | 0 | 5 | 60 | normal | none | 6.7588 | 5.7306 | 38.732 | 28.9735 | 24.566 | 711.7631 | 1.6698e-13 | 0.14992 | 0.00061368 | 0.018662 | 1.5381 | 0.00090982 | 0.40676 | 1.9666 | 0.044513 | 0.91982 | 0.0013347 | 0.17259 | 0.024754 | 0.034238 | 0.0015083 | 0.60942 | 0.0021364 | 1.4937 | 0.18066 | 0.26038 | 0.010588 | 0.004605 | 1.5123 | 0.49276 | 0.76749 | 1.1429 | 0.43383 | 0.42014 | 2.1383 | 0.45335 | 0.57274
4428212 | VCUG | 5 | 05f_109019_419x230x572.dat | 0.0850;0.0850;0.1928 | 419;230;572 | (0.3498;73.1327;1.7235) | 110 | 3.9 | 52 | 85.7359 | 60 | iodine | [138] | [50] | 0 | 5 | 60 | normal | none | 6.7588 | 5.7306 | 38.732 | 28.9735 | 24.566 | 711.7631 | 2.29e-13 | 0.089441 | 0.00035954 | 0.010818 | 1.0519 | 0.00065437 | 0.24526 | 1.2546 | 0.023858 | 0.63529 | 0.00023495 | 0.099415 | 0.013571 | 0.018535 | 0.0010465 | 0.39223 | 0.0013011 | 0.96258 | 0.10837 | 0.15602 | 0.0058546 | 0.0023963 | 0.94699 | 0.31999 | 0.47725 | 0.82559 | 0.30923 | 0.3703 | 1.3798 | 0.30211 | 0.37409
4428212 | VCUG | 5 | 05f_109019_419x230x572.dat | 0.0850;0.0850;0.1928 | 419;230;572 | (0.3498;73.1327;1.7235) | 110 | 7.85 | 62 | 85.7359 | 60 | iodine | [138] | [50] | 0 | 5 | 60 | normal | none | 6.7588 | 5.7306 | 38.732 | 28.9735 | 24.566 | 711.7631 | 1.8288e-13 | 0.13338 | 0.00061777 | 0.017866 | 1.441 | 0.00090204 | 0.36846 | 1.8043 | 0.040535 | 0.85196 | 1.3876e-05 | 0.15832 | 0.022907 | 0.031153 | 0.0019152 | 0.55095 | 0.0020732 | 1.3835 | 0.16332 | 0.23629 | 0.010458 | 0.0040938 | 1.396 | 0.46203 | 0.69956 | 1.0761 | 0.40688 | 0.40755 | 1.9904 | 0.42031 | 0.53107
4428212 | VCUG | 5 | 05f_109019_419x230x572.dat | 0.0850;0.0850;0.1928 | 419;230;572 | (0.3498;73.1327;1.7235) | 110 | 9.9905 | 69 | 85.7359 | 60 | iodine | [138] | [50] | 0 | 5 | 60 | normal | none | 6.7588 | 5.7306 | 38.732 | 28.9735 | 24.566 | 711.7631 | 1.7683e-13 | 0.15948 | 0.00073445 | 0.023259 | 1.5472 | 0.0014809 | 0.41797 | 1.9925 | 0.049419 | 0.90631 | 0 | 0.18259 | 0.02781 | 0.035359 | 0.0016889 | 0.5998 | 0.0024712 | 1.5193 | 0.1797 | 0.26172 | 0.013453 | 0.0048786 | 1.5701 | 0.51284 | 0.77366 | 1.1374 | 0.43262 | 0.41365 | 2.1688 | 0.45579 | 0.58245
4428212 | VCUG | 6 | 05f_109019_419x230x572.dat | 0.0850;0.0850;0.1928 | 419;230;572 | (-0.1751;73.0726;1.7402) | 60 | 2.5 | 38 | 85.8561 | 60 | iodine | [138] | [50] | 0 | 5 | 60 | normal | none | 6.8214 | 5.7209 | 39.0247 | 29.283 | 24.5587 | 719.154 | 2.8567e-13 | 0.046704 | 0.00012605 | 0.0034942 | 0.88076 | 0.00015126 | 0.20331 | 0.79875 | 0.0081243 | 0.51451 | 0 | 0.075594 | 0.005046 | 0.0060009 | 0.0002827 | 0.17484 | 0.0004823 | 0.66975 | 0.040924 | 0.052641 | 0.0019009 | 0.00078124 | 0.55557 | 0.20076 | 0.28889 | 0.64261 | 0.22843 | 0.33769 | 0.92536 | 0.21172 | 0.25822
4428212 | VCUG | 6 | 05f_109019_419x230x572.dat | 0.0850;0.0850;0.1928 | 419;230;572 | (-0.1751;73.0726;1.7402) | 60 | 5.7448 | 47 | 85.8561 | 60 | iodine | [138] | [50] | 0 | 5 | 60 | normal | none | 6.8214 | 5.7209 | 39.0247 | 29.283 | 24.5587 | 719.154 | 1.8549e-13 | 0.11004 | 0.00033971 | 0.0096953 | 1.5062 | 0.00062838 | 0.4244 | 1.5596 | 0.023422 | 0.85923 | 2.8338e-05 | 0.16202 | 0.014234 | 0.017519 | 0.001019 | 0.3797 | 0.0010137 | 1.3068 | 0.098705 | 0.13307 | 0.0052188 | 0.0032005 | 1.1722 | 0.3863 | 0.59268 | 1.0111 | 0.37411 | 0.40072 | 1.742 | 0.38069 | 0.48053
4428212 | VCUG | 6 | 05f_109019_419x230x572.dat | 0.0850;0.0850;0.1928 | 419;230;572 | (-0.1751;73.0726;1.7402) | 60 | 6.3535 | 49 | 85.8561 | 60 | iodine | [138] | [50] | 0 | 5 | 60 | normal | none | 6.8214 | 5.7209 | 39.0247 | 29.283 | 24.5587 | 719.154 | 1.7711e-13 | 0.12337 | 0.00038861 | 0.010359 | 1.5846 | 0.00061669 | 0.45384 | 1.6749 | 0.027208 | 0.90358 | 0 | 0.177 | 0.016607 | 0.02002 | 0.0012397 | 0.41062 | 0.0013849 | 1.397 | 0.11048 | 0.14791 | 0.0059682 | 0.0029966 | 1.2692 | 0.41457 | 0.64189 | 1.0605 | 0.39306 | 0.40766 | 1.8912 | 0.40707 | 0.513
4428212 | VCUG | 6 | 05f_109019_419x230x572.dat | 0.0850;0.0850;0.1928 | 419;230;572 | (-0.1751;73.0726;1.7402) | 80 | 2.9 | 44 | 85.8561 | 60 | iodine | [138] | [50] | 0 | 5 | 60 | normal | none | 6.8214 | 5.7209 | 39.0247 | 29.283 | 24.5587 | 719.154 | 2.5577e-13 | 0.06624 | 0.00021342 | 0.0061837 | 1.0185 | 0.00038492 | 0.26201 | 0.97678 | 0.013734 | 0.58956 | 0.0015596 | 0.10006 | 0.0084757 | 0.0099524 | 0.00042144 | 0.22992 | 0.00063777 | 0.82649 | 0.058663 | 0.077281 | 0.0032693 | 0.0019967 | 0.71991 | 0.24971 | 0.36998 | 0.7239 | 0.2612 | 0.34961 | 1.1216 | 0.2525 | 0.31214
4428212 | VCUG | 6 | 05f_109019_419x230x572.dat | 0.0850;0.0850;0.1928 | 419;230;572 | (-0.1751;73.0726;1.7402) | 80 | 7.702 | 57 | 85.8561 | 60 | iodine | [138] | [50] | 0 | 5 | 60 | normal | none | 6.8214 | 5.7209 | 39.0247 | 29.283 | 24.5587 | 719.154 | 1.7095e-13 | 0.14885 | 0.00055874 | 0.016536 | 1.6852 | 0.0010055 | 0.51028 | 1.862 | 0.036941 | 0.95117 | 0.00024075 | 0.20367 | 0.022307 | 0.026333 | 0.0015284 | 0.46479 | 0.001875 | 1.5288 | 0.12958 | 0.17676 | 0.0099276 | 0.0034633 | 1.4263 | 0.46586 | 0.72284 | 1.1154 | 0.41564 | 0.41072 | 2.0765 | 0.44303 | 0.56387
4428212 | VCUG | 6 | 05f_109019_419x230x572.dat | 0.0850;0.0850;0.1928 | 419;230;572 | (-0.1751;73.0726;1.7402) | 80 | 8.502 | 60 | 85.8561 | 60 | iodine | [138] | [50] | 0 | 5 | 60 | normal | none | 6.8214 | 5.7209 | 39.0247 | 29.283 | 24.5587 | 719.154 | 1.6671e-13 | 0.15974 | 0.00062538 | 0.017426 | 1.743 | 0.0010219 | 0.53114 | 1.9534 | 0.040729 | 0.98018 | 0.0017286 | 0.21673 | 0.024795 | 0.029496 | 0.0024449 | 0.49467 | 0.00204 | 1.5996 | 0.13924 | 0.19112 | 0.010361 | 0.0047542 | 1.5206 | 0.49059 | 0.76327 | 1.1461 | 0.42906 | 0.41547 | 2.1551 | 0.46009 | 0.59019
4428212 | VCUG | 6 | 05f_109019_419x230x572.dat | 0.0850;0.0850;0.1928 | 419;230;572 | (-0.1751;73.0726;1.7402) | 110 | 3.9 | 52 | 85.8561 | 60 | iodine | [138] | [50] | 0 | 5 | 60 | normal | none | 6.8214 | 5.7209 | 39.0247 | 29.283 | 24.5587 | 719.154 | 2.2864e-13 | 0.09086 | 0.00037029 | 0.010249 | 1.2148 | 0.00050267 | 0.32949 | 1.2482 | 0.022338 | 0.69 | 0.0010739 | 0.13131 | 0.013597 | 0.016285 | 0.0011868 | 0.3002 | 0.0010599 | 1.0346 | 0.080691 | 0.11001 | 0.0060694 | 0.0023797 | 0.94311 | 0.31853 | 0.47454 | 0.83551 | 0.30577 | 0.36562 | 1.4152 | 0.30876 | 0.38911
4428212 | VCUG | 6 | 05f_109019_419x230x572.dat | 0.0850;0.0850;0.1928 | 419;230;572 | (-0.1751;73.0726;1.7402) | 110 | 7.85 | 62 | 85.8561 | 60 | iodine | [138] | [50] | 0 | 5 | 60 | normal | none | 6.8214 | 5.7209 | 39.0247 | 29.283 | 24.5587 | 719.154 | 1.826e-13 | 0.1461 | 0.00061179 | 0.01855 | 1.6312 | 0.0013235 | 0.47062 | 1.7924 | 0.038088 | 0.90982 | 0.0001518 | 0.19664 | 0.022787 | 0.02875 | 0.0013688 | 0.45048 | 0.0021526 | 1.4811 | 0.12685 | 0.1738 | 0.0099235 | 0.005048 | 1.4004 | 0.46001 | 0.69578 | 1.0861 | 0.40251 | 0.40264 | 1.986 | 0.42557 | 0.54747
4428212 | VCUG | 6 | 05f_109019_419x230x572.dat | 0.0850;0.0850;0.1928 | 419;230;572 | (-0.1751;73.0726;1.7402) | 110 | 9.9905 | 69 | 85.8561 | 60 | iodine | [138] | [50] | 0 | 5 | 60 | normal | none | 6.8214 | 5.7209 | 39.0247 | 29.283 | 24.5587 | 719.154 | 1.7655e-13 | 0.17111 | 0.00071618 | 0.021512 | 1.7446 | 0.0011593 | 0.53254 | 1.9578 | 0.046245 | 0.96212 | 0.00096019 | 0.22015 | 0.027725 | 0.03672 | 0.0019394 | 0.5032 | 0.0023356 | 1.6214 | 0.14503 | 0.20311 | 0.012808 | 0.0064991 | 1.5685 | 0.51053 | 0.76941 | 1.1515 | 0.42799 | 0.40909 | 2.1637 | 0.46247 | 0.5981
4428212 | VCUG | 7 | 05f_109019_419x230x572.dat | 0.0850;0.0850;0.1928 | 419;230;572 | (0.1250;69.2650;-1.1321) | 60 | 2.5 | 38 | 83.87 | 60 | iodine | [138] | [70] | 0 | 5 | 60 | normal | none | 5.2248 | 4.4864 | 23.4409 | 21.9104 | 18.8138 | 412.218 | 2.831e-13 | 0.015841 | 9.2506e-05 | 0.001421 | 0.85575 | 7.626e-05 | 0.045995 | 1.7289 | 0.0029395 | 0.080354 | 0 | 0.017281 | 0.0022256 | 0.001963 | 0.00013046 | 0.053876 | 0.00023826 | 0.48733 | 0.016617 | 0.022521 | 0.00068026 | 0.00049775 | 1.3058 | 0.33465 | 0.45965 | 0.4666 | 0.39582 | 0.34878 | 1.8118 | 0.22124 | 0.37196
4428212 | VCUG | 7 | 05f_109019_419x230x572.dat | 0.0850;0.0850;0.1928 | 419;230;572 | (0.1250;69.2650;-1.1321) | 60 | 5.7448 | 47 | 83.87 | 60 | iodine | [138] | [70] | 0 | 5 | 60 | normal | none | 5.2248 | 4.4864 | 23.4409 | 21.9104 | 18.8138 | 412.218 | 1.8383e-13 | 0.040862 | 0.00025326 | 0.0040159 | 1.5404 | 0.00029419 | 0.12212 | 3.2337 | 0.010483 | 0.19326 | 0 | 0.048853 | 0.0065952 | 0.0078627 | 0.00054616 | 0.141 | 0.00073094 | 1.0631 | 0.04349 | 0.061551 | 0.0022518 | 0.00089365 | 2.517 | 0.63063 | 0.93084 | 0.88862 | 0.63966 | 0.42585 | 3.482 | 0.42533 | 0.69549
4428212 | VCUG | 7 | 05f_109019_419x230x572.dat | 0.0850;0.0850;0.1928 | 419;230;572 | (0.1250;69.2650;-1.1321) | 60 | 6.3535 | 49 | 83.87 | 60 | iodine | [138] | [70] | 0 | 5 | 60 | normal | none | 5.2248 | 4.4864 | 23.4409 | 21.9104 | 18.8138 | 412.218 | 1.7553e-13 | 0.050786 | 0.00028493 | 0.0062031 | 1.6337 | 0.00029804 | 0.13907 | 3.4594 | 0.012236 | 0.21432 | 0 | 0.055897 | 0.0075972 | 0.008601 | 0.00059684 | 0.15835 | 0.00081589 | 1.1555 | 0.049127 | 0.069523 | 0.0029751 | 0.0012775 | 2.6815 | 0.67408 | 1.0053 | 0.94901 | 0.67058 | 0.43547 | 3.7012 | 0.45449 | 0.74253
4428212 | VCUG | 7 | 05f_109019_419x230x572.dat | 0.0850;0.0850;0.1928 | 419;230;572 | (0.1250;69.2650;-1.1321) | 80 | 2.9 | 44 | 83.87 | 60 | iodine | [138] | [70] | 0 | 5 | 60 | normal | none | 5.2248 | 4.4864 | 23.4409 | 21.9104 | 18.8138 | 412.218 | 2.5347e-13 | 0.025826 | 0.00015802 | 0.002358 | 1.0162 | 0.00028182 | 0.067208 | 2.0626 | 0.0061637 | 0.11516 | 0 | 0.028566 | 0.0040775 | 0.0043801 | 0.00036811 | 0.081841 | 0.0004599 | 0.64099 | 0.025888 | 0.036112 | 0.0014785 | 0.0010354 | 1.5958 | 0.41055 | 0.58249 | 0.57614 | 0.44945 | 0.36435 | 2.2138 | 0.27249 | 0.44869
4428212 | VCUG | 7 | 05f_109019_419x230x572.dat | 0.0850;0.0850;0.1928 | 419;230;572 | (0.1250;69.2650;-1.1321) | 80 | 7.702 | 57 | 83.87 | 60 | iodine | [138] | [70] | 0 | 5 | 60 | normal | none | 5.2248 | 4.4864 | 23.4409 | 21.9104 | 18.8138 | 412.218 | 1.6942e-13 | 0.06507 | 0.00040456 | 0.0086438 | 1.7571 | 0.00051693 | 0.17855 | 3.6784 | 0.018399 | 0.25536 | 0 | 0.07367 | 0.010946 | 0.013476 | 0.0010152 | 0.19727 | 0.0010126 | 1.3088 | 0.064988 | 0.090912 | 0.0048409 | 0.0015554 | 2.9306 | 0.7503 | 1.1224 | 1.0433 | 0.70577 | 0.44159 | 3.9928 | 0.49822 | 0.80463
4428212 | VCUG | 7 | 05f_109019_419x230x572.dat | 0.0850;0.0850;0.1928 | 419;230;572 | (0.1250;69.2650;-1.1321) | 80 | 8.502 | 60 | 83.87 | 60 | iodine | [138] | [70] | 0 | 5 | 60 | normal | none | 5.2248 | 4.4864 | 23.4409 | 21.9104 | 18.8138 | 412.218 | 1.6522e-13 | 0.072147 | 0.00042926 | 0.0092193 | 1.8262 | 0.00050125 | 0.19184 | 3.8369 | 0.020392 | 0.27444 | 0.00012056 | 0.081498 | 0.012184 | 0.014156 | 0.00081789 | 0.21363 | 0.0012243 | 1.3864 | 0.071191 | 0.099147 | 0.005543 | 0.0025201 | 3.0581 | 0.78775 | 1.1823 | 1.0959 | 0.72692 | 0.4478 | 4.1717 | 0.52219 | 0.84033
4428212 | VCUG | 7 | 05f_109019_419x230x572.dat | 0.0850;0.0850;0.1928 | 419;230;572 | (0.1250;69.2650;-1.1321) | 110 | 3.9 | 52 | 83.87 | 60 | iodine | [138] | [70] | 0 | 5 | 60 | normal | none | 5.2248 | 4.4864 | 23.4409 | 21.9104 | 18.8138 | 412.218 | 2.2658e-13 | 0.038958 | 0.00025333 | 0.0054343 | 1.2366 | 0.00023046 | 0.10551 | 2.5283 | 0.011051 | 0.15938 | 0.00010212 | 0.044687 | 0.0066715 | 0.0078115 | 0.0007563 | 0.12097 | 0.00068551 | 0.84805 | 0.039513 | 0.054458 | 0.0030303 | 0.0010684 | 1.9916 | 0.51816 | 0.74099 | 0.71967 | 0.52277 | 0.38493 | 2.7207 | 0.33932 | 0.55461
4428212 | VCUG | 7 | 05f_109019_419x230x572.dat | 0.0850;0.0850;0.1928 | 419;230;572 | (0.1250;69.2650;-1.1321) | 110 | 7.85 | 62 | 83.87 | 60 | iodine | [138] | [70] | 0 | 5 | 60 | normal | none | 5.2248 | 4.4864 | 23.4409 | 21.9104 | 18.8138 | 412.218 | 1.8094e-13 | 0.066164 | 0.00042611 | 0.0095792 | 1.7034 | 0.00027988 | 0.17141 | 3.5771 | 0.019566 | 0.24788 | 0.00010995 | 0.075686 | 0.011734 | 0.013452 | 0.00099798 | 0.19498 | 0.0011019 | 1.2798 | 0.065898 | 0.091862 | 0.0054034 | 0.0025882 | 2.8453 | 0.73988 | 1.0777 | 1.0194 | 0.68225 | 0.43116 | 3.8833 | 0.48503 | 0.78373
4428212 | VCUG | 7 | 05f_109019_419x230x572.dat | 0.0850;0.0850;0.1928 | 419;230;572 | (0.1250;69.2650;-1.1321) | 110 | 9.9905 | 69 | 83.87 | 60 | iodine | [138] | [70] | 0 | 5 | 60 | normal | none | 5.2248 | 4.4864 | 23.4409 | 21.9104 | 18.8138 | 412.218 | 1.7494e-13 | 0.084057 | 0.00053673 | 0.012222 | 1.8387 | 0.00058242 | 0.21369 | 3.8535 | 0.024512 | 0.28481 | 0.0002582 | 0.091368 | 0.01455 | 0.018217 | 0.00087435 | 0.22787 | 0.0013717 | 1.4312 | 0.078946 | 0.11021 | 0.0071138 | 0.0031143 | 3.1087 | 0.81641 | 1.1857 | 1.1155 | 0.72285 | 0.44085 | 4.165 | 0.52813 | 0.85185
4428212 | VCUG | 8 | 05f_109019_419x230x572.dat | 0.0850;0.0850;0.1928 | 419;230;572 | (0.1250;69.2650;-1.1321) | 60 | 2.5 | 38 | 83.87 | 60 | iodine | [138] | [100] | 0 | 5 | 60 | normal | none | 5.2248 | 4.4864 | 23.4409 | 21.9104 | 18.8138 | 412.218 | 2.831e-13 | 0.015905 | 9.2297e-05 | 0.001424 | 0.85445 | 7.5565e-05 | 0.046211 | 1.721 | 0.0029362 | 0.080291 | 0 | 0.017261 | 0.0022227 | 0.001963 | 0.00013046 | 0.05378 | 0.00023892 | 0.48478 | 0.016599 | 0.022488 | 0.00067963 | 0.00049775 | 1.2634 | 0.33449 | 0.45942 | 0.46576 | 0.39548 | 0.34858 | 1.8064 | 0.22074 | 0.36939
4428212 | VCUG | 8 | 05f_109019_419x230x572.dat | 0.0850;0.0850;0.1928 | 419;230;572 | (0.1250;69.2650;-1.1321) | 60 | 5.7448 | 47 | 83.87 | 60 | iodine | [138] | [100] | 0 | 5 | 60 | normal | none | 5.2248 | 4.4864 | 23.4409 | 21.9104 | 18.8138 | 412.218 | 1.8383e-13 | 0.041085 | 0.0002536 | 0.0039887 | 1.5378 | 0.00029419 | 0.1217 | 3.2044 | 0.010468 | 0.19291 | 0 | 0.048775 | 0.0065849 | 0.007867 | 0.00054616 | 0.14075 | 0.00072045 | 1.0565 | 0.043423 | 0.061393 | 0.0022529 | 0.00089365 | 2.4375 | 0.63017 | 0.93016 | 0.88657 | 0.6388 | 0.42536 | 3.4737 | 0.42441 | 0.68943
4428212 | VCUG | 8 | 05f_109019_419x230x572.dat | 0.0850;0.0850;0.1928 | 419;230;572 | (0.1250;69.2650;-1.1321) | 60 | 6.3535 | 49 | 83.87 | 60 | iodine | [138] | [100] | 0 | 5 | 60 | normal | none | 5.2248 | 4.4864 | 23.4409 | 21.9104 | 18.8138 | 412.218 | 1.7553e-13 | 0.05079 | 0.00028346 | 0.0060874 | 1.6301 | 0.00033886 | 0.13867 | 3.4377 | 0.012224 | 0.21395 | 0 | 0.055781 | 0.0075932 | 0.0086255 | 0.00059684 | 0.15801 | 0.0008274 | 1.1483 | 0.049007 | 0.069306 | 0.0029626 | 0.0012775 | 2.5953 | 0.67351 | 1.0044 | 0.94712 | 0.66958 | 0.43489 | 3.6809 | 0.45262 | 0.73656
4428212 | VCUG | 8 | 05f_109019_419x230x572.dat | 0.0850;0.0850;0.1928 | 419;230;572 | (0.1250;69.2650;-1.1321) | 80 | 2.9 | 44 | 83.87 | 60 | iodine | [138] | [100] | 0 | 5 | 60 | normal | none | 5.2248 | 4.4864 | 23.4409 | 21.9104 | 18.8138 | 412.218 | 2.5347e-13 | 0.025952 | 0.00015787 | 0.0023299 | 1.0142 | 0.00028182 | 0.067618 | 2.0476 | 0.0061582 | 0.11496 | 0 | 0.028499 | 0.0040763 | 0.0043568 | 0.0003649 | 0.081593 | 0.00046349 | 0.63728 | 0.025878 | 0.035981 | 0.0014772 | 0.0010354 | 1.5451 | 0.41024 | 0.58204 | 0.57505 | 0.44886 | 0.36399 | 2.1971 | 0.27108 | 0.44498
4428212 | VCUG | 8 | 05f_109019_419x230x572.dat | 0.0850;0.0850;0.1928 | 419;230;572 | (0.1250;69.2650;-1.1321) | 80 | 7.702 | 57 | 83.87 | 60 | iodine | [138] | [100] | 0 | 5 | 60 | normal | none | 5.2248 | 4.4864 | 23.4409 | 21.9104 | 18.8138 | 412.218 | 1.6942e-13 | 0.064852 | 0.000404 | 0.0084029 | 1.7526 | 0.00051693 | 0.178 | 3.6516 | 0.018325 | 0.2548 | 0 | 0.073458 | 0.010926 | 0.01344 | 0.00099807 | 0.1969 | 0.00099264 | 1.3003 | 0.064858 | 0.090788 | 0.0047743 | 0.0014812 | 2.8217 | 0.74947 | 1.1212 | 1.0411 | 0.70436 | 0.44072 | 3.9789 | 0.49673 | 0.79724
4428212 | VCUG | 8 | 05f_109019_419x230x572.dat | 0.0850;0.0850;0.1928 | 419;230;572 | (0.1250;69.2650;-1.1321) | 80 | 8.502 | 60 | 83.87 | 60 | iodine | [138] | [100] | 0 | 5 | 60 | normal | none | 5.2248 | 4.4864 | 23.4409 | 21.9104 | 18.8138 | 412.218 | 1.6522e-13 | 0.072038 | 0.00042859 | 0.0091685 | 1.821 | 0.00050125 | 0.19103 | 3.8051 | 0.020377 | 0.27387 | 0.00012056 | 0.081274 | 0.012178 | 0.014244 | 0.00083011 | 0.21314 | 0.001214 | 1.3771 | 0.071039 | 0.09899 | 0.0055134 | 0.002514 | 2.9532 | 0.78681 | 1.1809 | 1.0927 | 0.72537 | 0.44684 | 4.1391 | 0.51917 | 0.83243
4428212 | VCUG | 8 | 05f_109019_419x230x572.dat | 0.0850;0.0850;0.1928 | 419;230;572 | (0.1250;69.2650;-1.1321) | 110 | 3.9 | 52 | 83.87 | 60 | iodine | [138] | [100] | 0 | 5 | 60 | normal | none | 5.2248 | 4.4864 | 23.4409 | 21.9104 | 18.8138 | 412.218 | 2.2658e-13 | 0.038893 | 0.00025119 | 0.0053836 | 1.2337 | 0.00022862 | 0.10533 | 2.5072 | 0.011 | 0.15909 | 0.00010212 | 0.044572 | 0.0066569 | 0.0077638 | 0.0007563 | 0.12064 | 0.0006618 | 0.84271 | 0.039428 | 0.054304 | 0.0030073 | 0.001091 | 1.9241 | 0.51764 | 0.74022 | 0.71805 | 0.52187 | 0.38438 | 2.6971 | 0.33723 | 0.54952
4428212 | VCUG | 8 | 05f_109019_419x230x572.dat | 0.0850;0.0850;0.1928 | 419;230;572 | (0.1250;69.2650;-1.1321) | 110 | 7.85 | 62 | 83.87 | 60 | iodine | [138] | [100] | 0 | 5 | 60 | normal | none | 5.2248 | 4.4864 | 23.4409 | 21.9104 | 18.8138 | 412.218 | 1.8094e-13 | 0.066136 | 0.00042374 | 0.0096565 | 1.6985 | 0.00027988 | 0.17058 | 3.5558 | 0.019504 | 0.24725 | 0.00010995 | 0.075399 | 0.011711 | 0.013444 | 0.00099494 | 0.19411 | 0.0010999 | 1.2709 | 0.065628 | 0.091674 | 0.005403 | 0.0025697 | 2.7479 | 0.73892 | 1.0762 | 1.0166 | 0.68079 | 0.43024 | 3.8567 | 0.48247 | 0.77706
4428212 | VCUG | 8 | 05f_109019_419x230x572.dat | 0.0850;0.0850;0.1928 | 419;230;572 | (0.1250;69.2650;-1.1321) | 110 | 9.9905 | 69 | 83.87 | 60 | iodine | [138] | [100] | 0 | 5 | 60 | normal | none | 5.2248 | 4.4864 | 23.4409 | 21.9104 | 18.8138 | 412.218 | 1.7494e-13 | 0.083233 | 0.00053269 | 0.012211 | 1.8323 | 0.0005379 | 0.21267 | 3.8214 | 0.024449 | 0.28404 | 0.0002582 | 0.091019 | 0.014513 | 0.018251 | 0.00087435 | 0.22719 | 0.0013802 | 1.421 | 0.078769 | 0.10976 | 0.0071275 | 0.0031572 | 3.0039 | 0.81523 | 1.1839 | 1.113 | 0.72103 | 0.43977 | 4.1437 | 0.5259 | 0.84381
4428212 | VCUG | 9 | 05f_109019_419x230x572.dat | 0.0850;0.0850;0.1928 | 419;230;572 | (0.3498;73.1327;1.7235) | 60 | 2.5 | 38 | 85.7359 | 60 | iodine | [138] | [100] | 1 | 5 | 60 | normal | none | 6.7588 | 5.7306 | 38.732 | 28.9735 | 24.566 | 711.7631 | 2.8613e-13 | 0.04469 | 0.00011999 | 0.0037878 | 0.73806 | 0.00018078 | 0.12999 | 0.77179 | 0.0090288 | 0.45955 | 0 | 0.048195 | 0.0052022 | 0.0066659 | 0.00054171 | 0.25578 | 0.00042694 | 0.61486 | 0.06251 | 0.089634 | 0.001662 | 0.0010269 | 0.52389 | 0.20123 | 0.2901 | 0.62471 | 0.23089 | 0.34122 | 0.90001 | 0.20491 | 0.24039
4428212 | VCUG | 9 | 05f_109019_419x230x572.dat | 0.0850;0.0850;0.1928 | 419;230;572 | (0.3498;73.1327;1.7235) | 60 | 5.7448 | 47 | 85.7359 | 60 | iodine | [138] | [100] | 1 | 5 | 60 | normal | none | 6.7588 | 5.7306 | 38.732 | 28.9735 | 24.566 | 711.7631 | 1.8579e-13 | 0.10504 | 0.00032985 | 0.0090906 | 1.3021 | 0.00040572 | 0.30611 | 1.5643 | 0.025895 | 0.79581 | 0.0020561 | 0.11842 | 0.014726 | 0.019575 | 0.00067185 | 0.50437 | 0.00098156 | 1.2013 | 0.13794 | 0.19595 | 0.0052624 | 0.0026679 | 1.0942 | 0.38743 | 0.59526 | 0.99886 | 0.37756 | 0.40514 | 1.7318 | 0.37475 | 0.45865
4428212 | VCUG | 9 | 05f_109019_419x230x572.dat | 0.0850;0.0850;0.1928 | 419;230;572 | (0.3498;73.1327;1.7235) | 60 | 6.3535 | 49 | 85.7359 | 60 | iodine | [138] | [100] | 1 | 5 | 60 | normal | none | 6.7588 | 5.7306 | 38.732 | 28.9735 | 24.566 | 711.7631 | 1.7739e-13 | 0.11864 | 0.00037914 | 0.01105 | 1.3797 | 0.00065224 | 0.33518 | 1.6645 | 0.029757 | 0.83968 | 0.00034159 | 0.13182 | 0.016914 | 0.021358 | 0.0014049 | 0.54082 | 0.0012899 | 1.2884 | 0.15131 | 0.21561 | 0.0064277 | 0.0030856 | 1.1821 | 0.41583 | 0.64469 | 1.0467 | 0.39655 | 0.41166 | 1.8603 | 0.39985 | 0.48996
4428212 | VCUG | 9 | 05f_109019_419x230x572.dat | 0.0850;0.0850;0.1928 | 419;230;572 | (0.3498;73.1327;1.7235) | 80 | 2.9 | 44 | 85.7359 | 60 | iodine | [138] | [100] | 1 | 5 | 60 | normal | none | 6.7588 | 5.7306 | 38.732 | 28.9735 | 24.566 | 711.7631 | 2.5618e-13 | 0.063042 | 0.00021395 | 0.0056551 | 0.87139 | 0.0004162 | 0.17927 | 0.97073 | 0.015233 | 0.5344 | 0.00017349 | 0.069831 | 0.0087783 | 0.011119 | 0.00064924 | 0.31596 | 0.0007941 | 0.76158 | 0.082876 | 0.11939 | 0.0034001 | 0.0015789 | 0.67473 | 0.25035 | 0.37149 | 0.70777 | 0.26376 | 0.35343 | 1.1005 | 0.24584 | 0.29538
4428212 | VCUG | 9 | 05f_109019_419x230x572.dat | 0.0850;0.0850;0.1928 | 419;230;572 | (0.3498;73.1327;1.7235) | 80 | 7.702 | 57 | 85.7359 | 60 | iodine | [138] | [100] | 1 | 5 | 60 | normal | none | 6.7588 | 5.7306 | 38.732 | 28.9735 | 24.566 | 711.7631 | 1.7122e-13 | 0.14008 | 0.00055971 | 0.017926 | 1.4778 | 0.0010378 | 0.37799 | 1.8391 | 0.040196 | 0.89009 | 0.00045033 | 0.1597 | 0.022247 | 0.028464 | 0.0014668 | 0.58592 | 0.0017761 | 1.4174 | 0.16964 | 0.24497 | 0.0098208 | 0.0046105 | 1.3359 | 0.46716 | 0.72573 | 1.1053 | 0.419 | 0.41575 | 2.0178 | 0.43217 | 0.53918
4428212 | VCUG | 9 | 05f_109019_419x230x572.dat | 0.0850;0.0850;0.1928 | 419;230;572 | (0.3498;73.1327;1.7235) | 80 | 8.502 | 60 | 85.7359 | 60 | iodine | [138] | [100] | 1 | 5 | 60 | normal | none | 6.7588 | 5.7306 | 38.732 | 28.9735 | 24.566 | 711.7631 | 1.6698e-13 | 0.14964 | 0.00061356 | 0.018647 | 1.5328 | 0.00090982 | 0.40644 | 1.9386 | 0.04442 | 0.91929 | 0.0013347 | 0.17233 | 0.024739 | 0.034182 | 0.0015083 | 0.60864 | 0.0021362 | 1.4848 | 0.18061 | 0.26014 | 0.010584 | 0.004605 | 1.4153 | 0.49174 | 0.76594 | 1.1397 | 0.43223 | 0.41928 | 2.119 | 0.45134 | 0.56555
4428212 | VCUG | 9 | 05f_109019_419x230x572.dat | 0.0850;0.0850;0.1928 | 419;230;572 | (0.3498;73.1327;1.7235) | 110 | 3.9 | 52 | 85.7359 | 60 | iodine | [138] | [100] | 1 | 5 | 60 | normal | none | 6.7588 | 5.7306 | 38.732 | 28.9735 | 24.566 | 711.7631 | 2.29e-13 | 0.089162 | 0.00035965 | 0.010781 | 1.0494 | 0.00065468 | 0.24428 | 1.2359 | 0.023803 | 0.63502 | 0.00023495 | 0.099284 | 0.013546 | 0.018556 | 0.0010793 | 0.39191 | 0.0013011 | 0.95773 | 0.1083 | 0.15595 | 0.0058529 | 0.0023837 | 0.88647 | 0.31943 | 0.47642 | 0.82366 | 0.30835 | 0.36977 | 1.3658 | 0.30068 | 0.36959
4428212 | VCUG | 9 | 05f_109019_419x230x572.dat | 0.0850;0.0850;0.1928 | 419;230;572 | (0.3498;73.1327;1.7235) | 110 | 7.85 | 62 | 85.7359 | 60 | iodine | [138] | [100] | 1 | 5 | 60 | normal | none | 6.7588 | 5.7306 | 38.732 | 28.9735 | 24.566 | 711.7631 | 1.8288e-13 | 0.1335 | 0.00061607 | 0.017843 | 1.4362 | 0.00090204 | 0.3685 | 1.777 | 0.040495 | 0.85147 | 1.3876e-05 | 0.15807 | 0.022889 | 0.031027 | 0.0019152 | 0.55024 | 0.0020728 | 1.3752 | 0.16316 | 0.23591 | 0.010457 | 0.0040938 | 1.3132 | 0.46102 | 0.69805 | 1.0732 | 0.40539 | 0.40677 | 1.9554 | 0.41718 | 0.52442
4428212 | VCUG | 9 | 05f_109019_419x230x572.dat | 0.0850;0.0850;0.1928 | 419;230;572 | (0.3498;73.1327;1.7235) | 110 | 9.9905 | 69 | 85.7359 | 60 | iodine | [138] | [100] | 1 | 5 | 60 | normal | none | 6.7588 | 5.7306 | 38.732 | 28.9735 | 24.566 | 711.7631 | 1.7683e-13 | 0.1597 | 0.00073371 | 0.02316 | 1.5419 | 0.0014809 | 0.41748 | 1.9754 | 0.049295 | 0.90563 | 0 | 0.18231 | 0.027781 | 0.035263 | 0.0016762 | 0.59872 | 0.0024834 | 1.5097 | 0.17943 | 0.2612 | 0.013454 | 0.0049562 | 1.4687 | 0.51156 | 0.77174 | 1.1341 | 0.43078 | 0.41266 | 2.1416 | 0.45313 | 0.5758
4428212 | VCUG | 10 | 05f_109019_419x230x572.dat | 0.0850;0.0850;0.1928 | 419;230;572 | (-0.1751;73.0726;1.7402) | 60 | 2.5 | 38 | 85.8561 | 60 | iodine | [138] | [100] | 1 | 5 | 60 | normal | none | 6.8214 | 5.7209 | 39.0247 | 29.283 | 24.5587 | 719.154 | 2.8567e-13 | 0.046704 | 0.00012586 | 0.0034942 | 0.87954 | 0.00015126 | 0.20318 | 0.7886 | 0.0081236 | 0.51444 | 0 | 0.075566 | 0.0050463 | 0.0060006 | 0.0002827 | 0.1747 | 0.0004823 | 0.66772 | 0.040917 | 0.05263 | 0.0019009 | 0.00078124 | 0.52287 | 0.20058 | 0.28866 | 0.642 | 0.22811 | 0.33752 | 0.92308 | 0.21145 | 0.25589
4428212 | VCUG | 10 | 05f_109019_419x230x572.dat | 0.0850;0.0850;0.1928 | 419;230;572 | (-0.1751;73.0726;1.7402) | 60 | 5.7448 | 47 | 85.8561 | 60 | iodine | [138] | [100] | 1 | 5 | 60 | normal | none | 6.8214 | 5.7209 | 39.0247 | 29.283 | 24.5587 | 719.154 | 1.8549e-13 | 0.10994 | 0.00033887 | 0.0097039 | 1.5032 | 0.0005949 | 0.42401 | 1.5415 | 0.023388 | 0.85907 | 2.8338e-05 | 0.16194 | 0.014224 | 0.017523 | 0.001019 | 0.37953 | 0.0010073 | 1.3014 | 0.098689 | 0.13302 | 0.0052076 | 0.0032005 | 1.1039 | 0.3858 | 0.59197 | 1.0091 | 0.37323 | 0.40017 | 1.7237 | 0.37899 | 0.47571
4428212 | VCUG | 10 | 05f_109019_419x230x572.dat | 0.0850;0.0850;0.1928 | 419;230;572 | (-0.1751;73.0726;1.7402) | 60 | 6.3535 | 49 | 85.8561 | 60 | iodine | [138] | [100] | 1 | 5 | 60 | normal | none | 6.8214 | 5.7209 | 39.0247 | 29.283 | 24.5587 | 719.154 | 1.7711e-13 | 0.12332 | 0.00038764 | 0.010434 | 1.5816 | 0.00061669 | 0.45366 | 1.655 | 0.027175 | 0.90341 | 0 | 0.17691 | 0.016599 | 0.02001 | 0.0012389 | 0.41033 | 0.0013836 | 1.3911 | 0.11044 | 0.14776 | 0.0059665 | 0.0029966 | 1.1935 | 0.414 | 0.64105 | 1.0581 | 0.39205 | 0.40704 | 1.877 | 0.40566 | 0.50776
4428212 | VCUG | 10 | 05f_109019_419x230x572.dat | 0.0850;0.0850;0.1928 | 419;230;572 | (-0.1751;73.0726;1.7402) | 80 | 2.9 | 44 | 85.8561 | 60 | iodine | [138] | [100] | 1 | 5 | 60 | normal | none | 6.8214 | 5.7209 | 39.0247 | 29.283 | 24.5587 | 719.154 | 2.5577e-13 | 0.066193 | 0.0002134 | 0.0061857 | 1.0165 | 0.00038492 | 0.26155 | 0.96345 | 0.013717 | 0.58944 | 0.0015596 | 0.099989 | 0.0084749 | 0.0099305 | 0.00042144 | 0.22977 | 0.00063777 | 0.82305 | 0.058627 | 0.077129 | 0.0032693 | 0.0019967 | 0.67499 | 0.24938 | 0.36951 | 0.72286 | 0.26064 | 0.34929 | 1.1093 | 0.25138 | 0.30884
4428212 | VCUG | 10 | 05f_109019_419x230x572.dat | 0.0850;0.0850;0.1928 | 419;230;572 | (-0.1751;73.0726;1.7402) | 80 | 7.702 | 57 | 85.8561 | 60 | iodine | [138] | [100] | 1 | 5 | 60 | normal | none | 6.8214 | 5.7209 | 39.0247 | 29.283 | 24.5587 | 719.154 | 1.7095e-13 | 0.14867 | 0.00055719 | 0.016526 | 1.6809 | 0.0010055 | 0.51012 | 1.8354 | 0.036914 | 0.95058 | 0.00024075 | 0.20348 | 0.022289 | 0.026265 | 0.0015284 | 0.46413 | 0.0018698 | 1.521 | 0.12955 | 0.17649 | 0.0099036 | 0.0034633 | 1.3264 | 0.46497 | 0.7215 | 1.1125 | 0.41419 | 0.40989 | 2.0509 | 0.44059 | 0.55676
4428212 | VCUG | 10 | 05f_109019_419x230x572.dat | 0.0850;0.0850;0.1928 | 419;230;572 | (-0.1751;73.0726;1.7402) | 80 | 8.502 | 60 | 85.8561 | 60 | iodine | [138] | [100] | 1 | 5 | 60 | normal | none | 6.8214 | 5.7209 | 39.0247 | 29.283 | 24.5587 | 719.154 | 1.6671e-13 | 0.15973 | 0.00062502 | 0.017418 | 1.7381 | 0.0010219 | 0.53035 | 1.9142 | 0.040657 | 0.97964 | 0.0017286 | 0.21646 | 0.024756 | 0.029424 | 0.0024449 | 0.49407 | 0.0020274 | 1.5909 | 0.13906 | 0.19067 | 0.010358 | 0.0047542 | 1.4137 | 0.48956 | 0.76172 | 1.1435 | 0.42746 | 0.41457 | 2.1351 | 0.45806 | 0.58173
4428212 | VCUG | 10 | 05f_109019_419x230x572.dat | 0.0850;0.0850;0.1928 | 419;230;572 | (-0.1751;73.0726;1.7402) | 110 | 3.9 | 52 | 85.8561 | 60 | iodine | [138] | [100] | 1 | 5 | 60 | normal | none | 6.8214 | 5.7209 | 39.0247 | 29.283 | 24.5587 | 719.154 | 2.2864e-13 | 0.090772 | 0.0003701 | 0.010197 | 1.2119 | 0.00050267 | 0.3294 | 1.235 | 0.022313 | 0.68974 | 0.0010739 | 0.13119 | 0.013569 | 0.016255 | 0.0011868 | 0.29963 | 0.0010598 | 1.03 | 0.080617 | 0.10971 | 0.0060397 | 0.0023797 | 0.88358 | 0.31798 | 0.47372 | 0.83374 | 0.30488 | 0.36516 | 1.394 | 0.30685 | 0.38496
4428212 | VCUG | 10 | 05f_109019_419x230x572.dat | 0.0850;0.0850;0.1928 | 419;230;572 | (-0.1751;73.0726;1.7402) | 110 | 7.85 | 62 | 85.8561 | 60 | iodine | [138] | [100] | 1 | 5 | 60 | normal | none | 6.8214 | 5.7209 | 39.0247 | 29.283 | 24.5587 | 719.154 | 1.826e-13 | 0.14601 | 0.00061091 | 0.018659 | 1.6269 | 0.0013235 | 0.46966 | 1.7698 | 0.038024 | 0.90927 | 0.0001518 | 0.19638 | 0.022751 | 0.028737 | 0.0013688 | 0.45005 | 0.002162 | 1.4735 | 0.12673 | 0.17348 | 0.009872 | 0.005048 | 1.3079 | 0.45905 | 0.69432 | 1.083 | 0.40105 | 0.40179 | 1.9692 | 0.42376 | 0.54105
4428212 | VCUG | 10 | 05f_109019_419x230x572.dat | 0.0850;0.0850;0.1928 | 419;230;572 | (-0.1751;73.0726;1.7402) | 110 | 9.9905 | 69 | 85.8561 | 60 | iodine | [138] | [100] | 1 | 5 | 60 | normal | none | 6.8214 | 5.7209 | 39.0247 | 29.283 | 24.5587 | 719.154 | 1.7655e-13 | 0.17089 | 0.00071397 | 0.021465 | 1.7386 | 0.0011593 | 0.53147 | 1.9233 | 0.046164 | 0.96121 | 0.00096019 | 0.21987 | 0.027684 | 0.036714 | 0.0018512 | 0.5022 | 0.0023373 | 1.612 | 0.14459 | 0.20264 | 0.012773 | 0.0064991 | 1.4606 | 0.50931 | 0.76756 | 1.1479 | 0.4262 | 0.40803 | 2.1374 | 0.45978 | 0.58973
4428212 | VCUG | 11 | 05f_109019_419x230x572.dat | 0.0850;0.0850;0.1928 | 419;230;572 | (0.1749;69.2650;8.0852) | 60 | 2.5 | 38 | 83.87 | 60 | iodine | [138] | [75] | 1 | 5 | 60 | normal | none | 7.8373 | 10.1721 | 79.7219 | 32.8656 | 42.6569 | 1401.9446 | 2.8793e-13 | 1.1871 | 0.00057354 | 0.063137 | 0.48807 | 0.0014067 | 0.53586 | 0.53176 | 0.25262 | 1.2506 | 0.0016174 | 0.50043 | 0.31452 | 0.17182 | 0.0034362 | 0.71211 | 0.0043938 | 0.44045 | 1.1239 | 0.46525 | 0.04102 | 0.013194 | 0.38311 | 0.21885 | 0.31754 | 0.4379 | 0.20282 | 0.32222 | 0.55843 | 0.41204 | 0.32715
4428212 | VCUG | 11 | 05f_109019_419x230x572.dat | 0.0850;0.0850;0.1928 | 419;230;572 | (0.1749;69.2650;8.0852) | 60 | 5.7448 | 47 | 83.87 | 60 | iodine | [138] | [75] | 1 | 5 | 60 | normal | none | 7.8373 | 10.1721 | 79.7219 | 32.8656 | 42.6569 | 1401.9446 | 1.8695e-13 | 1.8617 | 0.001791 | 0.15511 | 0.89319 | 0.0038405 | 1.0166 | 1.0384 | 0.51971 | 1.9538 | 0.0024935 | 0.93866 | 0.51002 | 0.36514 | 0.0087115 | 1.2859 | 0.012004 | 0.88206 | 1.7409 | 0.898 | 0.099883 | 0.036051 | 0.75968 | 0.40586 | 0.62629 | 0.73645 | 0.32779 | 0.38361 | 1.1223 | 0.71582 | 0.60665
4428212 | VCUG | 11 | 05f_109019_419x230x572.dat | 0.0850;0.0850;0.1928 | 419;230;572 | (0.1749;69.2650;8.0852) | 60 | 6.3535 | 49 | 83.87 | 60 | iodine | [138] | [75] | 1 | 5 | 60 | normal | none | 7.8373 | 10.1721 | 79.7219 | 32.8656 | 42.6569 | 1401.9446 | 1.785e-13 | 1.9394 | 0.0020898 | 0.16665 | 0.94915 | 0.0048636 | 1.0954 | 1.1144 | 0.56062 | 2.0333 | 0.0051503 | 1.0011 | 0.53347 | 0.39855 | 0.0096382 | 1.361 | 0.013732 | 0.94847 | 1.8083 | 0.9617 | 0.1114 | 0.041691 | 0.82225 | 0.43375 | 0.67507 | 0.77992 | 0.34414 | 0.3902 | 1.2068 | 0.75769 | 0.64679
4428212 | VCUG | 11 | 05f_109019_419x230x572.dat | 0.0850;0.0850;0.1928 | 419;230;572 | (0.1749;69.2650;8.0852) | 80 | 2.9 | 44 | 83.87 | 60 | iodine | [138] | [75] | 1 | 5 | 60 | normal | none | 7.8373 | 10.1721 | 79.7219 | 32.8656 | 42.6569 | 1401.9446 | 2.5779e-13 | 1.3332 | 0.0011118 | 0.092789 | 0.5842 | 0.0027104 | 0.65046 | 0.65201 | 0.32092 | 1.3891 | 0.001171 | 0.60604 | 0.35745 | 0.22468 | 0.0049339 | 0.84507 | 0.0073126 | 0.55111 | 1.2415 | 0.56682 | 0.05906 | 0.020853 | 0.48152 | 0.26678 | 0.39744 | 0.50827 | 0.2308 | 0.33422 | 0.69697 | 0.48222 | 0.39492
4428212 | VCUG | 11 | 05f_109019_419x230x572.dat | 0.0850;0.0850;0.1928 | 419;230;572 | (0.1749;69.2650;8.0852) | 80 | 7.702 | 57 | 83.87 | 60 | iodine | [138] | [75] | 1 | 5 | 60 | normal | none | 7.8373 | 10.1721 | 79.7219 | 32.8656 | 42.6569 | 1401.9446 | 1.7229e-13 | 1.9979 | 0.0031615 | 0.21256 | 1.0272 | 0.0063301 | 1.1976 | 1.2238 | 0.62193 | 2.0938 | 0.002749 | 1.0863 | 0.55947 | 0.45202 | 0.012533 | 1.4552 | 0.017579 | 1.0478 | 1.8442 | 1.0395 | 0.13458 | 0.052202 | 0.91667 | 0.48196 | 0.75073 | 0.83249 | 0.36356 | 0.39457 | 1.2974 | 0.80552 | 0.70499
4428212 | VCUG | 11 | 05f_109019_419x230x572.dat | 0.0850;0.0850;0.1928 | 419;230;572 | (0.1749;69.2650;8.0852) | 80 | 8.502 | 60 | 83.87 | 60 | iodine | [138] | [75] | 1 | 5 | 60 | normal | none | 7.8373 | 10.1721 | 79.7219 | 32.8656 | 42.6569 | 1401.9446 | 1.6801e-13 | 2.0411 | 0.0036068 | 0.2314 | 1.0698 | 0.0065304 | 1.2617 | 1.2851 | 0.65596 | 2.1409 | 0.0031627 | 1.1332 | 0.57511 | 0.47362 | 0.012896 | 1.5065 | 0.018661 | 1.0997 | 1.8791 | 1.0841 | 0.14482 | 0.054617 | 0.96296 | 0.50561 | 0.78947 | 0.86128 | 0.37482 | 0.39861 | 1.3616 | 0.83448 | 0.73595
4428212 | VCUG | 11 | 05f_109019_419x230x572.dat | 0.0850;0.0850;0.1928 | 419;230;572 | (0.1749;69.2650;8.0852) | 110 | 3.9 | 52 | 83.87 | 60 | iodine | [138] | [75] | 1 | 5 | 60 | normal | none | 7.8373 | 10.1721 | 79.7219 | 32.8656 | 42.6569 | 1401.9446 | 2.3044e-13 | 1.5015 | 0.0019905 | 0.13678 | 0.71701 | 0.0044089 | 0.82215 | 0.82706 | 0.41232 | 1.575 | 0.0023256 | 0.7479 | 0.41339 | 0.29111 | 0.0078618 | 1.0164 | 0.010796 | 0.70329 | 1.4004 | 0.7049 | 0.083404 | 0.030304 | 0.6116 | 0.33423 | 0.50026 | 0.60256 | 0.26876 | 0.35005 | 0.87835 | 0.57448 | 0.48773
4428212 | VCUG | 11 | 05f_109019_419x230x572.dat | 0.0850;0.0850;0.1928 | 419;230;572 | (0.1749;69.2650;8.0852) | 110 | 7.85 | 62 | 83.87 | 60 | iodine | [138] | [75] | 1 | 5 | 60 | normal | none | 7.8373 | 10.1721 | 79.7219 | 32.8656 | 42.6569 | 1401.9446 | 1.8405e-13 | 1.9133 | 0.0035183 | 0.21785 | 0.99399 | 0.0068771 | 1.1653 | 1.18 | 0.60528 | 2.0032 | 0.005404 | 1.0498 | 0.5375 | 0.43823 | 0.01519 | 1.3976 | 0.017934 | 1.0166 | 1.7607 | 1.0057 | 0.13318 | 0.052141 | 0.89163 | 0.47373 | 0.71961 | 0.8087 | 0.35164 | 0.38595 | 1.2551 | 0.77696 | 0.68363
4428212 | VCUG | 11 | 05f_109019_419x230x572.dat | 0.0850;0.0850;0.1928 | 419;230;572 | (0.1749;69.2650;8.0852) | 110 | 9.9905 | 69 | 83.87 | 60 | iodine | [138] | [75] | 1 | 5 | 60 | normal | none | 7.8373 | 10.1721 | 79.7219 | 32.8656 | 42.6569 | 1401.9446 | 1.7796e-13 | 1.9896 | 0.0044182 | 0.25341 | 1.076 | 0.0084606 | 1.2808 | 1.314 | 0.67101 | 2.0819 | 0.0028507 | 1.1396 | 0.56694 | 0.48991 | 0.016566 | 1.504 | 0.021711 | 1.1149 | 1.825 | 1.0927 | 0.15549 | 0.062089 | 0.99424 | 0.52162 | 0.78922 | 0.86936 | 0.37332 | 0.39203 | 1.3745 | 0.83257 | 0.74582
4428212 | VCUG | 12 | 05f_109019_419x230x572.dat | 0.0850;0.0850;0.1928 | 419;230;572 | (0.1749;69.2650;8.0852) | 60 | 2.5 | 38 | 83.87 | 60 | iodine | [138] | [10] | 1 | 5 | 60 | normal | none | 7.8373 | 10.1721 | 79.7219 | 32.8656 | 42.6569 | 1401.9446 | 2.8793e-13 | 1.1871 | 0.0005734 | 0.06314 | 0.48966 | 0.0014067 | 0.53596 | 0.53832 | 0.25264 | 1.2507 | 0.0016174 | 0.5005 | 0.31453 | 0.17182 | 0.0034362 | 0.71222 | 0.0043938 | 0.44396 | 1.124 | 0.46535 | 0.041027 | 0.013194 | 0.44122 | 0.21913 | 0.31794 | 0.43908 | 0.20347 | 0.32264 | 0.56138 | 0.41243 | 0.3303
4428212 | VCUG | 12 | 05f_109019_419x230x572.dat | 0.0850;0.0850;0.1928 | 419;230;572 | (0.1749;69.2650;8.0852) | 60 | 5.7448 | 47 | 83.87 | 60 | iodine | [138] | [10] | 1 | 5 | 60 | normal | none | 7.8373 | 10.1721 | 79.7219 | 32.8656 | 42.6569 | 1401.9446 | 1.8695e-13 | 1.8617 | 0.0017919 | 0.15517 | 0.89752 | 0.0038405 | 1.0166 | 1.0462 | 0.51975 | 1.9543 | 0.0024935 | 0.93887 | 0.51004 | 0.36518 | 0.0087115 | 1.2862 | 0.012004 | 0.89062 | 1.7411 | 0.89833 | 0.0999 | 0.036051 | 0.86334 | 0.40668 | 0.62755 | 0.73896 | 0.32942 | 0.38463 | 1.1182 | 0.7159 | 0.61213
4428212 | VCUG | 12 | 05f_109019_419x230x572.dat | 0.0850;0.0850;0.1928 | 419;230;572 | (0.1749;69.2650;8.0852) | 60 | 6.3535 | 49 | 83.87 | 60 | iodine | [138] | [10] | 1 | 5 | 60 | normal | none | 7.8373 | 10.1721 | 79.7219 | 32.8656 | 42.6569 | 1401.9446 | 1.785e-13 | 1.9395 | 0.0020896 | 0.16674 | 0.95424 | 0.0048636 | 1.096 | 1.1286 | 0.56068 | 2.0339 | 0.0051503 | 1.0013 | 0.5335 | 0.39859 | 0.0096382 | 1.3614 | 0.013732 | 0.95805 | 1.8084 | 0.96209 | 0.11142 | 0.041691 | 0.93167 | 0.43473 | 0.67658 | 0.78312 | 0.34597 | 0.3914 | 1.2042 | 0.75801 | 0.65318
4428212 | VCUG | 12 | 05f_109019_419x230x572.dat | 0.0850;0.0850;0.1928 | 419;230;572 | (0.1749;69.2650;8.0852) | 80 | 2.9 | 44 | 83.87 | 60 | iodine | [138] | [10] | 1 | 5 | 60 | normal | none | 7.8373 | 10.1721 | 79.7219 | 32.8656 | 42.6569 | 1401.9446 | 2.5779e-13 | 1.3332 | 0.0011121 | 0.092805 | 0.5866 | 0.0027104 | 0.65061 | 0.65984 | 0.32095 | 1.3895 | 0.001171 | 0.60619 | 0.35746 | 0.22472 | 0.0049339 | 0.84527 | 0.007313 | 0.55588 | 1.2416 | 0.56698 | 0.059052 | 0.020748 | 0.5477 | 0.26728 | 0.39821 | 0.50977 | 0.23176 | 0.33483 | 0.69871 | 0.48261 | 0.39862
4428212 | VCUG | 12 | 05f_109019_419x230x572.dat | 0.0850;0.0850;0.1928 | 419;230;572 | (0.1749;69.2650;8.0852) | 80 | 7.702 | 57 | 83.87 | 60 | iodine | [138] | [10] | 1 | 5 | 60 | normal | none | 7.8373 | 10.1721 | 79.7219 | 32.8656 | 42.6569 | 1401.9446 | 1.7229e-13 | 1.998 | 0.0031618 | 0.21257 | 1.0335 | 0.0063301 | 1.1985 | 1.2412 | 0.62199 | 2.0949 | 0.002749 | 1.0867 | 0.55953 | 0.45219 | 0.012529 | 1.4562 | 0.017595 | 1.059 | 1.8444 | 1.04 | 0.1346 | 0.052202 | 1.0235 | 0.48336 | 0.75293 | 0.83655 | 0.3658 | 0.39587 | 1.2901 | 0.80569 | 0.71173
4428212 | VCUG | 12 | 05f_109019_419x230x572.dat | 0.0850;0.0850;0.1928 | 419;230;572 | (0.1749;69.2650;8.0852) | 80 | 8.502 | 60 | 83.87 | 60 | iodine | [138] | [10] | 1 | 5 | 60 | normal | none | 7.8373 | 10.1721 | 79.7219 | 32.8656 | 42.6569 | 1401.9446 | 1.6801e-13 | 2.0414 | 0.0036062 | 0.23131 | 1.0768 | 0.0065304 | 1.2627 | 1.295 | 0.65608 | 2.1421 | 0.0031627 | 1.1337 | 0.57517 | 0.47373 | 0.012884 | 1.5077 | 0.018665 | 1.1114 | 1.8794 | 1.0846 | 0.1449 | 0.054617 | 1.0771 | 0.50717 | 0.79193 | 0.86539 | 0.37725 | 0.40004 | 1.3546 | 0.83475 | 0.74247
4428212 | VCUG | 12 | 05f_109019_419x230x572.dat | 0.0850;0.0850;0.1928 | 419;230;572 | (0.1749;69.2650;8.0852) | 110 | 3.9 | 52 | 83.87 | 60 | iodine | [138] | [10] | 1 | 5 | 60 | normal | none | 7.8373 | 10.1721 | 79.7219 | 32.8656 | 42.6569 | 1401.9446 | 2.3044e-13 | 1.5017 | 0.0019915 | 0.13679 | 0.72083 | 0.0044089 | 0.82285 | 0.83808 | 0.41236 | 1.5756 | 0.0023256 | 0.74816 | 0.41342 | 0.29116 | 0.0077962 | 1.017 | 0.010795 | 0.71006 | 1.4005 | 0.7052 | 0.083426 | 0.030304 | 0.68945 | 0.33507 | 0.50154 | 0.60479 | 0.27007 | 0.35088 | 0.87757 | 0.57485 | 0.4924
4428212 | VCUG | 12 | 05f_109019_419x230x572.dat | 0.0850;0.0850;0.1928 | 419;230;572 | (0.1749;69.2650;8.0852) | 110 | 7.85 | 62 | 83.87 | 60 | iodine | [138] | [10] | 1 | 5 | 60 | normal | none | 7.8373 | 10.1721 | 79.7219 | 32.8656 | 42.6569 | 1401.9446 | 1.8405e-13 | 1.9138 | 0.0035187 | 0.21781 | 0.99997 | 0.0068744 | 1.1661 | 1.1945 | 0.60534 | 2.0043 | 0.005404 | 1.0502 | 0.53755 | 0.43836 | 0.01519 | 1.3989 | 0.017946 | 1.027 | 1.7609 | 1.0062 | 0.13325 | 0.052082 | 0.99318 | 0.47514 | 0.72183 | 0.81295 | 0.35375 | 0.38721 | 1.2553 | 0.77776 | 0.68994
4428212 | VCUG | 12 | 05f_109019_419x230x572.dat | 0.0850;0.0850;0.1928 | 419;230;572 | (0.1749;69.2650;8.0852) | 110 | 9.9905 | 69 | 83.87 | 60 | iodine | [138] | [10] | 1 | 5 | 60 | normal | none | 7.8373 | 10.1721 | 79.7219 | 32.8656 | 42.6569 | 1401.9446 | 1.7796e-13 | 1.9897 | 0.00442 | 0.25342 | 1.0823 | 0.0084606 | 1.2826 | 1.3333 | 0.67112 | 2.0832 | 0.0028507 | 1.1401 | 0.567 | 0.49012 | 0.016566 | 1.5056 | 0.021705 | 1.1265 | 1.8252 | 1.0934 | 0.15554 | 0.062313 | 1.0908 | 0.52329 | 0.79187 | 0.87375 | 0.37578 | 0.3935 | 1.3832 | 0.83416 | 0.75253
4428212 | VCUG | 1 | 05m_109019_419x230x572.dat | 0.0850;0.0850;0.1928 | 419;230;572 | (0.1749;69.2650;7.9602) | 60 | 2.5 | 38 | 83.87 | 60 | iodine | [138] | [0] | 1 | 5 | 65 | normal | none | 7.8373 | 10.2516 | 80.3445 | 32.8656 | 42.99 | 1412.893 | 2.8748e-13 | 1.1767 | 0.00057614 | 0.062449 | 0.48727 | 0.0015566 | 0.5249 | 0.68617 | 0.2503 | 1.2413 | 0.0015127 | 0.49666 | 0.31243 | 0.17368 | 0.0029302 | 0.70735 | 0.0044942 | 0.4418 | 1.1146 | 0.46066 | 0.040434 | 0.013645 | 0.66116 | 0.21771 | 0.31577 | 0.43837 | 0.20656 | 0.32411 | 0.63274 | 0.41526 | 0.34984
4428212 | VCUG | 1 | 05m_109019_419x230x572.dat | 0.0850;0.0850;0.1928 | 419;230;572 | (0.1749;69.2650;7.9602) | 60 | 5.7448 | 47 | 83.87 | 60 | iodine | [138] | [0] | 1 | 5 | 65 | normal | none | 7.8373 | 10.2516 | 80.3445 | 32.8656 | 42.99 | 1412.893 | 1.8665e-13 | 1.8429 | 0.0017787 | 0.15116 | 0.89312 | 0.0042156 | 1.0263 | 1.0637 | 0.5159 | 1.9405 | 0.0079347 | 0.9317 | 0.50701 | 0.37094 | 0.0077547 | 1.2787 | 0.012135 | 0.88637 | 1.73 | 0.89125 | 0.10005 | 0.039979 | 1.1974 | 0.40449 | 0.6239 | 0.73213 | 0.33488 | 0.38734 | 1.1069 | 0.71273 | 0.62412
4428212 | VCUG | 1 | 05m_109019_419x230x572.dat | 0.0850;0.0850;0.1928 | 419;230;572 | (0.1749;69.2650;7.9602) | 60 | 6.3535 | 49 | 83.87 | 60 | iodine | [138] | [0] | 1 | 5 | 65 | normal | none | 7.8373 | 10.2516 | 80.3445 | 32.8656 | 42.99 | 1412.893 | 1.7821e-13 | 1.9348 | 0.0020983 | 0.16534 | 0.94909 | 0.005221 | 1.1011 | 1.1181 | 0.55619 | 2.0189 | 0.0054884 | 0.99398 | 0.53006 | 0.40166 | 0.0094915 | 1.3542 | 0.013722 | 0.95313 | 1.7945 | 0.95291 | 0.11088 | 0.040254 | 1.2673 | 0.43239 | 0.6727 | 0.77057 | 0.35178 | 0.39465 | 1.1822 | 0.75402 | 0.66246
4428212 | VCUG | 1 | 05m_109019_419x230x572.dat | 0.0850;0.0850;0.1928 | 419;230;572 | (0.1749;69.2650;7.9602) | 80 | 2.9 | 44 | 83.87 | 60 | iodine | [138] | [0] | 1 | 5 | 65 | normal | none | 7.8373 | 10.2516 | 80.3445 | 32.8656 | 42.99 | 1412.893 | 2.5738e-13 | 1.3187 | 0.0011111 | 0.091789 | 0.58415 | 0.002428 | 0.64002 | 0.74624 | 0.31786 | 1.3801 | 0.0020923 | 0.60155 | 0.35458 | 0.22619 | 0.0045943 | 0.83774 | 0.0070047 | 0.55326 | 1.2314 | 0.56169 | 0.05831 | 0.021256 | 0.78132 | 0.26578 | 0.39582 | 0.50339 | 0.23545 | 0.33701 | 0.73354 | 0.4816 | 0.41307
4428212 | VCUG | 1 | 05m_109019_419x230x572.dat | 0.0850;0.0850;0.1928 | 419;230;572 | (0.1749;69.2650;7.9602) | 80 | 7.702 | 57 | 83.87 | 60 | iodine | [138] | [0] | 1 | 5 | 65 | normal | none | 7.8373 | 10.2516 | 80.3445 | 32.8656 | 42.99 | 1412.893 | 1.7201e-13 | 1.9906 | 0.0031519 | 0.21145 | 1.0287 | 0.0070054 | 1.197 | 1.1796 | 0.61845 | 2.0801 | 0.0017946 | 1.0786 | 0.55489 | 0.45223 | 0.012276 | 1.4428 | 0.017198 | 1.0554 | 1.829 | 1.0316 | 0.13342 | 0.0548 | 1.3475 | 0.48098 | 0.74896 | 0.82562 | 0.3719 | 0.39891 | 1.209 | 0.79596 | 0.7158
4428212 | VCUG | 1 | 05m_109019_419x230x572.dat | 0.0850;0.0850;0.1928 | 419;230;572 | (0.1749;69.2650;7.9602) | 80 | 8.502 | 60 | 83.87 | 60 | iodine | [138] | [0] | 1 | 5 | 65 | normal | none | 7.8373 | 10.2516 | 80.3445 | 32.8656 | 42.99 | 1412.893 | 1.6775e-13 | 2.0198 | 0.0035892 | 0.23132 | 1.0704 | 0.0066354 | 1.2497 | 1.2126 | 0.65174 | 2.1249 | 0.003272 | 1.1251 | 0.5705 | 0.48134 | 0.012221 | 1.4985 | 0.019004 | 1.1077 | 1.8634 | 1.0756 | 0.14361 | 0.058459 | 1.4011 | 0.50463 | 0.78773 | 0.85733 | 0.38362 | 0.40304 | 1.261 | 0.82285 | 0.74481
4428212 | VCUG | 1 | 05m_109019_419x230x572.dat | 0.0850;0.0850;0.1928 | 419;230;572 | (0.1749;69.2650;7.9602) | 110 | 3.9 | 52 | 83.87 | 60 | iodine | [138] | [0] | 1 | 5 | 65 | normal | none | 7.8373 | 10.2516 | 80.3445 | 32.8656 | 42.99 | 1412.893 | 2.3008e-13 | 1.4931 | 0.0019922 | 0.13281 | 0.71561 | 0.0042051 | 0.80728 | 0.87712 | 0.40979 | 1.5644 | 0.0012828 | 0.74252 | 0.41053 | 0.293 | 0.0070505 | 1.0089 | 0.011159 | 0.70518 | 1.3891 | 0.69979 | 0.081362 | 0.033621 | 0.94331 | 0.33321 | 0.49859 | 0.60132 | 0.27442 | 0.35284 | 0.87886 | 0.57138 | 0.50291
4428212 | VCUG | 1 | 05m_109019_419x230x572.dat | 0.0850;0.0850;0.1928 | 419;230;572 | (0.1749;69.2650;7.9602) | 110 | 7.85 | 62 | 83.87 | 60 | iodine | [138] | [0] | 1 | 5 | 65 | normal | none | 7.8373 | 10.2516 | 80.3445 | 32.8656 | 42.99 | 1412.893 | 1.8376e-13 | 1.8988 | 0.0034752 | 0.21558 | 0.99594 | 0.0073309 | 1.1486 | 1.1423 | 0.60178 | 1.9881 | 0.0030153 | 1.0421 | 0.53389 | 0.44 | 0.014503 | 1.3888 | 0.017866 | 1.0214 | 1.7469 | 0.99757 | 0.13121 | 0.052784 | 1.2974 | 0.47275 | 0.71799 | 0.80058 | 0.3596 | 0.38992 | 1.1601 | 0.76513 | 0.69367
4428212 | VCUG | 1 | 05m_109019_419x230x572.dat | 0.0850;0.0850;0.1928 | 419;230;572 | (0.1749;69.2650;7.9602) | 110 | 9.9905 | 69 | 83.87 | 60 | iodine | [138] | [0] | 1 | 5 | 65 | normal | none | 7.8373 | 10.2516 | 80.3445 | 32.8656 | 42.99 | 1412.893 | 1.7768e-13 | 1.9754 | 0.0043881 | 0.25028 | 1.0778 | 0.0083998 | 1.2549 | 1.2117 | 0.66602 | 2.0682 | 0.005168 | 1.1311 | 0.56248 | 0.49249 | 0.015771 | 1.4942 | 0.021357 | 1.1221 | 1.8112 | 1.0842 | 0.15313 | 0.060164 | 1.3833 | 0.52076 | 0.7878 | 0.85721 | 0.38185 | 0.39682 | 1.2413 | 0.81671 | 0.74919
4428212 | VCUG | 2 | 05m_109019_419x230x572.dat | 0.0850;0.0850;0.1928 | 419;230;572 | (0.3498;73.1327;-1.5948) | 60 | 2.5 | 38 | 85.7359 | 60 | iodine | [138] | [10] | 0 | 5 | 65 | normal | none | 6.7588 | 4.5119 | 30.4949 | 28.9735 | 19.3416 | 560.3928 | 2.6662e-13 | 0.0095588 | 9.6136e-05 | 0.0011928 | 0.49294 | 4.6995e-05 | 0.027765 | 0.67852 | 0.0023555 | 0.050645 | 0 | 0.010298 | 0.001635 | 0.0016704 | 0.00026058 | 0.044227 | 0.00027779 | 0.30191 | 0.014505 | 0.018802 | 0.00057081 | 0.00061041 | 1.1154 | 0.20529 | 0.28684 | 0.35384 | 0.31481 | 0.35184 | 0.8248 | 0.12543 | 0.20723
4428212 | VCUG | 2 | 05m_109019_419x230x572.dat | 0.0850;0.0850;0.1928 | 419;230;572 | (0.3498;73.1327;-1.5948) | 60 | 5.7448 | 47 | 85.7359 | 60 | iodine | [138] | [10] | 0 | 5 | 65 | normal | none | 6.7588 | 4.5119 | 30.4949 | 28.9735 | 19.3416 | 560.3928 | 1.7312e-13 | 0.030093 | 0.00023478 | 0.0030522 | 0.92056 | 7.9568e-05 | 0.076148 | 1.3796 | 0.0073757 | 0.12433 | 0 | 0.029762 | 0.0047468 | 0.0055804 | 0.00051463 | 0.11198 | 0.0005242 | 0.66935 | 0.038098 | 0.0495 | 0.0018657 | 0.0010419 | 2.1241 | 0.39262 | 0.5868 | 0.63625 | 0.50748 | 0.42142 | 1.6696 | 0.24395 | 0.40061
4428212 | VCUG | 2 | 05m_109019_419x230x572.dat | 0.0850;0.0850;0.1928 | 419;230;572 | (0.3498;73.1327;-1.5948) | 60 | 6.3535 | 49 | 85.7359 | 60 | iodine | [138] | [10] | 0 | 5 | 65 | normal | none | 6.7588 | 4.5119 | 30.4949 | 28.9735 | 19.3416 | 560.3928 | 1.653e-13 | 0.03385 | 0.00025688 | 0.004061 | 0.98167 | 0.00044609 | 0.082474 | 1.4743 | 0.0090931 | 0.13953 | 0.00015367 | 0.034344 | 0.0053449 | 0.0066412 | 0.00053841 | 0.12418 | 0.00061899 | 0.73139 | 0.042065 | 0.055806 | 0.0021065 | 0.0006925 | 2.2731 | 0.4212 | 0.63554 | 0.67749 | 0.53184 | 0.42925 | 1.7999 | 0.2622 | 0.42882
4428212 | VCUG | 2 | 05m_109019_419x230x572.dat | 0.0850;0.0850;0.1928 | 419;230;572 | (0.3498;73.1327;-1.5948) | 80 | 2.9 | 44 | 85.7359 | 60 | iodine | [138] | [10] | 0 | 5 | 65 | normal | none | 6.7588 | 4.5119 | 30.4949 | 28.9735 | 19.3416 | 560.3928 | 2.3871e-13 | 0.016704 | 0.00014206 | 0.0017647 | 0.59632 | 0.00027167 | 0.041859 | 0.86417 | 0.0043244 | 0.073745 | 0.00061027 | 0.017727 | 0.0028854 | 0.0031188 | 0.00044417 | 0.065585 | 0.00029231 | 0.40201 | 0.022297 | 0.02857 | 0.0011367 | 0.001145 | 1.3604 | 0.25476 | 0.36707 | 0.42442 | 0.35706 | 0.36546 | 1.0566 | 0.15735 | 0.25676
4428212 | VCUG | 2 | 05m_109019_419x230x572.dat | 0.0850;0.0850;0.1928 | 419;230;572 | (0.3498;73.1327;-1.5948) | 80 | 7.702 | 57 | 85.7359 | 60 | iodine | [138] | [10] | 0 | 5 | 65 | normal | none | 6.7588 | 4.5119 | 30.4949 | 28.9735 | 19.3416 | 560.3928 | 1.5956e-13 | 0.044366 | 0.00034877 | 0.0058784 | 1.0674 | 0.00035823 | 0.10488 | 1.6304 | 0.012972 | 0.16781 | 0.00015007 | 0.04673 | 0.0079131 | 0.010455 | 0.0012388 | 0.15157 | 0.00093834 | 0.83593 | 0.054133 | 0.069899 | 0.0028198 | 0.0012015 | 2.4691 | 0.47362 | 0.71638 | 0.73666 | 0.55907 | 0.43381 | 1.9527 | 0.2881 | 0.47258
4428212 | VCUG | 2 | 05m_109019_419x230x572.dat | 0.0850;0.0850;0.1928 | 419;230;572 | (0.3498;73.1327;-1.5948) | 80 | 8.502 | 60 | 85.7359 | 60 | iodine | [138] | [10] | 0 | 5 | 65 | normal | none | 6.7588 | 4.5119 | 30.4949 | 28.9735 | 19.3416 | 560.3928 | 1.5561e-13 | 0.050927 | 0.00038289 | 0.0078949 | 1.1127 | 0.00045404 | 0.12429 | 1.7046 | 0.015101 | 0.18134 | 0.00010497 | 0.051999 | 0.0088628 | 0.01107 | 0.00089463 | 0.1642 | 0.0011552 | 0.88936 | 0.057702 | 0.077317 | 0.0036854 | 0.0016759 | 2.5867 | 0.49862 | 0.75645 | 0.76743 | 0.57566 | 0.43845 | 2.0995 | 0.30731 | 0.49591
4428212 | VCUG | 2 | 05m_109019_419x230x572.dat | 0.0850;0.0850;0.1928 | 419;230;572 | (0.3498;73.1327;-1.5948) | 110 | 3.9 | 52 | 85.7359 | 60 | iodine | [138] | [10] | 0 | 5 | 65 | normal | none | 6.7588 | 4.5119 | 30.4949 | 28.9735 | 19.3416 | 560.3928 | 2.134e-13 | 0.029636 | 0.00023026 | 0.0038829 | 0.73586 | 0.00024911 | 0.063187 | 1.1089 | 0.008046 | 0.10372 | 0 | 0.028375 | 0.0049621 | 0.006158 | 0.00059757 | 0.094303 | 0.00071233 | 0.53885 | 0.032141 | 0.043103 | 0.0020469 | 0.00079476 | 1.6857 | 0.32495 | 0.47109 | 0.51565 | 0.41462 | 0.38326 | 1.3264 | 0.1973 | 0.32331
4428212 | VCUG | 2 | 05m_109019_419x230x572.dat | 0.0850;0.0850;0.1928 | 419;230;572 | (0.3498;73.1327;-1.5948) | 110 | 7.85 | 62 | 85.7359 | 60 | iodine | [138] | [10] | 0 | 5 | 65 | normal | none | 6.7588 | 4.5119 | 30.4949 | 28.9735 | 19.3416 | 560.3928 | 1.7043e-13 | 0.04611 | 0.00037404 | 0.0073656 | 1.0379 | 0.00060272 | 0.11389 | 1.5784 | 0.014073 | 0.16432 | 0 | 0.048508 | 0.0084811 | 0.011716 | 0.0013602 | 0.14995 | 0.0009762 | 0.81671 | 0.053125 | 0.071444 | 0.0037049 | 0.0018922 | 2.3781 | 0.46837 | 0.69007 | 0.71926 | 0.54048 | 0.42485 | 1.951 | 0.28593 | 0.46058
4428212 | VCUG | 2 | 05m_109019_419x230x572.dat | 0.0850;0.0850;0.1928 | 419;230;572 | (0.3498;73.1327;-1.5948) | 110 | 9.9905 | 69 | 85.7359 | 60 | iodine | [138] | [10] | 0 | 5 | 65 | normal | none | 6.7588 | 4.5119 | 30.4949 | 28.9735 | 19.3416 | 560.3928 | 1.6479e-13 | 0.055195 | 0.00045873 | 0.0085032 | 1.1271 | 0.00071505 | 0.12743 | 1.6979 | 0.017541 | 0.18956 | 0.00010025 | 0.058843 | 0.010393 | 0.013506 | 0.0010983 | 0.17275 | 0.0011286 | 0.9181 | 0.061698 | 0.086142 | 0.0050628 | 0.0019206 | 2.5866 | 0.52006 | 0.76358 | 0.78335 | 0.57213 | 0.43202 | 2.1254 | 0.31265 | 0.50202
4428212 | VCUG | 3 | 05m_109019_419x230x572.dat | 0.0850;0.0850;0.1928 | 419;230;572 | (0.3498;73.1327;-1.5948) | 60 | 2.5 | 38 | 85.7359 | 60 | iodine | [138] | [30] | 0 | 5 | 65 | normal | none | 6.7588 | 4.5119 | 30.4949 | 28.9735 | 19.3416 | 560.3928 | 2.6662e-13 | 0.0095524 | 9.5378e-05 | 0.0011881 | 0.49051 | 4.6995e-05 | 0.027326 | 0.66971 | 0.0023341 | 0.050389 | 0 | 0.010175 | 0.0016253 | 0.0016477 | 0.00026058 | 0.043953 | 0.00027593 | 0.29666 | 0.014495 | 0.01871 | 0.00056893 | 0.00061739 | 1.051 | 0.20448 | 0.28566 | 0.35089 | 0.31373 | 0.35141 | 0.80304 | 0.12337 | 0.20327
4428212 | VCUG | 3 | 05m_109019_419x230x572.dat | 0.0850;0.0850;0.1928 | 419;230;572 | (0.3498;73.1327;-1.5948) | 60 | 5.7448 | 47 | 85.7359 | 60 | iodine | [138] | [30] | 0 | 5 | 65 | normal | none | 6.7588 | 4.5119 | 30.4949 | 28.9735 | 19.3416 | 560.3928 | 1.7312e-13 | 0.029899 | 0.00023459 | 0.0029543 | 0.91467 | 8.0862e-05 | 0.075715 | 1.3635 | 0.0073127 | 0.12318 | 0 | 0.029397 | 0.0047305 | 0.005551 | 0.00051463 | 0.11112 | 0.00053586 | 0.65664 | 0.037829 | 0.048935 | 0.0018368 | 0.00088261 | 2.0256 | 0.39041 | 0.58341 | 0.62914 | 0.50474 | 0.42021 | 1.6105 | 0.23844 | 0.3936
4428212 | VCUG | 3 | 05m_109019_419x230x572.dat | 0.0850;0.0850;0.1928 | 419;230;572 | (0.3498;73.1327;-1.5948) | 60 | 6.3535 | 49 | 85.7359 | 60 | iodine | [138] | [30] | 0 | 5 | 65 | normal | none | 6.7588 | 4.5119 | 30.4949 | 28.9735 | 19.3416 | 560.3928 | 1.653e-13 | 0.033345 | 0.00025622 | 0.0039501 | 0.97471 | 0.00044188 | 0.081809 | 1.4526 | 0.0089612 | 0.13818 | 0.00015367 | 0.033906 | 0.0053184 | 0.0066291 | 0.00045649 | 0.12304 | 0.00062377 | 0.71778 | 0.041801 | 0.055107 | 0.0020996 | 0.00058049 | 2.169 | 0.41872 | 0.63169 | 0.66938 | 0.52885 | 0.42787 | 1.7324 | 0.25585 | 0.42086
4428212 | VCUG | 3 | 05m_109019_419x230x572.dat | 0.0850;0.0850;0.1928 | 419;230;572 | (0.3498;73.1327;-1.5948) | 80 | 2.9 | 44 | 85.7359 | 60 | iodine | [138] | [30] | 0 | 5 | 65 | normal | none | 6.7588 | 4.5119 | 30.4949 | 28.9735 | 19.3416 | 560.3928 | 2.3871e-13 | 0.016306 | 0.00014157 | 0.0016852 | 0.59213 | 0.00026916 | 0.040773 | 0.84934 | 0.004288 | 0.073125 | 0.00061027 | 0.017509 | 0.0028785 | 0.0030902 | 0.00044417 | 0.065061 | 0.00028581 | 0.39507 | 0.022155 | 0.028414 | 0.0011172 | 0.0011324 | 1.2914 | 0.25351 | 0.36517 | 0.42128 | 0.35553 | 0.36477 | 1.018 | 0.15382 | 0.25167
4428212 | VCUG | 3 | 05m_109019_419x230x572.dat | 0.0850;0.0850;0.1928 | 419;230;572 | (0.3498;73.1327;-1.5948) | 80 | 7.702 | 57 | 85.7359 | 60 | iodine | [138] | [30] | 0 | 5 | 65 | normal | none | 6.7588 | 4.5119 | 30.4949 | 28.9735 | 19.3416 | 560.3928 | 1.5956e-13 | 0.043838 | 0.00034559 | 0.0056849 | 1.0587 | 0.00035044 | 0.10228 | 1.5968 | 0.012873 | 0.16628 | 0.00015007 | 0.04615 | 0.007851 | 0.010447 | 0.0012472 | 0.15013 | 0.00096629 | 0.82196 | 0.053932 | 0.06926 | 0.0029296 | 0.0011809 | 2.3778 | 0.47062 | 0.71164 | 0.72831 | 0.55569 | 0.43228 | 1.9111 | 0.28353 | 0.4641
4428212 | VCUG | 3 | 05m_109019_419x230x572.dat | 0.0850;0.0850;0.1928 | 419;230;572 | (0.3498;73.1327;-1.5948) | 80 | 8.502 | 60 | 85.7359 | 60 | iodine | [138] | [30] | 0 | 5 | 65 | normal | none | 6.7588 | 4.5119 | 30.4949 | 28.9735 | 19.3416 | 560.3928 | 1.5561e-13 | 0.050055 | 0.00037941 | 0.007956 | 1.103 | 0.00045363 | 0.12344 | 1.676 | 0.015014 | 0.17957 | 0.00010497 | 0.051342 | 0.0088133 | 0.011083 | 0.00098261 | 0.1625 | 0.0011519 | 0.87336 | 0.057206 | 0.076745 | 0.0037289 | 0.0016844 | 2.5049 | 0.49538 | 0.75132 | 0.75935 | 0.57208 | 0.43687 | 2.0368 | 0.30119 | 0.48792
4428212 | VCUG | 3 | 05m_109019_419x230x572.dat | 0.0850;0.0850;0.1928 | 419;230;572 | (0.3498;73.1327;-1.5948) | 110 | 3.9 | 52 | 85.7359 | 60 | iodine | [138] | [30] | 0 | 5 | 65 | normal | none | 6.7588 | 4.5119 | 30.4949 | 28.9735 | 19.3416 | 560.3928 | 2.134e-13 | 0.029158 | 0.00022781 | 0.0038042 | 0.73122 | 0.00024793 | 0.061716 | 1.0986 | 0.0079664 | 0.10279 | 0 | 0.028051 | 0.0049148 | 0.0061838 | 0.00059757 | 0.093699 | 0.00069645 | 0.53 | 0.031822 | 0.042539 | 0.0020165 | 0.00071782 | 1.6232 | 0.32321 | 0.46841 | 0.51084 | 0.41264 | 0.38234 | 1.2883 | 0.19357 | 0.31864
4428212 | VCUG | 3 | 05m_109019_419x230x572.dat | 0.0850;0.0850;0.1928 | 419;230;572 | (0.3498;73.1327;-1.5948) | 110 | 7.85 | 62 | 85.7359 | 60 | iodine | [138] | [30] | 0 | 5 | 65 | normal | none | 6.7588 | 4.5119 | 30.4949 | 28.9735 | 19.3416 | 560.3928 | 1.7043e-13 | 0.045226 | 0.00037334 | 0.0073862 | 1.0306 | 0.00057457 | 0.11323 | 1.5532 | 0.013909 | 0.16301 | 0 | 0.04794 | 0.0084236 | 0.011739 | 0.0013487 | 0.14864 | 0.00093794 | 0.80369 | 0.052668 | 0.07094 | 0.0036434 | 0.0018603 | 2.3059 | 0.46557 | 0.68567 | 0.71264 | 0.53742 | 0.42357 | 1.9034 | 0.28118 | 0.45375
4428212 | VCUG | 3 | 05m_109019_419x230x572.dat | 0.0850;0.0850;0.1928 | 419;230;572 | (0.3498;73.1327;-1.5948) | 110 | 9.9905 | 69 | 85.7359 | 60 | iodine | [138] | [30] | 0 | 5 | 65 | normal | none | 6.7588 | 4.5119 | 30.4949 | 28.9735 | 19.3416 | 560.3928 | 1.6479e-13 | 0.053837 | 0.00045518 | 0.0084213 | 1.1182 | 0.00072027 | 0.1274 | 1.6724 | 0.01733 | 0.18803 | 0.00010025 | 0.058138 | 0.01032 | 0.013304 | 0.0011224 | 0.17108 | 0.0011249 | 0.90445 | 0.060982 | 0.085002 | 0.0050463 | 0.0019758 | 2.5159 | 0.51692 | 0.75862 | 0.77526 | 0.5688 | 0.43068 | 2.0678 | 0.30696 | 0.49478
4428212 | VCUG | 4 | 05m_109019_419x230x572.dat | 0.0850;0.0850;0.1928 | 419;230;572 | (0.3498;73.1327;1.2114) | 60 | 2.5 | 38 | 85.7359 | 60 | iodine | [138] | [50] | 0 | 5 | 65 | normal | none | 6.7588 | 6.0287 | 40.7467 | 28.9735 | 25.8438 | 748.786 | 2.8851e-13 | 0.039995 | 0.00011856 | 0.0035472 | 0.70226 | 0.00010675 | 0.12357 | 0.49651 | 0.0087543 | 0.43738 | 0.00063824 | 0.046258 | 0.0048983 | 0.0067519 | 0.00048698 | 0.24129 | 0.00037198 | 0.58188 | 0.058601 | 0.085591 | 0.0016218 | 0.00063637 | 0.77824 | 0.192 | 0.27556 | 0.59102 | 0.24868 | 0.3441 | 0.57859 | 0.17526 | 0.21883
4428212 | VCUG | 4 | 05m_109019_419x230x572.dat | 0.0850;0.0850;0.1928 | 419;230;572 | (0.3498;73.1327;1.2114) | 60 | 5.7448 | 47 | 85.7359 | 60 | iodine | [138] | [50] | 0 | 5 | 65 | normal | none | 6.7588 | 6.0287 | 40.7467 | 28.9735 | 25.8438 | 748.786 | 1.8733e-13 | 0.10143 | 0.00032479 | 0.0092045 | 1.2416 | 0.00023992 | 0.29406 | 0.9828 | 0.025059 | 0.75694 | 0 | 0.11335 | 0.013969 | 0.019567 | 0.00088303 | 0.47573 | 0.0010424 | 1.1389 | 0.13049 | 0.18809 | 0.005295 | 0.003651 | 1.5221 | 0.36974 | 0.56565 | 0.92992 | 0.40446 | 0.40975 | 1.1601 | 0.32107 | 0.41198
4428212 | VCUG | 4 | 05m_109019_419x230x572.dat | 0.0850;0.0850;0.1928 | 419;230;572 | (0.3498;73.1327;1.2114) | 60 | 6.3535 | 49 | 85.7359 | 60 | iodine | [138] | [50] | 0 | 5 | 65 | normal | none | 6.7588 | 6.0287 | 40.7467 | 28.9735 | 25.8438 | 748.786 | 1.7887e-13 | 0.10812 | 0.00037227 | 0.0094635 | 1.3145 | 0.00060006 | 0.31526 | 1.0653 | 0.028768 | 0.79903 | 4.2747e-05 | 0.12631 | 0.016016 | 0.021232 | 0.0010199 | 0.51174 | 0.0010818 | 1.2226 | 0.14277 | 0.20572 | 0.0057429 | 0.0021749 | 1.6369 | 0.39703 | 0.61294 | 0.97487 | 0.42451 | 0.41673 | 1.234 | 0.34042 | 0.44098
4428212 | VCUG | 4 | 05m_109019_419x230x572.dat | 0.0850;0.0850;0.1928 | 419;230;572 | (0.3498;73.1327;1.2114) | 80 | 2.9 | 44 | 85.7359 | 60 | iodine | [138] | [50] | 0 | 5 | 65 | normal | none | 6.7588 | 6.0287 | 40.7467 | 28.9735 | 25.8438 | 748.786 | 2.5831e-13 | 0.060123 | 0.00020913 | 0.0058601 | 0.8289 | 0.00031262 | 0.17237 | 0.61772 | 0.014594 | 0.50796 | 0 | 0.067021 | 0.0083324 | 0.010466 | 0.00088275 | 0.30033 | 0.00069832 | 0.72186 | 0.078279 | 0.11448 | 0.0032191 | 0.0018989 | 0.96637 | 0.23904 | 0.35322 | 0.66546 | 0.28329 | 0.35637 | 0.7248 | 0.21109 | 0.26728
4428212 | VCUG | 4 | 05m_109019_419x230x572.dat | 0.0850;0.0850;0.1928 | 419;230;572 | (0.3498;73.1327;1.2114) | 80 | 7.702 | 57 | 85.7359 | 60 | iodine | [138] | [50] | 0 | 5 | 65 | normal | none | 6.7588 | 6.0287 | 40.7467 | 28.9735 | 25.8438 | 748.786 | 1.7265e-13 | 0.14009 | 0.0005554 | 0.015539 | 1.4094 | 0.00080047 | 0.37989 | 1.1691 | 0.038171 | 0.84762 | 0.0019347 | 0.15267 | 0.021386 | 0.027621 | 0.0021506 | 0.5554 | 0.0017453 | 1.3448 | 0.16162 | 0.23589 | 0.0092101 | 0.0034807 | 1.8104 | 0.44669 | 0.69112 | 1.0271 | 0.44773 | 0.42066 | 1.3713 | 0.37292 | 0.48465
4428212 | VCUG | 4 | 05m_109019_419x230x572.dat | 0.0850;0.0850;0.1928 | 419;230;572 | (0.3498;73.1327;1.2114) | 80 | 8.502 | 60 | 85.7359 | 60 | iodine | [138] | [50] | 0 | 5 | 65 | normal | none | 6.7588 | 6.0287 | 40.7467 | 28.9735 | 25.8438 | 748.786 | 1.6837e-13 | 0.14697 | 0.00061175 | 0.018411 | 1.4647 | 0.00085223 | 0.39711 | 1.2436 | 0.041732 | 0.87415 | 0 | 0.16511 | 0.02351 | 0.031414 | 0.002136 | 0.57956 | 0.0018591 | 1.4107 | 0.17146 | 0.25018 | 0.010188 | 0.0043934 | 1.891 | 0.47031 | 0.72966 | 1.0586 | 0.46141 | 0.4245 | 1.4538 | 0.38914 | 0.50868
4428212 | VCUG | 4 | 05m_109019_419x230x572.dat | 0.0850;0.0850;0.1928 | 419;230;572 | (0.3498;73.1327;1.2114) | 110 | 3.9 | 52 | 85.7359 | 60 | iodine | [138] | [50] | 0 | 5 | 65 | normal | none | 6.7588 | 6.0287 | 40.7467 | 28.9735 | 25.8438 | 748.786 | 2.3091e-13 | 0.085965 | 0.00036014 | 0.010704 | 0.99958 | 0.00045477 | 0.23553 | 0.78607 | 0.022633 | 0.60414 | 0 | 0.094973 | 0.013062 | 0.016722 | 0.001023 | 0.37169 | 0.0011225 | 0.91015 | 0.10338 | 0.14995 | 0.0057993 | 0.0020924 | 1.2207 | 0.30531 | 0.4536 | 0.77391 | 0.33056 | 0.37355 | 0.95034 | 0.26148 | 0.33336
4428212 | VCUG | 4 | 05m_109019_419x230x572.dat | 0.0850;0.0850;0.1928 | 419;230;572 | (0.3498;73.1327;1.2114) | 110 | 7.85 | 62 | 85.7359 | 60 | iodine | [138] | [50] | 0 | 5 | 65 | normal | none | 6.7588 | 6.0287 | 40.7467 | 28.9735 | 25.8438 | 748.786 | 1.8441e-13 | 0.12677 | 0.00060827 | 0.017628 | 1.3685 | 0.00089384 | 0.36744 | 1.135 | 0.039101 | 0.81136 | 0.00053113 | 0.15145 | 0.021952 | 0.029575 | 0.0016429 | 0.52417 | 0.0020887 | 1.3088 | 0.155 | 0.22652 | 0.0099866 | 0.0036654 | 1.7476 | 0.44122 | 0.66544 | 1.0005 | 0.43318 | 0.4119 | 1.3296 | 0.35962 | 0.47115
4428212 | VCUG | 4 | 05m_109019_419x230x572.dat | 0.0850;0.0850;0.1928 | 419;230;572 | (0.3498;73.1327;1.2114) | 110 | 9.9905 | 69 | 85.7359 | 60 | iodine | [138] | [50] | 0 | 5 | 65 | normal | none | 6.7588 | 6.0287 | 40.7467 | 28.9735 | 25.8438 | 748.786 | 1.783e-13 | 0.15216 | 0.00072193 | 0.022125 | 1.4752 | 0.0010052 | 0.40897 | 1.2567 | 0.047127 | 0.86231 | 0.00013266 | 0.17491 | 0.026462 | 0.034695 | 0.0016696 | 0.57202 | 0.0024015 | 1.4361 | 0.17184 | 0.25415 | 0.012554 | 0.0045951 | 1.9127 | 0.48997 | 0.73624 | 1.0648 | 0.45978 | 0.41851 | 1.5036 | 0.39397 | 0.51662
4428212 | VCUG | 5 | 05m_109019_419x230x572.dat | 0.0850;0.0850;0.1928 | 419;230;572 | (-0.1751;73.0726;1.2071) | 60 | 2.5 | 38 | 85.8561 | 60 | iodine | [138] | [50] | 0 | 5 | 65 | normal | none | 6.8214 | 6.0312 | 41.1415 | 29.283 | 25.8909 | 758.1629 | 2.883e-13 | 0.043836 | 0.00012329 | 0.0037599 | 0.83214 | 0.00019142 | 0.19181 | 0.49885 | 0.0076704 | 0.48626 | 0.00086281 | 0.071529 | 0.0047512 | 0.0063735 | 0.00034967 | 0.16859 | 0.00041519 | 0.63232 | 0.039885 | 0.05146 | 0.001707 | 0.0011113 | 0.77724 | 0.19099 | 0.27368 | 0.6019 | 0.2466 | 0.3396 | 0.57183 | 0.17902 | 0.23175
4428212 | VCUG | 5 | 05m_109019_419x230x572.dat | 0.0850;0.0850;0.1928 | 419;230;572 | (-0.1751;73.0726;1.2071) | 60 | 5.7448 | 47 | 85.8561 | 60 | iodine | [138] | [50] | 0 | 5 | 65 | normal | none | 6.8214 | 6.0312 | 41.1415 | 29.283 | 25.8909 | 758.1629 | 1.8719e-13 | 0.10507 | 0.00033486 | 0.0091777 | 1.4259 | 0.00049169 | 0.39669 | 0.98801 | 0.022131 | 0.81488 | 0.00023177 | 0.15342 | 0.01358 | 0.018104 | 0.0011881 | 0.36537 | 0.0010779 | 1.2324 | 0.094725 | 0.12646 | 0.00517 | 0.0024444 | 1.5231 | 0.36754 | 0.56158 | 0.94089 | 0.40094 | 0.40436 | 1.1519 | 0.32487 | 0.4287
4428212 | VCUG | 5 | 05m_109019_419x230x572.dat | 0.0850;0.0850;0.1928 | 419;230;572 | (-0.1751;73.0726;1.2071) | 60 | 6.3535 | 49 | 85.8561 | 60 | iodine | [138] | [50] | 0 | 5 | 65 | normal | none | 6.8214 | 6.0312 | 41.1415 | 29.283 | 25.8909 | 758.1629 | 1.7874e-13 | 0.1156 | 0.00037609 | 0.0096377 | 1.5029 | 0.00062332 | 0.44522 | 1.0682 | 0.026064 | 0.85635 | 7.0383e-05 | 0.16754 | 0.015509 | 0.019496 | 0.00075402 | 0.39522 | 0.001195 | 1.321 | 0.10516 | 0.14066 | 0.0059887 | 0.0027024 | 1.6361 | 0.39453 | 0.60833 | 0.9849 | 0.42081 | 0.41203 | 1.2351 | 0.34667 | 0.45789
4428212 | VCUG | 5 | 05m_109019_419x230x572.dat | 0.0850;0.0850;0.1928 | 419;230;572 | (-0.1751;73.0726;1.2071) | 80 | 2.9 | 44 | 85.8561 | 60 | iodine | [138] | [50] | 0 | 5 | 65 | normal | none | 6.8214 | 6.0312 | 41.1415 | 29.283 | 25.8909 | 758.1629 | 2.5812e-13 | 0.062456 | 0.00020683 | 0.0056358 | 0.96526 | 0.00024608 | 0.25335 | 0.62812 | 0.013156 | 0.55839 | 0 | 0.094465 | 0.0080564 | 0.0099431 | 0.00053619 | 0.2218 | 0.00068217 | 0.78077 | 0.056184 | 0.07404 | 0.0029781 | 0.0013779 | 0.96518 | 0.23763 | 0.35063 | 0.67605 | 0.28077 | 0.35244 | 0.74141 | 0.21703 | 0.28105
4428212 | VCUG | 5 | 05m_109019_419x230x572.dat | 0.0850;0.0850;0.1928 | 419;230;572 | (-0.1751;73.0726;1.2071) | 80 | 7.702 | 57 | 85.8561 | 60 | iodine | [138] | [50] | 0 | 5 | 65 | normal | none | 6.8214 | 6.0312 | 41.1415 | 29.283 | 25.8909 | 758.1629 | 1.7252e-13 | 0.13992 | 0.00054722 | 0.015705 | 1.5972 | 0.00087498 | 0.48583 | 1.1853 | 0.035802 | 0.90257 | 5.2597e-05 | 0.19295 | 0.021312 | 0.026972 | 0.0019851 | 0.44653 | 0.001634 | 1.4448 | 0.12428 | 0.17072 | 0.009341 | 0.0053934 | 1.8039 | 0.4438 | 0.68588 | 1.0372 | 0.4438 | 0.41536 | 1.3813 | 0.37792 | 0.50222
4428212 | VCUG | 5 | 05m_109019_419x230x572.dat | 0.0850;0.0850;0.1928 | 419;230;572 | (-0.1751;73.0726;1.2071) | 80 | 8.502 | 60 | 85.8561 | 60 | iodine | [138] | [50] | 0 | 5 | 65 | normal | none | 6.8214 | 6.0312 | 41.1415 | 29.283 | 25.8909 | 758.1629 | 1.6824e-13 | 0.15307 | 0.00058175 | 0.01778 | 1.6511 | 0.00095415 | 0.50618 | 1.2643 | 0.039776 | 0.93103 | 0.00043447 | 0.20522 | 0.023475 | 0.03016 | 0.0016962 | 0.47591 | 0.0018498 | 1.5133 | 0.13375 | 0.18369 | 0.010402 | 0.0046943 | 1.8814 | 0.46749 | 0.72447 | 1.0701 | 0.45763 | 0.4202 | 1.4659 | 0.39567 | 0.52617
4428212 | VCUG | 5 | 05m_109019_419x230x572.dat | 0.0850;0.0850;0.1928 | 419;230;572 | (-0.1751;73.0726;1.2071) | 110 | 3.9 | 52 | 85.8561 | 60 | iodine | [138] | [50] | 0 | 5 | 65 | normal | none | 6.8214 | 6.0312 | 41.1415 | 29.283 | 25.8909 | 758.1629 | 2.3074e-13 | 0.088928 | 0.00034775 | 0.0090761 | 1.1494 | 0.00055609 | 0.31018 | 0.79566 | 0.02138 | 0.65442 | 0.00092863 | 0.1245 | 0.012816 | 0.01588 | 0.00072888 | 0.28949 | 0.0010507 | 0.97981 | 0.077937 | 0.10594 | 0.0055752 | 0.0023181 | 1.2268 | 0.30348 | 0.45026 | 0.7853 | 0.32764 | 0.36935 | 0.92373 | 0.26341 | 0.34793
4428212 | VCUG | 5 | 05m_109019_419x230x572.dat | 0.0850;0.0850;0.1928 | 419;230;572 | (-0.1751;73.0726;1.2071) | 110 | 7.85 | 62 | 85.8561 | 60 | iodine | [138] | [50] | 0 | 5 | 65 | normal | none | 6.8214 | 6.0312 | 41.1415 | 29.283 | 25.8909 | 758.1629 | 1.8427e-13 | 0.13371 | 0.00058636 | 0.016644 | 1.5465 | 0.0011183 | 0.45751 | 1.178 | 0.036463 | 0.86432 | 0.00012086 | 0.18633 | 0.022152 | 0.027795 | 0.0013653 | 0.43037 | 0.0019994 | 1.403 | 0.12278 | 0.16711 | 0.010281 | 0.003674 | 1.7497 | 0.43853 | 0.66064 | 1.0136 | 0.42962 | 0.40725 | 1.383 | 0.36848 | 0.49077
4428212 | VCUG | 5 | 05m_109019_419x230x572.dat | 0.0850;0.0850;0.1928 | 419;230;572 | (-0.1751;73.0726;1.2071) | 110 | 9.9905 | 69 | 85.8561 | 60 | iodine | [138] | [50] | 0 | 5 | 65 | normal | none | 6.8214 | 6.0312 | 41.1415 | 29.283 | 25.8909 | 758.1629 | 1.7817e-13 | 0.16075 | 0.00072404 | 0.021936 | 1.6536 | 0.0011528 | 0.51161 | 1.279 | 0.044071 | 0.91307 | 0.0014322 | 0.20879 | 0.026307 | 0.034514 | 0.0017901 | 0.48325 | 0.0024603 | 1.5364 | 0.13872 | 0.19306 | 0.01194 | 0.005666 | 1.9379 | 0.48696 | 0.73097 | 1.0705 | 0.45603 | 0.41329 | 1.5296 | 0.4015 | 0.53526
4428212 | VCUG | 6 | 05m_109019_419x230x572.dat | 0.0850;0.0850;0.1928 | 419;230;572 | (0.3498;73.1327;1.2114) | 60 | 2.5 | 38 | 85.7359 | 60 | iodine | [138] | [75] | 0 | 5 | 65 | normal | none | 6.7588 | 6.0287 | 40.7467 | 28.9735 | 25.8438 | 748.786 | 2.8851e-13 | 0.039998 | 0.00011873 | 0.0035503 | 0.70122 | 0.00010675 | 0.12329 | 0.49537 | 0.0087463 | 0.43735 | 0.00063824 | 0.046241 | 0.0048972 | 0.0067519 | 0.00048698 | 0.24127 | 0.00037198 | 0.58036 | 0.058601 | 0.08556 | 0.0016277 | 0.00063637 | 0.75027 | 0.19177 | 0.27524 | 0.59025 | 0.24836 | 0.34393 | 0.56088 | 0.17379 | 0.21728
4428212 | VCUG | 6 | 05m_109019_419x230x572.dat | 0.0850;0.0850;0.1928 | 419;230;572 | (0.3498;73.1327;1.2114) | 60 | 5.7448 | 47 | 85.7359 | 60 | iodine | [138] | [75] | 0 | 5 | 65 | normal | none | 6.7588 | 6.0287 | 40.7467 | 28.9735 | 25.8438 | 748.786 | 1.8733e-13 | 0.10118 | 0.00032469 | 0.0092039 | 1.2395 | 0.00023992 | 0.29338 | 0.9742 | 0.025034 | 0.75667 | 0 | 0.11326 | 0.01396 | 0.019537 | 0.00088303 | 0.47567 | 0.0010424 | 1.1349 | 0.13042 | 0.18803 | 0.005295 | 0.003651 | 1.47 | 0.36906 | 0.56468 | 0.92805 | 0.40362 | 0.40937 | 1.1324 | 0.31863 | 0.40855
4428212 | VCUG | 6 | 05m_109019_419x230x572.dat | 0.0850;0.0850;0.1928 | 419;230;572 | (0.3498;73.1327;1.2114) | 60 | 6.3535 | 49 | 85.7359 | 60 | iodine | [138] | [75] | 0 | 5 | 65 | normal | none | 6.7588 | 6.0287 | 40.7467 | 28.9735 | 25.8438 | 748.786 | 1.7887e-13 | 0.10792 | 0.00037206 | 0.0093925 | 1.3115 | 0.00060006 | 0.31474 | 1.057 | 0.028742 | 0.79876 | 4.2747e-05 | 0.12621 | 0.016003 | 0.021207 | 0.0010199 | 0.51152 | 0.0010818 | 1.2183 | 0.1427 | 0.20561 | 0.0057395 | 0.0021749 | 1.5742 | 0.39623 | 0.6118 | 0.97296 | 0.42354 | 0.41629 | 1.2079 | 0.3381 | 0.43704
4428212 | VCUG | 6 | 05m_109019_419x230x572.dat | 0.0850;0.0850;0.1928 | 419;230;572 | (0.3498;73.1327;1.2114) | 80 | 2.9 | 44 | 85.7359 | 60 | iodine | [138] | [75] | 0 | 5 | 65 | normal | none | 6.7588 | 6.0287 | 40.7467 | 28.9735 | 25.8438 | 748.786 | 2.5831e-13 | 0.060068 | 0.00020931 | 0.0059228 | 0.8272 | 0.00031262 | 0.17226 | 0.61443 | 0.014551 | 0.50777 | 0 | 0.066987 | 0.0083304 | 0.010498 | 0.00088275 | 0.30026 | 0.00069902 | 0.71954 | 0.078252 | 0.11443 | 0.0032254 | 0.0018989 | 0.92724 | 0.23862 | 0.35262 | 0.66396 | 0.28276 | 0.35618 | 0.71214 | 0.20992 | 0.26505
4428212 | VCUG | 6 | 05m_109019_419x230x572.dat | 0.0850;0.0850;0.1928 | 419;230;572 | (0.3498;73.1327;1.2114) | 80 | 7.702 | 57 | 85.7359 | 60 | iodine | [138] | [75] | 0 | 5 | 65 | normal | none | 6.7588 | 6.0287 | 40.7467 | 28.9735 | 25.8438 | 748.786 | 1.7265e-13 | 0.13978 | 0.00055551 | 0.015474 | 1.4052 | 0.00079879 | 0.37954 | 1.1516 | 0.0381 | 0.8471 | 0.0019347 | 0.15247 | 0.021364 | 0.027614 | 0.0021506 | 0.55491 | 0.0017453 | 1.3394 | 0.16161 | 0.23571 | 0.009195 | 0.0034807 | 1.7378 | 0.44557 | 0.68945 | 1.0245 | 0.44636 | 0.42011 | 1.3383 | 0.36993 | 0.47929
4428212 | VCUG | 6 | 05m_109019_419x230x572.dat | 0.0850;0.0850;0.1928 | 419;230;572 | (0.3498;73.1327;1.2114) | 80 | 8.502 | 60 | 85.7359 | 60 | iodine | [138] | [75] | 0 | 5 | 65 | normal | none | 6.7588 | 6.0287 | 40.7467 | 28.9735 | 25.8438 | 748.786 | 1.6837e-13 | 0.14678 | 0.00061122 | 0.018362 | 1.4613 | 0.00085051 | 0.39714 | 1.2295 | 0.041717 | 0.87361 | 0 | 0.16489 | 0.023484 | 0.031426 | 0.002136 | 0.57908 | 0.0018592 | 1.4045 | 0.17133 | 0.24994 | 0.010196 | 0.0043934 | 1.8121 | 0.46909 | 0.7278 | 1.055 | 0.45993 | 0.4239 | 1.4065 | 0.38502 | 0.50328
4428212 | VCUG | 6 | 05m_109019_419x230x572.dat | 0.0850;0.0850;0.1928 | 419;230;572 | (0.3498;73.1327;1.2114) | 110 | 3.9 | 52 | 85.7359 | 60 | iodine | [138] | [75] | 0 | 5 | 65 | normal | none | 6.7588 | 6.0287 | 40.7467 | 28.9735 | 25.8438 | 748.786 | 2.3091e-13 | 0.085944 | 0.00035908 | 0.010719 | 0.99711 | 0.00045477 | 0.23489 | 0.77706 | 0.022607 | 0.60392 | 0 | 0.094882 | 0.013039 | 0.016687 | 0.0010543 | 0.37161 | 0.0011222 | 0.90703 | 0.10328 | 0.14989 | 0.0058002 | 0.0020924 | 1.1776 | 0.30464 | 0.45262 | 0.7727 | 0.32975 | 0.37323 | 0.92609 | 0.25938 | 0.33026
4428212 | VCUG | 6 | 05m_109019_419x230x572.dat | 0.0850;0.0850;0.1928 | 419;230;572 | (0.3498;73.1327;1.2114) | 110 | 7.85 | 62 | 85.7359 | 60 | iodine | [138] | [75] | 0 | 5 | 65 | normal | none | 6.7588 | 6.0287 | 40.7467 | 28.9735 | 25.8438 | 748.786 | 1.8441e-13 | 0.12671 | 0.0006086 | 0.01764 | 1.3642 | 0.00089384 | 0.36657 | 1.1237 | 0.03903 | 0.81092 | 0.00053113 | 0.15128 | 0.021941 | 0.029526 | 0.0016429 | 0.5237 | 0.0020812 | 1.303 | 0.15498 | 0.22615 | 0.0099231 | 0.0036654 | 1.683 | 0.44006 | 0.66371 | 0.9983 | 0.43186 | 0.41141 | 1.2902 | 0.35617 | 0.4665
4428212 | VCUG | 6 | 05m_109019_419x230x572.dat | 0.0850;0.0850;0.1928 | 419;230;572 | (0.3498;73.1327;1.2114) | 110 | 9.9905 | 69 | 85.7359 | 60 | iodine | [138] | [75] | 0 | 5 | 65 | normal | none | 6.7588 | 6.0287 | 40.7467 | 28.9735 | 25.8438 | 748.786 | 1.783e-13 | 0.15155 | 0.00072176 | 0.022053 | 1.4712 | 0.0010378 | 0.40959 | 1.2404 | 0.047048 | 0.8617 | 0.00013266 | 0.17463 | 0.026455 | 0.034613 | 0.0016696 | 0.57123 | 0.0023948 | 1.4296 | 0.17165 | 0.25378 | 0.012523 | 0.0045652 | 1.8496 | 0.48855 | 0.73413 | 1.0609 | 0.4582 | 0.41784 | 1.4572 | 0.38986 | 0.51155
4428212 | VCUG | 7 | 05m_109019_419x230x572.dat | 0.0850;0.0850;0.1928 | 419;230;572 | (0.3498;73.1327;1.2114) | 60 | 2.5 | 38 | 85.7359 | 60 | iodine | [138] | [100] | 1 | 5 | 65 | normal | none | 6.7588 | 6.0287 | 40.7467 | 28.9735 | 25.8438 | 748.786 | 2.8851e-13 | 0.039992 | 0.00011856 | 0.0035479 | 0.70056 | 0.00010675 | 0.12309 | 0.49291 | 0.0087501 | 0.43731 | 0.00063824 | 0.046227 | 0.0048965 | 0.0067536 | 0.00048698 | 0.24121 | 0.00037628 | 0.57942 | 0.058604 | 0.085536 | 0.0016218 | 0.00063637 | 0.73179 | 0.19163 | 0.27506 | 0.58996 | 0.24817 | 0.34385 | 0.55662 | 0.1734 | 0.21619
4428212 | VCUG | 7 | 05m_109019_419x230x572.dat | 0.0850;0.0850;0.1928 | 419;230;572 | (0.3498;73.1327;1.2114) | 60 | 5.7448 | 47 | 85.7359 | 60 | iodine | [138] | [100] | 1 | 5 | 65 | normal | none | 6.7588 | 6.0287 | 40.7467 | 28.9735 | 25.8438 | 748.786 | 1.8733e-13 | 0.10118 | 0.00032512 | 0.0091922 | 1.2369 | 0.00023992 | 0.29342 | 0.97196 | 0.025043 | 0.75657 | 0 | 0.11324 | 0.013961 | 0.019553 | 0.00088303 | 0.47561 | 0.0010424 | 1.1329 | 0.13039 | 0.18799 | 0.005295 | 0.003651 | 1.4279 | 0.36868 | 0.56414 | 0.92691 | 0.4031 | 0.40913 | 1.1065 | 0.31651 | 0.40607
4428212 | VCUG | 7 | 05m_109019_419x230x572.dat | 0.0850;0.0850;0.1928 | 419;230;572 | (0.3498;73.1327;1.2114) | 60 | 6.3535 | 49 | 85.7359 | 60 | iodine | [138] | [100] | 1 | 5 | 65 | normal | none | 6.7588 | 6.0287 | 40.7467 | 28.9735 | 25.8438 | 748.786 | 1.7887e-13 | 0.1078 | 0.00037186 | 0.0094434 | 1.3092 | 0.00060006 | 0.31471 | 1.0531 | 0.028729 | 0.79859 | 4.2747e-05 | 0.12616 | 0.016005 | 0.021238 | 0.0010199 | 0.51151 | 0.0010818 | 1.2157 | 0.14271 | 0.20551 | 0.0057462 | 0.0021749 | 1.5296 | 0.39577 | 0.61115 | 0.97167 | 0.42294 | 0.41602 | 1.1806 | 0.33583 | 0.43432
4428212 | VCUG | 7 | 05m_109019_419x230x572.dat | 0.0850;0.0850;0.1928 | 419;230;572 | (0.3498;73.1327;1.2114) | 80 | 2.9 | 44 | 85.7359 | 60 | iodine | [138] | [100] | 1 | 5 | 65 | normal | none | 6.7588 | 6.0287 | 40.7467 | 28.9735 | 25.8438 | 748.786 | 2.5831e-13 | 0.059968 | 0.00020924 | 0.0058644 | 0.82623 | 0.00031262 | 0.172 | 0.6099 | 0.014555 | 0.50769 | 0 | 0.066948 | 0.0083223 | 0.010465 | 0.00088275 | 0.30013 | 0.00070448 | 0.7181 | 0.078264 | 0.11439 | 0.0032191 | 0.0019072 | 0.90885 | 0.23835 | 0.35224 | 0.66339 | 0.28242 | 0.35606 | 0.70006 | 0.20888 | 0.26366
4428212 | VCUG | 7 | 05m_109019_419x230x572.dat | 0.0850;0.0850;0.1928 | 419;230;572 | (0.3498;73.1327;1.2114) | 80 | 7.702 | 57 | 85.7359 | 60 | iodine | [138] | [100] | 1 | 5 | 65 | normal | none | 6.7588 | 6.0287 | 40.7467 | 28.9735 | 25.8438 | 748.786 | 1.7265e-13 | 0.13961 | 0.00055657 | 0.015474 | 1.4024 | 0.00079879 | 0.37895 | 1.1466 | 0.038109 | 0.84681 | 0.0019347 | 0.15237 | 0.021337 | 0.027579 | 0.0021506 | 0.55473 | 0.0017459 | 1.3357 | 0.16151 | 0.23558 | 0.0091892 | 0.0034922 | 1.687 | 0.44485 | 0.68839 | 1.0223 | 0.4455 | 0.41977 | 1.3136 | 0.3677 | 0.47613
4428212 | VCUG | 7 | 05m_109019_419x230x572.dat | 0.0850;0.0850;0.1928 | 419;230;572 | (0.3498;73.1327;1.2114) | 80 | 8.502 | 60 | 85.7359 | 60 | iodine | [138] | [100] | 1 | 5 | 65 | normal | none | 6.7588 | 6.0287 | 40.7467 | 28.9735 | 25.8438 | 748.786 | 1.6837e-13 | 0.14661 | 0.00061074 | 0.018341 | 1.4577 | 0.00085051 | 0.39644 | 1.2144 | 0.041706 | 0.87332 | 0 | 0.16476 | 0.023451 | 0.031401 | 0.0021449 | 0.57876 | 0.0018604 | 1.4004 | 0.17128 | 0.24977 | 0.010181 | 0.0043934 | 1.7547 | 0.46827 | 0.72659 | 1.0532 | 0.45897 | 0.42346 | 1.3707 | 0.38194 | 0.49882
4428212 | VCUG | 7 | 05m_109019_419x230x572.dat | 0.0850;0.0850;0.1928 | 419;230;572 | (0.3498;73.1327;1.2114) | 110 | 3.9 | 52 | 85.7359 | 60 | iodine | [138] | [100] | 1 | 5 | 65 | normal | none | 6.7588 | 6.0287 | 40.7467 | 28.9735 | 25.8438 | 748.786 | 2.3091e-13 | 0.085727 | 0.00035914 | 0.010709 | 0.99555 | 0.00046096 | 0.23529 | 0.76996 | 0.02258 | 0.60371 | 0 | 0.094796 | 0.013035 | 0.016741 | 0.001023 | 0.37151 | 0.0011221 | 0.90469 | 0.10326 | 0.14983 | 0.0057859 | 0.0020924 | 1.1426 | 0.3042 | 0.45197 | 0.77166 | 0.32922 | 0.37302 | 0.90725 | 0.2578 | 0.32785
4428212 | VCUG | 7 | 05m_109019_419x230x572.dat | 0.0850;0.0850;0.1928 | 419;230;572 | (0.3498;73.1327;1.2114) | 110 | 7.85 | 62 | 85.7359 | 60 | iodine | [138] | [100] | 1 | 5 | 65 | normal | none | 6.7588 | 6.0287 | 40.7467 | 28.9735 | 25.8438 | 748.786 | 1.8441e-13 | 0.12689 | 0.00060778 | 0.017629 | 1.3613 | 0.00089384 | 0.3668 | 1.1137 | 0.038976 | 0.8106 | 0.00053113 | 0.15114 | 0.021913 | 0.0295 | 0.0016889 | 0.52335 | 0.0020876 | 1.2994 | 0.15491 | 0.22596 | 0.009915 | 0.0036654 | 1.6345 | 0.43926 | 0.66253 | 0.99659 | 0.43093 | 0.41102 | 1.2636 | 0.35389 | 0.463
4428212 | VCUG | 7 | 05m_109019_419x230x572.dat | 0.0850;0.0850;0.1928 | 419;230;572 | (0.3498;73.1327;1.2114) | 110 | 9.9905 | 69 | 85.7359 | 60 | iodine | [138] | [100] | 1 | 5 | 65 | normal | none | 6.7588 | 6.0287 | 40.7467 | 28.9735 | 25.8438 | 748.786 | 1.783e-13 | 0.1519 | 0.00072193 | 0.021947 | 1.4673 | 0.001005 | 0.40836 | 1.233 | 0.047033 | 0.86125 | 0.00013266 | 0.17446 | 0.026425 | 0.034659 | 0.0016696 | 0.57084 | 0.0023979 | 1.4249 | 0.1715 | 0.25353 | 0.012536 | 0.0045652 | 1.7919 | 0.48758 | 0.73267 | 1.0588 | 0.45707 | 0.41724 | 1.4302 | 0.38741 | 0.50769
4428212 | VCUG | 8 | 05m_109019_419x230x572.dat | 0.0850;0.0850;0.1928 | 419;230;572 | (-0.1751;73.0726;1.2071) | 60 | 2.5 | 38 | 85.8561 | 60 | iodine | [138] | [100] | 1 | 5 | 65 | normal | none | 6.8214 | 6.0312 | 41.1415 | 29.283 | 25.8909 | 758.1629 | 2.883e-13 | 0.043832 | 0.0001234 | 0.0037599 | 0.83024 | 0.00019142 | 0.19179 | 0.49628 | 0.0076694 | 0.48619 | 0.00086281 | 0.071498 | 0.0047474 | 0.0063877 | 0.00034967 | 0.16852 | 0.00041044 | 0.63014 | 0.039843 | 0.051418 | 0.001707 | 0.0011113 | 0.73478 | 0.19061 | 0.27316 | 0.60071 | 0.24607 | 0.3394 | 0.55362 | 0.17748 | 0.22937
4428212 | VCUG | 8 | 05m_109019_419x230x572.dat | 0.0850;0.0850;0.1928 | 419;230;572 | (-0.1751;73.0726;1.2071) | 60 | 5.7448 | 47 | 85.8561 | 60 | iodine | [138] | [100] | 1 | 5 | 65 | normal | none | 6.8214 | 6.0312 | 41.1415 | 29.283 | 25.8909 | 758.1629 | 1.8719e-13 | 0.10516 | 0.00033465 | 0.0091766 | 1.4216 | 0.00049169 | 0.39602 | 0.97215 | 0.022104 | 0.81461 | 0.00023177 | 0.15331 | 0.013566 | 0.018117 | 0.0011881 | 0.36496 | 0.0010779 | 1.2268 | 0.094656 | 0.12623 | 0.0051603 | 0.0024444 | 1.4324 | 0.36649 | 0.56008 | 0.93783 | 0.39958 | 0.40377 | 1.094 | 0.31998 | 0.42252
4428212 | VCUG | 8 | 05m_109019_419x230x572.dat | 0.0850;0.0850;0.1928 | 419;230;572 | (-0.1751;73.0726;1.2071) | 60 | 6.3535 | 49 | 85.8561 | 60 | iodine | [138] | [100] | 1 | 5 | 65 | normal | none | 6.8214 | 6.0312 | 41.1415 | 29.283 | 25.8909 | 758.1629 | 1.7874e-13 | 0.11552 | 0.00037553 | 0.0096355 | 1.4977 | 0.00062332 | 0.44539 | 1.0504 | 0.02602 | 0.85602 | 7.0383e-05 | 0.16739 | 0.015499 | 0.01946 | 0.00075391 | 0.39476 | 0.001195 | 1.3145 | 0.10498 | 0.1404 | 0.0059625 | 0.0027024 | 1.5367 | 0.39334 | 0.6066 | 0.98154 | 0.41924 | 0.41136 | 1.1667 | 0.34097 | 0.45099
4428212 | VCUG | 8 | 05m_109019_419x230x572.dat | 0.0850;0.0850;0.1928 | 419;230;572 | (-0.1751;73.0726;1.2071) | 80 | 2.9 | 44 | 85.8561 | 60 | iodine | [138] | [100] | 1 | 5 | 65 | normal | none | 6.8214 | 6.0312 | 41.1415 | 29.283 | 25.8909 | 758.1629 | 2.5812e-13 | 0.062382 | 0.00020643 | 0.0056714 | 0.96235 | 0.00024608 | 0.25309 | 0.62014 | 0.013135 | 0.55812 | 0 | 0.094391 | 0.0080463 | 0.0099598 | 0.00053619 | 0.22164 | 0.00068217 | 0.77724 | 0.056137 | 0.073862 | 0.0029852 | 0.0013779 | 0.9054 | 0.23695 | 0.34966 | 0.67394 | 0.27992 | 0.35209 | 0.69685 | 0.21331 | 0.27711
4428212 | VCUG | 8 | 05m_109019_419x230x572.dat | 0.0850;0.0850;0.1928 | 419;230;572 | (-0.1751;73.0726;1.2071) | 80 | 7.702 | 57 | 85.8561 | 60 | iodine | [138] | [100] | 1 | 5 | 65 | normal | none | 6.8214 | 6.0312 | 41.1415 | 29.283 | 25.8909 | 758.1629 | 1.7252e-13 | 0.13977 | 0.00054595 | 0.015656 | 1.5898 | 0.00091068 | 0.4857 | 1.1608 | 0.03575 | 0.90164 | 5.2597e-05 | 0.1927 | 0.021279 | 0.026789 | 0.0019851 | 0.44582 | 0.00163 | 1.4362 | 0.12403 | 0.17031 | 0.0093161 | 0.0053934 | 1.6852 | 0.44195 | 0.68314 | 1.0327 | 0.44164 | 0.41452 | 1.3094 | 0.37172 | 0.49355
4428212 | VCUG | 8 | 05m_109019_419x230x572.dat | 0.0850;0.0850;0.1928 | 419;230;572 | (-0.1751;73.0726;1.2071) | 80 | 8.502 | 60 | 85.8561 | 60 | iodine | [138] | [100] | 1 | 5 | 65 | normal | none | 6.8214 | 6.0312 | 41.1415 | 29.283 | 25.8909 | 758.1629 | 1.6824e-13 | 0.15287 | 0.00058076 | 0.017769 | 1.6429 | 0.00095415 | 0.50544 | 1.2361 | 0.039676 | 0.93026 | 0.00043447 | 0.20493 | 0.023425 | 0.030044 | 0.0016962 | 0.47502 | 0.0018481 | 1.5038 | 0.13335 | 0.18322 | 0.010362 | 0.0046943 | 1.7516 | 0.46543 | 0.72138 | 1.0652 | 0.45518 | 0.41914 | 1.3966 | 0.38956 | 0.51664
4428212 | VCUG | 8 | 05m_109019_419x230x572.dat | 0.0850;0.0850;0.1928 | 419;230;572 | (-0.1751;73.0726;1.2071) | 110 | 3.9 | 52 | 85.8561 | 60 | iodine | [138] | [100] | 1 | 5 | 65 | normal | none | 6.8214 | 6.0312 | 41.1415 | 29.283 | 25.8909 | 758.1629 | 2.3074e-13 | 0.088802 | 0.00034635 | 0.0091125 | 1.1452 | 0.00055609 | 0.31014 | 0.78557 | 0.021353 | 0.65403 | 0.00092863 | 0.12435 | 0.012795 | 0.015839 | 0.00072888 | 0.289 | 0.0010501 | 0.97453 | 0.077764 | 0.10563 | 0.0055535 | 0.0023004 | 1.1496 | 0.30235 | 0.4486 | 0.78217 | 0.32633 | 0.36874 | 0.88273 | 0.25983 | 0.34291
4428212 | VCUG | 8 | 05m_109019_419x230x572.dat | 0.0850;0.0850;0.1928 | 419;230;572 | (-0.1751;73.0726;1.2071) | 110 | 7.85 | 62 | 85.8561 | 60 | iodine | [138] | [100] | 1 | 5 | 65 | normal | none | 6.8214 | 6.0312 | 41.1415 | 29.283 | 25.8909 | 758.1629 | 1.8427e-13 | 0.1333 | 0.00058511 | 0.016484 | 1.5385 | 0.0011183 | 0.45673 | 1.1517 | 0.036384 | 0.86345 | 0.00012086 | 0.18599 | 0.022092 | 0.027815 | 0.0013653 | 0.42958 | 0.0019964 | 1.3943 | 0.12241 | 0.1667 | 0.010245 | 0.0036518 | 1.6421 | 0.43659 | 0.65777 | 1.0089 | 0.42737 | 0.4063 | 1.3021 | 0.36149 | 0.48221
4428212 | VCUG | 8 | 05m_109019_419x230x572.dat | 0.0850;0.0850;0.1928 | 419;230;572 | (-0.1751;73.0726;1.2071) | 110 | 9.9905 | 69 | 85.8561 | 60 | iodine | [138] | [100] | 1 | 5 | 65 | normal | none | 6.8214 | 6.0312 | 41.1415 | 29.283 | 25.8909 | 758.1629 | 1.7817e-13 | 0.1602 | 0.00072179 | 0.022043 | 1.6451 | 0.0011917 | 0.51108 | 1.2459 | 0.043933 | 0.91201 | 0.0014322 | 0.2084 | 0.026233 | 0.034462 | 0.0017769 | 0.4819 | 0.0024494 | 1.5264 | 0.13835 | 0.1922 | 0.011932 | 0.0055393 | 1.8058 | 0.4846 | 0.72745 | 1.0643 | 0.45334 | 0.41199 | 1.4458 | 0.39408 | 0.52497
4428212 | VCUG | 9 | 05m_109019_419x230x572.dat | 0.0850;0.0850;0.1928 | 419;230;572 | (0.3498;73.1327;1.2114) | 60 | 2.5 | 38 | 85.7359 | 60 | iodine | [138] | [100] | 1 | 5 | 65 | normal | none | 6.7588 | 6.0287 | 40.7467 | 28.9735 | 25.8438 | 748.786 | 2.8851e-13 | 0.039992 | 0.00011856 | 0.0035479 | 0.70056 | 0.00010675 | 0.12309 | 0.49291 | 0.0087501 | 0.43731 | 0.00063824 | 0.046227 | 0.0048965 | 0.0067536 | 0.00048698 | 0.24121 | 0.00037628 | 0.57942 | 0.058604 | 0.085536 | 0.0016218 | 0.00063637 | 0.73179 | 0.19163 | 0.27506 | 0.58996 | 0.24817 | 0.34385 | 0.55662 | 0.1734 | 0.21619
4428212 | VCUG | 9 | 05m_109019_419x230x572.dat | 0.0850;0.0850;0.1928 | 419;230;572 | (0.3498;73.1327;1.2114) | 60 | 5.7448 | 47 | 85.7359 | 60 | iodine | [138] | [100] | 1 | 5 | 65 | normal | none | 6.7588 | 6.0287 | 40.7467 | 28.9735 | 25.8438 | 748.786 | 1.8733e-13 | 0.10118 | 0.00032512 | 0.0091922 | 1.2369 | 0.00023992 | 0.29342 | 0.97196 | 0.025043 | 0.75657 | 0 | 0.11324 | 0.013961 | 0.019553 | 0.00088303 | 0.47561 | 0.0010424 | 1.1329 | 0.13039 | 0.18799 | 0.005295 | 0.003651 | 1.4279 | 0.36868 | 0.56414 | 0.92691 | 0.4031 | 0.40913 | 1.1065 | 0.31651 | 0.40607
4428212 | VCUG | 9 | 05m_109019_419x230x572.dat | 0.0850;0.0850;0.1928 | 419;230;572 | (0.3498;73.1327;1.2114) | 60 | 6.3535 | 49 | 85.7359 | 60 | iodine | [138] | [100] | 1 | 5 | 65 | normal | none | 6.7588 | 6.0287 | 40.7467 | 28.9735 | 25.8438 | 748.786 | 1.7887e-13 | 0.1078 | 0.00037186 | 0.0094434 | 1.3092 | 0.00060006 | 0.31471 | 1.0531 | 0.028729 | 0.79859 | 4.2747e-05 | 0.12616 | 0.016005 | 0.021238 | 0.0010199 | 0.51151 | 0.0010818 | 1.2157 | 0.14271 | 0.20551 | 0.0057462 | 0.0021749 | 1.5296 | 0.39577 | 0.61115 | 0.97167 | 0.42294 | 0.41602 | 1.1806 | 0.33583 | 0.43432
4428212 | VCUG | 9 | 05m_109019_419x230x572.dat | 0.0850;0.0850;0.1928 | 419;230;572 | (0.3498;73.1327;1.2114) | 80 | 2.9 | 44 | 85.7359 | 60 | iodine | [138] | [100] | 1 | 5 | 65 | normal | none | 6.7588 | 6.0287 | 40.7467 | 28.9735 | 25.8438 | 748.786 | 2.5831e-13 | 0.059968 | 0.00020924 | 0.0058644 | 0.82623 | 0.00031262 | 0.172 | 0.6099 | 0.014553 | 0.50769 | 0 | 0.066948 | 0.0083223 | 0.010465 | 0.00088275 | 0.30013 | 0.00070448 | 0.7181 | 0.078268 | 0.11439 | 0.0032191 | 0.0019072 | 0.90885 | 0.23835 | 0.35224 | 0.66339 | 0.28242 | 0.35602 | 0.70006 | 0.20888 | 0.26365
4428212 | VCUG | 9 | 05m_109019_419x230x572.dat | 0.0850;0.0850;0.1928 | 419;230;572 | (0.3498;73.1327;1.2114) | 80 | 7.702 | 57 | 85.7359 | 60 | iodine | [138] | [100] | 1 | 5 | 65 | normal | none | 6.7588 | 6.0287 | 40.7467 | 28.9735 | 25.8438 | 748.786 | 1.7265e-13 | 0.13961 | 0.00055657 | 0.015474 | 1.4024 | 0.00079879 | 0.37895 | 1.1466 | 0.038109 | 0.84681 | 0.0019347 | 0.15237 | 0.021337 | 0.027579 | 0.0021506 | 0.55473 | 0.0017459 | 1.3357 | 0.16151 | 0.23558 | 0.0091892 | 0.0034922 | 1.687 | 0.44485 | 0.68839 | 1.0223 | 0.4455 | 0.41977 | 1.3136 | 0.3677 | 0.47613
4428212 | VCUG | 9 | 05m_109019_419x230x572.dat | 0.0850;0.0850;0.1928 | 419;230;572 | (0.3498;73.1327;1.2114) | 80 | 8.502 | 60 | 85.7359 | 60 | iodine | [138] | [100] | 1 | 5 | 65 | normal | none | 6.7588 | 6.0287 | 40.7467 | 28.9735 | 25.8438 | 748.786 | 1.6837e-13 | 0.14661 | 0.00061074 | 0.018341 | 1.4577 | 0.00085051 | 0.39644 | 1.2144 | 0.041706 | 0.87332 | 0 | 0.16476 | 0.023451 | 0.031401 | 0.0021449 | 0.57876 | 0.0018604 | 1.4004 | 0.17128 | 0.24977 | 0.010181 | 0.0043934 | 1.7547 | 0.46827 | 0.72659 | 1.0532 | 0.45897 | 0.42346 | 1.3707 | 0.38194 | 0.49882
4428212 | VCUG | 9 | 05m_109019_419x230x572.dat | 0.0850;0.0850;0.1928 | 419;230;572 | (0.3498;73.1327;1.2114) | 110 | 3.9 | 52 | 85.7359 | 60 | iodine | [138] | [100] | 1 | 5 | 65 | normal | none | 6.7588 | 6.0287 | 40.7467 | 28.9735 | 25.8438 | 748.786 | 2.3091e-13 | 0.085727 | 0.00035914 | 0.010709 | 0.99555 | 0.00046096 | 0.23529 | 0.76996 | 0.02258 | 0.60371 | 0 | 0.094796 | 0.013035 | 0.016741 | 0.001023 | 0.37151 | 0.0011221 | 0.90469 | 0.10326 | 0.14983 | 0.0057859 | 0.0020924 | 1.1426 | 0.3042 | 0.45197 | 0.77166 | 0.32922 | 0.37302 | 0.90725 | 0.2578 | 0.32785
4428212 | VCUG | 9 | 05m_109019_419x230x572.dat | 0.0850;0.0850;0.1928 | 419;230;572 | (0.3498;73.1327;1.2114) | 110 | 7.85 | 62 | 85.7359 | 60 | iodine | [138] | [100] | 1 | 5 | 65 | normal | none | 6.7588 | 6.0287 | 40.7467 | 28.9735 | 25.8438 | 748.786 | 1.8441e-13 | 0.12689 | 0.00060778 | 0.017629 | 1.3613 | 0.00089384 | 0.3668 | 1.1137 | 0.038976 | 0.8106 | 0.00053113 | 0.15114 | 0.021913 | 0.0295 | 0.0016889 | 0.52335 | 0.0020876 | 1.2994 | 0.15491 | 0.22596 | 0.009915 | 0.0036654 | 1.6345 | 0.43926 | 0.66253 | 0.99659 | 0.43093 | 0.41102 | 1.2636 | 0.35389 | 0.463
4428212 | VCUG | 9 | 05m_109019_419x230x572.dat | 0.0850;0.0850;0.1928 | 419;230;572 | (0.3498;73.1327;1.2114) | 110 | 9.9905 | 69 | 85.7359 | 60 | iodine | [138] | [100] | 1 | 5 | 65 | normal | none | 6.7588 | 6.0287 | 40.7467 | 28.9735 | 25.8438 | 748.786 | 1.783e-13 | 0.1519 | 0.00072193 | 0.021947 | 1.4673 | 0.001005 | 0.40836 | 1.233 | 0.047033 | 0.86125 | 0.00013266 | 0.17446 | 0.026425 | 0.034659 | 0.0016696 | 0.57084 | 0.0023979 | 1.4249 | 0.1715 | 0.25353 | 0.012536 | 0.0045652 | 1.7919 | 0.48758 | 0.73267 | 1.0588 | 0.45707 | 0.41724 | 1.4302 | 0.38741 | 0.50769
4428212 | VCUG | 10 | 05m_109019_419x230x572.dat | 0.0850;0.0850;0.1928 | 419;230;572 | (0.3498;73.1327;1.2114) | 60 | 2.5 | 38 | 85.7359 | 60 | iodine | [138] | [70] | 0 | 5 | 65 | normal | none | 6.7588 | 6.0287 | 40.7467 | 28.9735 | 25.8438 | 748.786 | 2.8851e-13 | 0.039995 | 0.0001189 | 0.0035493 | 0.70126 | 0.00010675 | 0.12319 | 0.49513 | 0.0087511 | 0.43731 | 0.00063824 | 0.046241 | 0.0048993 | 0.0067519 | 0.00048698 | 0.24126 | 0.00037198 | 0.5806 | 0.058597 | 0.08557 | 0.0016218 | 0.00063637 | 0.75612 | 0.1918 | 0.27529 | 0.5905 | 0.24841 | 0.34399 | 0.56871 | 0.1744 | 0.21758
4428212 | VCUG | 10 | 05m_109019_419x230x572.dat | 0.0850;0.0850;0.1928 | 419;230;572 | (0.3498;73.1327;1.2114) | 60 | 5.7448 | 47 | 85.7359 | 60 | iodine | [138] | [70] | 0 | 5 | 65 | normal | none | 6.7588 | 6.0287 | 40.7467 | 28.9735 | 25.8438 | 748.786 | 1.8733e-13 | 0.10124 | 0.0003245 | 0.0092899 | 1.2399 | 0.00023992 | 0.29376 | 0.97356 | 0.025043 | 0.75673 | 0 | 0.11328 | 0.013965 | 0.019571 | 0.00088303 | 0.47571 | 0.0010424 | 1.1356 | 0.13042 | 0.18804 | 0.0052951 | 0.003651 | 1.4752 | 0.36917 | 0.56483 | 0.928 | 0.40377 | 0.40941 | 1.1371 | 0.31904 | 0.40884
4428212 | VCUG | 10 | 05m_109019_419x230x572.dat | 0.0850;0.0850;0.1928 | 419;230;572 | (0.3498;73.1327;1.2114) | 60 | 6.3535 | 49 | 85.7359 | 60 | iodine | [138] | [70] | 0 | 5 | 65 | normal | none | 6.7588 | 6.0287 | 40.7467 | 28.9735 | 25.8438 | 748.786 | 1.7887e-13 | 0.10786 | 0.00037215 | 0.0094026 | 1.3121 | 0.00060006 | 0.31536 | 1.0569 | 0.028727 | 0.79876 | 4.2747e-05 | 0.12622 | 0.016013 | 0.021233 | 0.0010199 | 0.51164 | 0.0010885 | 1.219 | 0.14272 | 0.20559 | 0.0057406 | 0.0021749 | 1.5816 | 0.39636 | 0.61199 | 0.97317 | 0.42368 | 0.41634 | 1.2139 | 0.33864 | 0.43748
4428212 | VCUG | 10 | 05m_109019_419x230x572.dat | 0.0850;0.0850;0.1928 | 419;230;572 | (0.3498;73.1327;1.2114) | 80 | 2.9 | 44 | 85.7359 | 60 | iodine | [138] | [70] | 0 | 5 | 65 | normal | none | 6.7588 | 6.0287 | 40.7467 | 28.9735 | 25.8438 | 748.786 | 2.5831e-13 | 0.060084 | 0.00020924 | 0.0058644 | 0.82755 | 0.00031262 | 0.17245 | 0.6147 | 0.014552 | 0.50781 | 0 | 0.066983 | 0.0083297 | 0.010495 | 0.00088275 | 0.30024 | 0.00069848 | 0.71985 | 0.07826 | 0.11443 | 0.0032291 | 0.0018989 | 0.93378 | 0.23869 | 0.35273 | 0.66414 | 0.28285 | 0.35618 | 0.71253 | 0.20999 | 0.26538
4428212 | VCUG | 10 | 05m_109019_419x230x572.dat | 0.0850;0.0850;0.1928 | 419;230;572 | (0.3498;73.1327;1.2114) | 80 | 7.702 | 57 | 85.7359 | 60 | iodine | [138] | [70] | 0 | 5 | 65 | normal | none | 6.7588 | 6.0287 | 40.7467 | 28.9735 | 25.8438 | 748.786 | 1.7265e-13 | 0.14005 | 0.00055472 | 0.015482 | 1.4061 | 0.00079879 | 0.37994 | 1.1553 | 0.038109 | 0.84722 | 0.0019347 | 0.15251 | 0.021374 | 0.027597 | 0.0022005 | 0.55507 | 0.0017528 | 1.3406 | 0.16153 | 0.23569 | 0.0092049 | 0.0034807 | 1.7543 | 0.44574 | 0.6897 | 1.0248 | 0.4466 | 0.42024 | 1.3391 | 0.37012 | 0.4804
4428212 | VCUG | 10 | 05m_109019_419x230x572.dat | 0.0850;0.0850;0.1928 | 419;230;572 | (0.3498;73.1327;1.2114) | 80 | 8.502 | 60 | 85.7359 | 60 | iodine | [138] | [70] | 0 | 5 | 65 | normal | none | 6.7588 | 6.0287 | 40.7467 | 28.9735 | 25.8438 | 748.786 | 1.6837e-13 | 0.14669 | 0.00061163 | 0.018335 | 1.4621 | 0.00085051 | 0.39755 | 1.2324 | 0.041722 | 0.87367 | 0 | 0.16493 | 0.023491 | 0.03144 | 0.002136 | 0.57913 | 0.0018501 | 1.4057 | 0.17134 | 0.25006 | 0.010194 | 0.0043934 | 1.8279 | 0.4693 | 0.72811 | 1.0557 | 0.46018 | 0.42402 | 1.4071 | 0.38517 | 0.5043
4428212 | VCUG | 10 | 05m_109019_419x230x572.dat | 0.0850;0.0850;0.1928 | 419;230;572 | (0.3498;73.1327;1.2114) | 110 | 3.9 | 52 | 85.7359 | 60 | iodine | [138] | [70] | 0 | 5 | 65 | normal | none | 6.7588 | 6.0287 | 40.7467 | 28.9735 | 25.8438 | 748.786 | 2.3091e-13 | 0.085744 | 0.00035954 | 0.0107 | 0.99767 | 0.00045477 | 0.23509 | 0.77966 | 0.022603 | 0.60392 | 0 | 0.094895 | 0.013048 | 0.01666 | 0.0010543 | 0.37165 | 0.0011219 | 0.90742 | 0.10331 | 0.14988 | 0.0057919 | 0.0020924 | 1.1855 | 0.30476 | 0.45278 | 0.77323 | 0.32988 | 0.37327 | 0.93094 | 0.25981 | 0.33092
4428212 | VCUG | 10 | 05m_109019_419x230x572.dat | 0.0850;0.0850;0.1928 | 419;230;572 | (0.3498;73.1327;1.2114) | 110 | 7.85 | 62 | 85.7359 | 60 | iodine | [138] | [70] | 0 | 5 | 65 | normal | none | 6.7588 | 6.0287 | 40.7467 | 28.9735 | 25.8438 | 748.786 | 1.8441e-13 | 0.12669 | 0.00060909 | 0.017667 | 1.3651 | 0.00089384 | 0.36733 | 1.1257 | 0.039062 | 0.81087 | 0.00053113 | 0.15129 | 0.021934 | 0.029525 | 0.0016429 | 0.52375 | 0.0020942 | 1.304 | 0.15494 | 0.22619 | 0.0099519 | 0.0036654 | 1.6993 | 0.44024 | 0.66398 | 0.99825 | 0.43209 | 0.41151 | 1.3041 | 0.35731 | 0.4676
4428212 | VCUG | 10 | 05m_109019_419x230x572.dat | 0.0850;0.0850;0.1928 | 419;230;572 | (0.3498;73.1327;1.2114) | 110 | 9.9905 | 69 | 85.7359 | 60 | iodine | [138] | [70] | 0 | 5 | 65 | normal | none | 6.7588 | 6.0287 | 40.7467 | 28.9735 | 25.8438 | 748.786 | 1.783e-13 | 0.15163 | 0.00072126 | 0.02203 | 1.4717 | 0.001038 | 0.40975 | 1.2447 | 0.047103 | 0.86181 | 0.00013266 | 0.17468 | 0.026443 | 0.034592 | 0.0016696 | 0.5714 | 0.0023914 | 1.4306 | 0.17166 | 0.2538 | 0.012511 | 0.0045652 | 1.8637 | 0.48881 | 0.73452 | 1.062 | 0.45849 | 0.41788 | 1.471 | 0.39108 | 0.5127
4428212 | VCUG | 11 | 05m_109019_419x230x572.dat | 0.0850;0.0850;0.1928 | 419;230;572 | (0.3498;73.1327;1.2114) | 60 | 2.5 | 38 | 85.7359 | 60 | iodine | [138] | [50] | 1 | 5 | 65 | normal | none | 6.7588 | 6.0287 | 40.7467 | 28.9735 | 25.8438 | 748.786 | 2.8851e-13 | 0.039995 | 0.00011856 | 0.0035472 | 0.70226 | 0.00010675 | 0.12357 | 0.49651 | 0.0087543 | 0.43738 | 0.00063824 | 0.046258 | 0.0048983 | 0.0067519 | 0.00048698 | 0.24129 | 0.00037198 | 0.58188 | 0.058601 | 0.085591 | 0.0016218 | 0.00063637 | 0.77824 | 0.192 | 0.27556 | 0.59102 | 0.24868 | 0.3441 | 0.57859 | 0.17526 | 0.21883
4428212 | VCUG | 11 | 05m_109019_419x230x572.dat | 0.0850;0.0850;0.1928 | 419;230;572 | (0.3498;73.1327;1.2114) | 60 | 5.7448 | 47 | 85.7359 | 60 | iodine | [138] | [50] | 1 | 5 | 65 | normal | none | 6.7588 | 6.0287 | 40.7467 | 28.9735 | 25.8438 | 748.786 | 1.8733e-13 | 0.10143 | 0.00032479 | 0.0092045 | 1.2416 | 0.00023992 | 0.29406 | 0.9828 | 0.025062 | 0.75694 | 0 | 0.11335 | 0.01397 | 0.019567 | 0.00088303 | 0.47573 | 0.0010424 | 1.1389 | 0.13049 | 0.18809 | 0.005295 | 0.003651 | 1.5221 | 0.36974 | 0.56565 | 0.92992 | 0.40446 | 0.40975 | 1.1601 | 0.32107 | 0.41198
4428212 | VCUG | 11 | 05m_109019_419x230x572.dat | 0.0850;0.0850;0.1928 | 419;230;572 | (0.3498;73.1327;1.2114) | 60 | 6.3535 | 49 | 85.7359 | 60 | iodine | [138] | [50] | 1 | 5 | 65 | normal | none | 6.7588 | 6.0287 | 40.7467 | 28.9735 | 25.8438 | 748.786 | 1.7887e-13 | 0.10812 | 0.00037227 | 0.0094635 | 1.3145 | 0.00060006 | 0.31526 | 1.0653 | 0.028765 | 0.79903 | 4.2747e-05 | 0.12631 | 0.016016 | 0.021232 | 0.0010199 | 0.51174 | 0.0010818 | 1.2226 | 0.14277 | 0.20572 | 0.0057429 | 0.0021749 | 1.6369 | 0.39703 | 0.61294 | 0.97487 | 0.42451 | 0.41673 | 1.234 | 0.34042 | 0.44098
4428212 | VCUG | 11 | 05m_109019_419x230x572.dat | 0.0850;0.0850;0.1928 | 419;230;572 | (0.3498;73.1327;1.2114) | 80 | 2.9 | 44 | 85.7359 | 60 | iodine | [138] | [50] | 1 | 5 | 65 | normal | none | 6.7588 | 6.0287 | 40.7467 | 28.9735 | 25.8438 | 748.786 | 2.5831e-13 | 0.060123 | 0.00020913 | 0.0058601 | 0.8289 | 0.00031262 | 0.17237 | 0.61772 | 0.014597 | 0.50796 | 0 | 0.067021 | 0.0083324 | 0.010466 | 0.00088275 | 0.30033 | 0.00069832 | 0.72186 | 0.078276 | 0.11448 | 0.0032191 | 0.0018989 | 0.96637 | 0.23904 | 0.35322 | 0.66546 | 0.28329 | 0.35637 | 0.7248 | 0.21109 | 0.26728
4428212 | VCUG | 11 | 05m_109019_419x230x572.dat | 0.0850;0.0850;0.1928 | 419;230;572 | (0.3498;73.1327;1.2114) | 80 | 7.702 | 57 | 85.7359 | 60 | iodine | [138] | [50] | 1 | 5 | 65 | normal | none | 6.7588 | 6.0287 | 40.7467 | 28.9735 | 25.8438 | 748.786 | 1.7265e-13 | 0.14009 | 0.0005554 | 0.015539 | 1.4093 | 0.00080047 | 0.37989 | 1.1691 | 0.038171 | 0.84762 | 0.0019347 | 0.15267 | 0.021387 | 0.027621 | 0.0021506 | 0.5554 | 0.0017453 | 1.3448 | 0.16161 | 0.2359 | 0.0092101 | 0.0034807 | 1.8105 | 0.44669 | 0.69112 | 1.0271 | 0.44773 | 0.42066 | 1.3713 | 0.37292 | 0.48465
4428212 | VCUG | 11 | 05m_109019_419x230x572.dat | 0.0850;0.0850;0.1928 | 419;230;572 | (0.3498;73.1327;1.2114) | 80 | 8.502 | 60 | 85.7359 | 60 | iodine | [138] | [50] | 1 | 5 | 65 | normal | none | 6.7588 | 6.0287 | 40.7467 | 28.9735 | 25.8438 | 748.786 | 1.6837e-13 | 0.14697 | 0.00061175 | 0.018411 | 1.4647 | 0.00085223 | 0.39711 | 1.2436 | 0.041732 | 0.87415 | 0 | 0.16511 | 0.02351 | 0.031414 | 0.002136 | 0.57956 | 0.0018591 | 1.4107 | 0.17146 | 0.25018 | 0.010188 | 0.0043934 | 1.891 | 0.47031 | 0.72966 | 1.0586 | 0.46141 | 0.4245 | 1.4538 | 0.38914 | 0.50868
4428212 | VCUG | 11 | 05m_109019_419x230x572.dat | 0.0850;0.0850;0.1928 | 419;230;572 | (0.3498;73.1327;1.2114) | 110 | 3.9 | 52 | 85.7359 | 60 | iodine | [138] | [50] | 1 | 5 | 65 | normal | none | 6.7588 | 6.0287 | 40.7467 | 28.9735 | 25.8438 | 748.786 | 2.3091e-13 | 0.085965 | 0.00036014 | 0.010704 | 0.99958 | 0.00045477 | 0.23553 | 0.78607 | 0.022633 | 0.60414 | 0 | 0.094973 | 0.013062 | 0.016722 | 0.001023 | 0.37169 | 0.0011225 | 0.91019 | 0.10338 | 0.14995 | 0.0057993 | 0.0020924 | 1.2207 | 0.30531 | 0.4536 | 0.77391 | 0.33056 | 0.37355 | 0.95038 | 0.26148 | 0.33336
4428212 | VCUG | 11 | 05m_109019_419x230x572.dat | 0.0850;0.0850;0.1928 | 419;230;572 | (0.3498;73.1327;1.2114) | 110 | 7.85 | 62 | 85.7359 | 60 | iodine | [138] | [50] | 1 | 5 | 65 | normal | none | 6.7588 | 6.0287 | 40.7467 | 28.9735 | 25.8438 | 748.786 | 1.8441e-13 | 0.12677 | 0.00060827 | 0.017628 | 1.3685 | 0.00089384 | 0.36744 | 1.135 | 0.039101 | 0.81136 | 0.00053113 | 0.15145 | 0.021952 | 0.029575 | 0.0016429 | 0.52417 | 0.0020887 | 1.3088 | 0.155 | 0.22652 | 0.0099866 | 0.0036654 | 1.7476 | 0.44122 | 0.66544 | 1.0005 | 0.43318 | 0.4119 | 1.3296 | 0.35962 | 0.47115
4428212 | VCUG | 11 | 05m_109019_419x230x572.dat | 0.0850;0.0850;0.1928 | 419;230;572 | (0.3498;73.1327;1.2114) | 110 | 9.9905 | 69 | 85.7359 | 60 | iodine | [138] | [50] | 1 | 5 | 65 | normal | none | 6.7588 | 6.0287 | 40.7467 | 28.9735 | 25.8438 | 748.786 | 1.783e-13 | 0.15216 | 0.00072193 | 0.022125 | 1.4752 | 0.0010052 | 0.40897 | 1.2567 | 0.047127 | 0.86231 | 0.00013266 | 0.17491 | 0.026462 | 0.034695 | 0.0016696 | 0.57202 | 0.0024015 | 1.4361 | 0.17184 | 0.25415 | 0.012554 | 0.0045951 | 1.9127 | 0.48997 | 0.73624 | 1.0648 | 0.45978 | 0.41851 | 1.5036 | 0.39397 | 0.51662
4428212 | VCUG | 12 | 05m_109019_419x230x572.dat | 0.0850;0.0850;0.1928 | 419;230;572 | (0.3498;73.1327;1.2114) | 60 | 2.5 | 38 | 85.7359 | 60 | iodine | [138] | [30] | 0 | 5 | 65 | normal | none | 6.7588 | 6.0287 | 40.7467 | 28.9735 | 25.8438 | 748.786 | 2.8851e-13 | 0.040026 | 0.00011875 | 0.0035434 | 0.70375 | 0.00010675 | 0.12358 | 0.50411 | 0.0087549 | 0.43749 | 0.00063824 | 0.0463 | 0.0049021 | 0.0067422 | 0.00048698 | 0.24139 | 0.00037198 | 0.58393 | 0.058639 | 0.085629 | 0.0016304 | 0.00063637 | 0.81047 | 0.19234 | 0.27604 | 0.59201 | 0.24916 | 0.34424 | 0.59928 | 0.17698 | 0.22116
4428212 | VCUG | 12 | 05m_109019_419x230x572.dat | 0.0850;0.0850;0.1928 | 419;230;572 | (0.3498;73.1327;1.2114) | 60 | 5.7448 | 47 | 85.7359 | 60 | iodine | [138] | [30] | 0 | 5 | 65 | normal | none | 6.7588 | 6.0287 | 40.7467 | 28.9735 | 25.8438 | 748.786 | 1.8733e-13 | 0.10145 | 0.00032508 | 0.0092813 | 1.2445 | 0.00023992 | 0.29393 | 0.99646 | 0.025078 | 0.75721 | 0 | 0.11349 | 0.013981 | 0.0196 | 0.00088303 | 0.47609 | 0.0010424 | 1.1441 | 0.13047 | 0.18817 | 0.0052953 | 0.003651 | 1.5873 | 0.37063 | 0.56697 | 0.93219 | 0.40568 | 0.41027 | 1.2044 | 0.32479 | 0.41663
4428212 | VCUG | 12 | 05m_109019_419x230x572.dat | 0.0850;0.0850;0.1928 | 419;230;572 | (0.3498;73.1327;1.2114) | 60 | 6.3535 | 49 | 85.7359 | 60 | iodine | [138] | [30] | 0 | 5 | 65 | normal | none | 6.7588 | 6.0287 | 40.7467 | 28.9735 | 25.8438 | 748.786 | 1.7887e-13 | 0.10804 | 0.00037294 | 0.0094003 | 1.3178 | 0.00060006 | 0.3159 | 1.0808 | 0.028798 | 0.79937 | 4.2747e-05 | 0.12647 | 0.016037 | 0.021266 | 0.0010199 | 0.51228 | 0.0010928 | 1.2285 | 0.14282 | 0.20574 | 0.0057434 | 0.0021749 | 1.7051 | 0.39806 | 0.61449 | 0.97772 | 0.4259 | 0.41733 | 1.2736 | 0.34391 | 0.44591
4428212 | VCUG | 12 | 05m_109019_419x230x572.dat | 0.0850;0.0850;0.1928 | 419;230;572 | (0.3498;73.1327;1.2114) | 80 | 2.9 | 44 | 85.7359 | 60 | iodine | [138] | [30] | 0 | 5 | 65 | normal | none | 6.7588 | 6.0287 | 40.7467 | 28.9735 | 25.8438 | 748.786 | 2.5831e-13 | 0.060169 | 0.00020932 | 0.0059077 | 0.83061 | 0.00031262 | 0.17224 | 0.62461 | 0.014614 | 0.50816 | 0 | 0.067103 | 0.0083428 | 0.01049 | 0.00088275 | 0.30038 | 0.00069979 | 0.72484 | 0.078353 | 0.11453 | 0.0032272 | 0.0018989 | 1.0029 | 0.23957 | 0.35401 | 0.66682 | 0.284 | 0.35666 | 0.75236 | 0.21338 | 0.26986
4428212 | VCUG | 12 | 05m_109019_419x230x572.dat | 0.0850;0.0850;0.1928 | 419;230;572 | (0.3498;73.1327;1.2114) | 80 | 7.702 | 57 | 85.7359 | 60 | iodine | [138] | [30] | 0 | 5 | 65 | normal | none | 6.7588 | 6.0287 | 40.7467 | 28.9735 | 25.8438 | 748.786 | 1.7265e-13 | 0.13988 | 0.00055566 | 0.01548 | 1.4145 | 0.00079879 | 0.38082 | 1.1866 | 0.038192 | 0.84826 | 0.0019347 | 0.15295 | 0.02139 | 0.027558 | 0.0021506 | 0.55609 | 0.0017453 | 1.3521 | 0.16186 | 0.23617 | 0.0092147 | 0.0034807 | 1.8809 | 0.44808 | 0.69326 | 1.031 | 0.44941 | 0.42139 | 1.4142 | 0.3768 | 0.49018
4428212 | VCUG | 12 | 05m_109019_419x230x572.dat | 0.0850;0.0850;0.1928 | 419;230;572 | (0.3498;73.1327;1.2114) | 80 | 8.502 | 60 | 85.7359 | 60 | iodine | [138] | [30] | 0 | 5 | 65 | normal | none | 6.7588 | 6.0287 | 40.7467 | 28.9735 | 25.8438 | 748.786 | 1.6837e-13 | 0.14685 | 0.00061145 | 0.018328 | 1.4704 | 0.00085378 | 0.39801 | 1.262 | 0.041856 | 0.87492 | 0 | 0.16541 | 0.023507 | 0.031446 | 0.002136 | 0.58017 | 0.0018517 | 1.4181 | 0.17168 | 0.25041 | 0.010227 | 0.0044947 | 1.9584 | 0.47191 | 0.73211 | 1.0625 | 0.46326 | 0.42529 | 1.5066 | 0.39382 | 0.51436
4428212 | VCUG | 12 | 05m_109019_419x230x572.dat | 0.0850;0.0850;0.1928 | 419;230;572 | (0.3498;73.1327;1.2114) | 110 | 3.9 | 52 | 85.7359 | 60 | iodine | [138] | [30] | 0 | 5 | 65 | normal | none | 6.7588 | 6.0287 | 40.7467 | 28.9735 | 25.8438 | 748.786 | 2.3091e-13 | 0.085818 | 0.00036036 | 0.010745 | 1.0028 | 0.00045663 | 0.2355 | 0.79426 | 0.022704 | 0.60461 | 0 | 0.095133 | 0.013068 | 0.016793 | 0.0010325 | 0.37217 | 0.0011226 | 0.91452 | 0.10346 | 0.15014 | 0.0058162 | 0.0020924 | 1.2669 | 0.30617 | 0.45489 | 0.77655 | 0.33156 | 0.37401 | 0.98018 | 0.26413 | 0.33673
4428212 | VCUG | 12 | 05m_109019_419x230x572.dat | 0.0850;0.0850;0.1928 | 419;230;572 | (0.3498;73.1327;1.2114) | 110 | 7.85 | 62 | 85.7359 | 60 | iodine | [138] | [30] | 0 | 5 | 65 | normal | none | 6.7588 | 6.0287 | 40.7467 | 28.9735 | 25.8438 | 748.786 | 1.8441e-13 | 0.1271 | 0.00061147 | 0.017625 | 1.3728 | 0.00089384 | 0.368 | 1.1489 | 0.039109 | 0.81195 | 0.00053113 | 0.15176 | 0.02199 | 0.029688 | 0.0016429 | 0.52477 | 0.0020974 | 1.3155 | 0.15519 | 0.22675 | 0.009973 | 0.0037972 | 1.8137 | 0.44261 | 0.66757 | 1.0048 | 0.43481 | 0.41267 | 1.3726 | 0.36355 | 0.47614
4428212 | VCUG | 12 | 05m_109019_419x230x572.dat | 0.0850;0.0850;0.1928 | 419;230;572 | (0.3498;73.1327;1.2114) | 110 | 9.9905 | 69 | 85.7359 | 60 | iodine | [138] | [30] | 0 | 5 | 65 | normal | none | 6.7588 | 6.0287 | 40.7467 | 28.9735 | 25.8438 | 748.786 | 1.783e-13 | 0.15216 | 0.00072451 | 0.022073 | 1.4807 | 0.001005 | 0.41084 | 1.2729 | 0.047234 | 0.86321 | 0.00013266 | 0.17523 | 0.026505 | 0.034801 | 0.0016696 | 0.57263 | 0.002398 | 1.4432 | 0.17208 | 0.25448 | 0.012507 | 0.0045703 | 1.9848 | 0.49163 | 0.73879 | 1.0683 | 0.46161 | 0.41931 | 1.5569 | 0.39876 | 0.52231
4428212 | VCUG | 13 | 05m_109019_419x230x572.dat | 0.0850;0.0850;0.1928 | 419;230;572 | (0.1749;69.2650;7.9602) | 60 | 2.5 | 38 | 83.87 | 60 | iodine | [138] | [10] | 1 | 5 | 65 | normal | none | 7.8373 | 10.2516 | 80.3445 | 32.8656 | 42.99 | 1412.893 | 2.8748e-13 | 1.1768 | 0.00057618 | 0.062446 | 0.48654 | 0.0015566 | 0.52487 | 0.68526 | 0.25028 | 1.2412 | 0.0015127 | 0.49662 | 0.31242 | 0.17366 | 0.0029302 | 0.70728 | 0.0044935 | 0.43982 | 1.1146 | 0.46059 | 0.040424 | 0.013645 | 0.64091 | 0.21744 | 0.31536 | 0.43743 | 0.20608 | 0.32389 | 0.62609 | 0.41463 | 0.34874
4428212 | VCUG | 13 | 05m_109019_419x230x572.dat | 0.0850;0.0850;0.1928 | 419;230;572 | (0.1749;69.2650;7.9602) | 60 | 5.7448 | 47 | 83.87 | 60 | iodine | [138] | [10] | 1 | 5 | 65 | normal | none | 7.8373 | 10.2516 | 80.3445 | 32.8656 | 42.99 | 1412.893 | 1.8665e-13 | 1.8431 | 0.001779 | 0.15132 | 0.89162 | 0.0041884 | 1.0258 | 1.0586 | 0.51588 | 1.94 | 0.0079347 | 0.93154 | 0.50698 | 0.37084 | 0.0077547 | 1.2783 | 0.012137 | 0.88171 | 1.7298 | 0.89098 | 0.10005 | 0.039979 | 1.1834 | 0.4037 | 0.62263 | 0.7297 | 0.33376 | 0.38679 | 1.0938 | 0.71134 | 0.62266
4428212 | VCUG | 13 | 05m_109019_419x230x572.dat | 0.0850;0.0850;0.1928 | 419;230;572 | (0.1749;69.2650;7.9602) | 60 | 6.3535 | 49 | 83.87 | 60 | iodine | [138] | [10] | 1 | 5 | 65 | normal | none | 7.8373 | 10.2516 | 80.3445 | 32.8656 | 42.99 | 1412.893 | 1.7821e-13 | 1.9348 | 0.0020987 | 0.16535 | 0.94685 | 0.0052583 | 1.1002 | 1.1179 | 0.55618 | 2.0185 | 0.0054884 | 0.99376 | 0.53006 | 0.40159 | 0.0094831 | 1.3539 | 0.013722 | 0.94814 | 1.7945 | 0.9528 | 0.1109 | 0.040254 | 1.2625 | 0.43149 | 0.67124 | 0.76793 | 0.35056 | 0.39401 | 1.1705 | 0.75269 | 0.66167
4428212 | VCUG | 13 | 05m_109019_419x230x572.dat | 0.0850;0.0850;0.1928 | 419;230;572 | (0.1749;69.2650;7.9602) | 80 | 2.9 | 44 | 83.87 | 60 | iodine | [138] | [10] | 1 | 5 | 65 | normal | none | 7.8373 | 10.2516 | 80.3445 | 32.8656 | 42.99 | 1412.893 | 2.5738e-13 | 1.3187 | 0.0011115 | 0.091785 | 0.58329 | 0.002428 | 0.63955 | 0.74601 | 0.31784 | 1.3798 | 0.0020923 | 0.60148 | 0.35456 | 0.22616 | 0.0045943 | 0.83743 | 0.0070047 | 0.55085 | 1.2314 | 0.56161 | 0.05831 | 0.021259 | 0.76757 | 0.26533 | 0.39513 | 0.50249 | 0.23481 | 0.33672 | 0.72794 | 0.48097 | 0.41224
4428212 | VCUG | 13 | 05m_109019_419x230x572.dat | 0.0850;0.0850;0.1928 | 419;230;572 | (0.1749;69.2650;7.9602) | 80 | 7.702 | 57 | 83.87 | 60 | iodine | [138] | [10] | 1 | 5 | 65 | normal | none | 7.8373 | 10.2516 | 80.3445 | 32.8656 | 42.99 | 1412.893 | 1.7201e-13 | 1.9905 | 0.003152 | 0.21147 | 1.027 | 0.0070531 | 1.197 | 1.166 | 0.61845 | 2.0792 | 0.0017946 | 1.0783 | 0.55485 | 0.45208 | 0.012276 | 1.4422 | 0.017173 | 1.0506 | 1.8287 | 1.0312 | 0.13336 | 0.0548 | 1.3423 | 0.47992 | 0.74723 | 0.82433 | 0.37064 | 0.3983 | 1.2052 | 0.79533 | 0.71401
4428212 | VCUG | 13 | 05m_109019_419x230x572.dat | 0.0850;0.0850;0.1928 | 419;230;572 | (0.1749;69.2650;7.9602) | 80 | 8.502 | 60 | 83.87 | 60 | iodine | [138] | [10] | 1 | 5 | 65 | normal | none | 7.8373 | 10.2516 | 80.3445 | 32.8656 | 42.99 | 1412.893 | 1.6775e-13 | 2.0195 | 0.0035888 | 0.23125 | 1.0689 | 0.006639 | 1.2493 | 1.1929 | 0.65168 | 2.1239 | 0.003272 | 1.1248 | 0.57046 | 0.48127 | 0.012221 | 1.4976 | 0.018991 | 1.1026 | 1.8632 | 1.0752 | 0.14357 | 0.058459 | 1.394 | 0.50348 | 0.78584 | 0.85496 | 0.38227 | 0.40234 | 1.257 | 0.82205 | 0.74245
4428212 | VCUG | 13 | 05m_109019_419x230x572.dat | 0.0850;0.0850;0.1928 | 419;230;572 | (0.1749;69.2650;7.9602) | 110 | 3.9 | 52 | 83.87 | 60 | iodine | [138] | [10] | 1 | 5 | 65 | normal | none | 7.8373 | 10.2516 | 80.3445 | 32.8656 | 42.99 | 1412.893 | 2.3008e-13 | 1.4929 | 0.0019926 | 0.13274 | 0.71414 | 0.0042217 | 0.80641 | 0.86917 | 0.40976 | 1.564 | 0.0012828 | 0.74239 | 0.41051 | 0.29286 | 0.0071035 | 1.0088 | 0.011147 | 0.7021 | 1.3889 | 0.69953 | 0.081349 | 0.033551 | 0.93393 | 0.33264 | 0.49766 | 0.60047 | 0.27365 | 0.35246 | 0.8789 | 0.57113 | 0.50156
4428212 | VCUG | 13 | 05m_109019_419x230x572.dat | 0.0850;0.0850;0.1928 | 419;230;572 | (0.1749;69.2650;7.9602) | 110 | 7.85 | 62 | 83.87 | 60 | iodine | [138] | [10] | 1 | 5 | 65 | normal | none | 7.8373 | 10.2516 | 80.3445 | 32.8656 | 42.99 | 1412.893 | 1.8376e-13 | 1.8987 | 0.0034742 | 0.21555 | 0.99496 | 0.007357 | 1.1479 | 1.1289 | 0.60172 | 1.9875 | 0.0030153 | 1.0419 | 0.53388 | 0.43996 | 0.014503 | 1.388 | 0.017864 | 1.0169 | 1.7468 | 0.99708 | 0.1312 | 0.052784 | 1.2951 | 0.47183 | 0.71647 | 0.79882 | 0.35847 | 0.3892 | 1.145 | 0.76357 | 0.692
4428212 | VCUG | 13 | 05m_109019_419x230x572.dat | 0.0850;0.0850;0.1928 | 419;230;572 | (0.1749;69.2650;7.9602) | 110 | 9.9905 | 69 | 83.87 | 60 | iodine | [138] | [10] | 1 | 5 | 65 | normal | none | 7.8373 | 10.2516 | 80.3445 | 32.8656 | 42.99 | 1412.893 | 1.7768e-13 | 1.9745 | 0.0043859 | 0.25019 | 1.076 | 0.00837 | 1.2545 | 1.2029 | 0.66597 | 2.0675 | 0.005168 | 1.1308 | 0.56245 | 0.49245 | 0.015773 | 1.4935 | 0.021368 | 1.1178 | 1.8109 | 1.0838 | 0.15312 | 0.060265 | 1.3868 | 0.51969 | 0.78605 | 0.85528 | 0.3807 | 0.39629 | 1.2305 | 0.81543 | 0.74805
4428212 | VCUG | 1 | 10f_138032_419x226x576.dat | 0.0990;0.0990;0.2425 | 419;226;576 | (0.3854;71.2860;13.1655) | 60 | 2.5 | 38 | 86.78 | 60 | iodine | [138] | [0] | 1 | 5 | 60 | normal | none | 8.3867 | 12.2401 | 102.6537 | 36.3897 | 53.1099 | 1932.653 | 2.8177e-13 | 0.73186 | 0.00019525 | 0.014217 | 0.23086 | 0.00031555 | 0.23554 | 0.27308 | 0.07571 | 0.89433 | 0 | 0.28888 | 0.09459 | 0.082669 | 0.0010719 | 0.33165 | 0.0012509 | 0.21778 | 0.67519 | 0.23319 | 0.011382 | 0.0036834 | 0.26819 | 0.20324 | 0.21236 | 0.4691 | 0.1456 | 0.22507 | 0.29497 | 0.25189 | 0.17533
4428212 | VCUG | 1 | 10f_138032_419x226x576.dat | 0.0990;0.0990;0.2425 | 419;226;576 | (0.3854;71.2860;13.1655) | 60 | 5.7448 | 47 | 86.78 | 60 | iodine | [138] | [0] | 1 | 5 | 60 | normal | none | 8.3867 | 12.2401 | 102.6537 | 36.3897 | 53.1099 | 1932.653 | 1.8294e-13 | 1.2376 | 0.00059834 | 0.03867 | 0.47103 | 0.0013241 | 0.51736 | 0.61671 | 0.18142 | 1.4433 | 0.00088866 | 0.56008 | 0.18561 | 0.1928 | 0.0026943 | 0.69958 | 0.0035232 | 0.48792 | 1.1119 | 0.49486 | 0.033566 | 0.010663 | 0.57746 | 0.39037 | 0.43898 | 0.73784 | 0.23713 | 0.26758 | 0.66159 | 0.4575 | 0.35465
4428212 | VCUG | 1 | 10f_138032_419x226x576.dat | 0.0990;0.0990;0.2425 | 419;226;576 | (0.3854;71.2860;13.1655) | 60 | 6.3535 | 49 | 86.78 | 60 | iodine | [138] | [0] | 1 | 5 | 60 | normal | none | 8.3867 | 12.2401 | 102.6537 | 36.3897 | 53.1099 | 1932.653 | 1.7468e-13 | 1.3107 | 0.00070834 | 0.042745 | 0.50973 | 0.0013825 | 0.56113 | 0.6788 | 0.20093 | 1.5086 | 0.00016697 | 0.60186 | 0.19993 | 0.21265 | 0.0036142 | 0.75952 | 0.004056 | 0.53313 | 1.1648 | 0.53733 | 0.03782 | 0.013012 | 0.62825 | 0.41977 | 0.47687 | 0.76978 | 0.24994 | 0.27286 | 0.72368 | 0.48777 | 0.38375
4428212 | VCUG | 1 | 10f_138032_419x226x576.dat | 0.0990;0.0990;0.2425 | 419;226;576 | (0.3854;71.2860;13.1655) | 80 | 2.9 | 44 | 86.78 | 60 | iodine | [138] | [0] | 1 | 5 | 60 | normal | none | 8.3867 | 12.2401 | 102.6537 | 36.3897 | 53.1099 | 1932.653 | 2.5227e-13 | 0.84659 | 0.00037472 | 0.023403 | 0.29468 | 0.00070579 | 0.3095 | 0.3698 | 0.10723 | 1.0086 | 0.00011854 | 0.35883 | 0.11831 | 0.1157 | 0.0010321 | 0.43053 | 0.0021695 | 0.29424 | 0.76533 | 0.30267 | 0.019512 | 0.0068351 | 0.35219 | 0.25375 | 0.27461 | 0.52867 | 0.16737 | 0.23408 | 0.40433 | 0.30311 | 0.22355
4428212 | VCUG | 1 | 10f_138032_419x226x576.dat | 0.0990;0.0990;0.2425 | 419;226;576 | (0.3854;71.2860;13.1655) | 80 | 7.702 | 57 | 86.78 | 60 | iodine | [138] | [0] | 1 | 5 | 60 | normal | none | 8.3867 | 12.2401 | 102.6537 | 36.3897 | 53.1099 | 1932.653 | 1.686e-13 | 1.3807 | 0.0011083 | 0.058562 | 0.57524 | 0.0025963 | 0.63749 | 0.78263 | 0.24275 | 1.5669 | 0.0025399 | 0.67035 | 0.22404 | 0.25477 | 0.0038864 | 0.8573 | 0.0059139 | 0.61899 | 1.2064 | 0.60795 | 0.049658 | 0.017425 | 0.71418 | 0.47585 | 0.54392 | 0.80831 | 0.26806 | 0.27698 | 0.82996 | 0.53116 | 0.43389
4428212 | VCUG | 1 | 10f_138032_419x226x576.dat | 0.0990;0.0990;0.2425 | 419;226;576 | (0.3854;71.2860;13.1655) | 80 | 8.502 | 60 | 86.78 | 60 | iodine | [138] | [0] | 1 | 5 | 60 | normal | none | 8.3867 | 12.2401 | 102.6537 | 36.3897 | 53.1099 | 1932.653 | 1.6442e-13 | 1.4162 | 0.0012719 | 0.065059 | 0.60735 | 0.0029575 | 0.67625 | 0.81863 | 0.26123 | 1.6083 | 0.00029112 | 0.70447 | 0.23595 | 0.27484 | 0.0045318 | 0.90591 | 0.0063952 | 0.65971 | 1.2377 | 0.64226 | 0.054542 | 0.01975 | 0.75836 | 0.50217 | 0.57622 | 0.83526 | 0.2778 | 0.28013 | 0.8845 | 0.55425 | 0.45727
4428212 | VCUG | 1 | 10f_138032_419x226x576.dat | 0.0990;0.0990;0.2425 | 419;226;576 | (0.3854;71.2860;13.1655) | 110 | 3.9 | 52 | 86.78 | 60 | iodine | [138] | [0] | 1 | 5 | 60 | normal | none | 8.3867 | 12.2401 | 102.6537 | 36.3897 | 53.1099 | 1932.653 | 2.2552e-13 | 1.0053 | 0.00072025 | 0.037438 | 0.38338 | 0.0016395 | 0.41168 | 0.50213 | 0.1513 | 1.1618 | 0.00094998 | 0.4549 | 0.15081 | 0.15955 | 0.0021463 | 0.56164 | 0.003842 | 0.39641 | 0.88524 | 0.39631 | 0.030264 | 0.010388 | 0.46776 | 0.32542 | 0.35625 | 0.60851 | 0.19717 | 0.24561 | 0.54745 | 0.37231 | 0.28982
4428212 | VCUG | 1 | 10f_138032_419x226x576.dat | 0.0990;0.0990;0.2425 | 419;226;576 | (0.3854;71.2860;13.1655) | 110 | 7.85 | 62 | 86.78 | 60 | iodine | [138] | [0] | 1 | 5 | 60 | normal | none | 8.3867 | 12.2401 | 102.6537 | 36.3897 | 53.1099 | 1932.653 | 1.8012e-13 | 1.3376 | 0.0012983 | 0.063981 | 0.56364 | 0.0024963 | 0.62787 | 0.77833 | 0.24268 | 1.5009 | 0.0011948 | 0.65369 | 0.21807 | 0.25078 | 0.0047944 | 0.83363 | 0.0061727 | 0.60622 | 1.155 | 0.59539 | 0.050786 | 0.017481 | 0.6925 | 0.47102 | 0.52618 | 0.79046 | 0.26086 | 0.27164 | 0.80926 | 0.51651 | 0.42633
4428212 | VCUG | 1 | 10f_138032_419x226x576.dat | 0.0990;0.0990;0.2425 | 419;226;576 | (0.3854;71.2860;13.1655) | 110 | 9.9905 | 69 | 86.78 | 60 | iodine | [138] | [0] | 1 | 5 | 60 | normal | none | 8.3867 | 12.2401 | 102.6537 | 36.3897 | 53.1099 | 1932.653 | 1.7416e-13 | 1.4204 | 0.001654 | 0.076021 | 0.62809 | 0.0031045 | 0.69481 | 0.86379 | 0.27972 | 1.5745 | 0 | 0.72042 | 0.24014 | 0.28543 | 0.0060863 | 0.92896 | 0.0079219 | 0.68522 | 1.2166 | 0.66392 | 0.059961 | 0.021588 | 0.78117 | 0.52476 | 0.58578 | 0.83684 | 0.27959 | 0.27673 | 0.91903 | 0.56089 | 0.47343
4428212 | VCUG | 2 | 10f_138032_419x226x576.dat | 0.0990;0.0990;0.2425 | 419;226;576 | (0.2263;71.2860;1.2253) | 60 | 2.5 | 38 | 86.78 | 60 | iodine | [138] | [10] | 0 | 5 | 60 | normal | none | 5.5911 | 5.1876 | 29.0044 | 24.2598 | 22.509 | 546.064 | 2.8697e-13 | 0.0031812 | 4.5469e-05 | 0.00023863 | 0.32785 | 1.5964e-05 | 0.0063777 | 0.89254 | 0.00055306 | 0.015945 | 0 | 0.003036 | 0.00043974 | 0.00048835 | 1.2435e-05 | 0.0096353 | 7.2726e-05 | 0.12107 | 0.0028388 | 0.0045406 | 0.0001718 | 0.00019144 | 0.98865 | 0.29713 | 0.28057 | 0.43547 | 0.23865 | 0.22654 | 1.0128 | 0.13256 | 0.2077
4428212 | VCUG | 2 | 10f_138032_419x226x576.dat | 0.0990;0.0990;0.2425 | 419;226;576 | (0.2263;71.2860;1.2253) | 60 | 5.7448 | 47 | 86.78 | 60 | iodine | [138] | [10] | 0 | 5 | 60 | normal | none | 5.5911 | 5.1876 | 29.0044 | 24.2598 | 22.509 | 546.064 | 1.8633e-13 | 0.0096043 | 0.00010867 | 0.00046628 | 0.62828 | 4.1671e-05 | 0.020028 | 1.9468 | 0.0019276 | 0.043679 | 0 | 0.0096505 | 0.0013527 | 0.0017674 | 0.00022069 | 0.030357 | 0.00020999 | 0.30975 | 0.009161 | 0.014973 | 0.00041559 | 0.00030682 | 2.0244 | 0.57714 | 0.59415 | 0.71125 | 0.39724 | 0.27577 | 2.1648 | 0.26011 | 0.42377
4428212 | VCUG | 2 | 10f_138032_419x226x576.dat | 0.0990;0.0990;0.2425 | 419;226;576 | (0.2263;71.2860;1.2253) | 60 | 6.3535 | 49 | 86.78 | 60 | iodine | [138] | [10] | 0 | 5 | 60 | normal | none | 5.5911 | 5.1876 | 29.0044 | 24.2598 | 22.509 | 546.064 | 1.7791e-13 | 0.011632 | 0.00012437 | 0.00069641 | 0.67482 | 9.3883e-05 | 0.023717 | 2.1174 | 0.0021546 | 0.050137 | 0 | 0.01134 | 0.0016552 | 0.0023968 | 0.00011147 | 0.034814 | 0.00032254 | 0.34629 | 0.010272 | 0.01757 | 0.00045604 | 0.00052125 | 2.1807 | 0.62069 | 0.64718 | 0.74926 | 0.41913 | 0.28235 | 2.3518 | 0.28045 | 0.458
4428212 | VCUG | 2 | 10f_138032_419x226x576.dat | 0.0990;0.0990;0.2425 | 419;226;576 | (0.2263;71.2860;1.2253) | 80 | 2.9 | 44 | 86.78 | 60 | iodine | [138] | [10] | 0 | 5 | 60 | normal | none | 5.5911 | 5.1876 | 29.0044 | 24.2598 | 22.509 | 546.064 | 2.5692e-13 | 0.0055787 | 6.6915e-05 | 0.00045375 | 0.40619 | 1.5721e-05 | 0.011964 | 1.1865 | 0.0012014 | 0.026525 | 0 | 0.0059773 | 0.00092202 | 0.0011519 | 0.00017171 | 0.017735 | 0.00010669 | 0.18007 | 0.0055448 | 0.0092206 | 0.00030568 | 0.00015605 | 1.2587 | 0.37229 | 0.36776 | 0.50168 | 0.27607 | 0.23741 | 1.317 | 0.16611 | 0.26624
4428212 | VCUG | 2 | 10f_138032_419x226x576.dat | 0.0990;0.0990;0.2425 | 419;226;576 | (0.2263;71.2860;1.2253) | 80 | 7.702 | 57 | 86.78 | 60 | iodine | [138] | [10] | 0 | 5 | 60 | normal | none | 5.5911 | 5.1876 | 29.0044 | 24.2598 | 22.509 | 546.064 | 1.7172e-13 | 0.018907 | 0.00015536 | 0.0012408 | 0.75179 | 9.7867e-05 | 0.035702 | 2.3892 | 0.0038329 | 0.067387 | 0 | 0.017447 | 0.0027017 | 0.0039986 | 4.6394e-05 | 0.05052 | 0.00030094 | 0.42577 | 0.014951 | 0.026621 | 0.0010238 | 0.00051817 | 2.4268 | 0.70337 | 0.74295 | 0.80621 | 0.44951 | 0.28831 | 2.6539 | 0.31471 | 0.51546
4428212 | VCUG | 2 | 10f_138032_419x226x576.dat | 0.0990;0.0990;0.2425 | 419;226;576 | (0.2263;71.2860;1.2253) | 80 | 8.502 | 60 | 86.78 | 60 | iodine | [138] | [10] | 0 | 5 | 60 | normal | none | 5.5911 | 5.1876 | 29.0044 | 24.2598 | 22.509 | 546.064 | 1.6747e-13 | 0.020125 | 0.00017734 | 0.0014393 | 0.79179 | 0.00021549 | 0.039173 | 2.5162 | 0.0044916 | 0.074581 | 0 | 0.019745 | 0.0031516 | 0.0043339 | 0.00015338 | 0.05725 | 0.00025983 | 0.46042 | 0.016841 | 0.030186 | 0.001115 | 0.00089521 | 2.5586 | 0.74246 | 0.78881 | 0.83654 | 0.46602 | 0.2927 | 2.8025 | 0.33129 | 0.5435
4428212 | VCUG | 2 | 10f_138032_419x226x576.dat | 0.0990;0.0990;0.2425 | 419;226;576 | (0.2263;71.2860;1.2253) | 110 | 3.9 | 52 | 86.78 | 60 | iodine | [138] | [10] | 0 | 5 | 60 | normal | none | 5.5911 | 5.1876 | 29.0044 | 24.2598 | 22.509 | 546.064 | 2.2967e-13 | 0.010686 | 9.9101e-05 | 0.00087253 | 0.51231 | 0.00010444 | 0.020403 | 1.5313 | 0.0024288 | 0.041124 | 0 | 0.010792 | 0.0017194 | 0.0024201 | 0.00013294 | 0.030724 | 0.00021832 | 0.26271 | 0.0094059 | 0.016578 | 0.00057053 | 0.0001835 | 1.6238 | 0.47943 | 0.48245 | 0.594 | 0.32731 | 0.25108 | 1.732 | 0.21247 | 0.34213
4428212 | VCUG | 2 | 10f_138032_419x226x576.dat | 0.0990;0.0990;0.2425 | 419;226;576 | (0.2263;71.2860;1.2253) | 110 | 7.85 | 62 | 86.78 | 60 | iodine | [138] | [10] | 0 | 5 | 60 | normal | none | 5.5911 | 5.1876 | 29.0044 | 24.2598 | 22.509 | 546.064 | 1.8341e-13 | 0.019147 | 0.00016468 | 0.0017309 | 0.7354 | 0.00026378 | 0.0387 | 2.3193 | 0.0046541 | 0.069871 | 0 | 0.019249 | 0.0031822 | 0.0043969 | 0.00046236 | 0.054275 | 0.00037474 | 0.42513 | 0.016191 | 0.029152 | 0.0010491 | 0.00051983 | 2.363 | 0.69724 | 0.72044 | 0.78998 | 0.43689 | 0.28203 | 2.5955 | 0.30888 | 0.50413
4428212 | VCUG | 2 | 10f_138032_419x226x576.dat | 0.0990;0.0990;0.2425 | 419;226;576 | (0.2263;71.2860;1.2253) | 110 | 9.9905 | 69 | 86.78 | 60 | iodine | [138] | [10] | 0 | 5 | 60 | normal | none | 5.5911 | 5.1876 | 29.0044 | 24.2598 | 22.509 | 546.064 | 1.7733e-13 | 0.02478 | 0.00019164 | 0.0021039 | 0.81058 | 0.00011022 | 0.042207 | 2.5896 | 0.0061947 | 0.084464 | 0 | 0.024239 | 0.0041206 | 0.0055043 | 0.00038679 | 0.067535 | 0.00035581 | 0.49564 | 0.020175 | 0.036321 | 0.001591 | 0.00062003 | 2.6052 | 0.77779 | 0.80593 | 0.84776 | 0.46903 | 0.28925 | 2.8862 | 0.34122 | 0.56021
4428212 | VCUG | 3 | 10f_138032_419x226x576.dat | 0.0990;0.0990;0.2425 | 419;226;576 | (0.2263;71.2860;1.2253) | 60 | 2.5 | 38 | 86.78 | 60 | iodine | [138] | [30] | 0 | 5 | 60 | normal | none | 5.5911 | 5.1876 | 29.0044 | 24.2598 | 22.509 | 546.064 | 2.8697e-13 | 0.0030813 | 4.4939e-05 | 0.0002336 | 0.32656 | 1.734e-05 | 0.0061903 | 0.8793 | 0.00055376 | 0.015836 | 0 | 0.0030033 | 0.00043897 | 0.00048016 | 1.2435e-05 | 0.0095384 | 7.2726e-05 | 0.11878 | 0.0028267 | 0.0044803 | 0.00016232 | 0.00019144 | 0.9337 | 0.29654 | 0.27996 | 0.43458 | 0.23788 | 0.22618 | 1.0062 | 0.13189 | 0.20412
4428212 | VCUG | 3 | 10f_138032_419x226x576.dat | 0.0990;0.0990;0.2425 | 419;226;576 | (0.2263;71.2860;1.2253) | 60 | 5.7448 | 47 | 86.78 | 60 | iodine | [138] | [30] | 0 | 5 | 60 | normal | none | 5.5911 | 5.1876 | 29.0044 | 24.2598 | 22.509 | 546.064 | 1.8633e-13 | 0.009519 | 0.00010728 | 0.00046655 | 0.62517 | 3.9933e-05 | 0.019897 | 1.936 | 0.0019021 | 0.043358 | 0 | 0.0095254 | 0.0013455 | 0.0017022 | 0.00022069 | 0.030064 | 0.0002143 | 0.30365 | 0.0090945 | 0.014755 | 0.00040002 | 0.00035423 | 1.9244 | 0.57537 | 0.5922 | 0.70969 | 0.39524 | 0.27484 | 2.1623 | 0.25957 | 0.41819
4428212 | VCUG | 3 | 10f_138032_419x226x576.dat | 0.0990;0.0990;0.2425 | 419;226;576 | (0.2263;71.2860;1.2253) | 60 | 6.3535 | 49 | 86.78 | 60 | iodine | [138] | [30] | 0 | 5 | 60 | normal | none | 5.5911 | 5.1876 | 29.0044 | 24.2598 | 22.509 | 546.064 | 1.7791e-13 | 0.01152 | 0.00012293 | 0.00064363 | 0.67078 | 9.3883e-05 | 0.023651 | 2.0995 | 0.0021342 | 0.049736 | 0 | 0.011184 | 0.0016501 | 0.0023881 | 0.00011147 | 0.034497 | 0.00032516 | 0.33916 | 0.010245 | 0.017302 | 0.00044802 | 0.00047487 | 2.076 | 0.6186 | 0.64488 | 0.74693 | 0.41686 | 0.28131 | 2.3437 | 0.27939 | 0.45143
4428212 | VCUG | 3 | 10f_138032_419x226x576.dat | 0.0990;0.0990;0.2425 | 419;226;576 | (0.2263;71.2860;1.2253) | 80 | 2.9 | 44 | 86.78 | 60 | iodine | [138] | [30] | 0 | 5 | 60 | normal | none | 5.5911 | 5.1876 | 29.0044 | 24.2598 | 22.509 | 546.064 | 2.5692e-13 | 0.005627 | 6.5494e-05 | 0.0004443 | 0.40378 | 1.5721e-05 | 0.011889 | 1.1773 | 0.0011914 | 0.026312 | 0 | 0.0059017 | 0.00091704 | 0.0011535 | 0.00017171 | 0.017498 | 0.00010636 | 0.17657 | 0.0055079 | 0.0090521 | 0.00030657 | 0.00015605 | 1.1947 | 0.37125 | 0.36661 | 0.50062 | 0.27495 | 0.23686 | 1.3118 | 0.1655 | 0.26241
4428212 | VCUG | 3 | 10f_138032_419x226x576.dat | 0.0990;0.0990;0.2425 | 419;226;576 | (0.2263;71.2860;1.2253) | 80 | 7.702 | 57 | 86.78 | 60 | iodine | [138] | [30] | 0 | 5 | 60 | normal | none | 5.5911 | 5.1876 | 29.0044 | 24.2598 | 22.509 | 546.064 | 1.7172e-13 | 0.018506 | 0.00015382 | 0.00125 | 0.74603 | 9.7867e-05 | 0.035003 | 2.3637 | 0.0037878 | 0.066799 | 0 | 0.017179 | 0.0026604 | 0.0039256 | 4.6394e-05 | 0.049988 | 0.00029132 | 0.41705 | 0.014858 | 0.026177 | 0.001046 | 0.00047989 | 2.323 | 0.70046 | 0.73965 | 0.80281 | 0.44683 | 0.28704 | 2.6352 | 0.31263 | 0.50785
4428212 | VCUG | 3 | 10f_138032_419x226x576.dat | 0.0990;0.0990;0.2425 | 419;226;576 | (0.2263;71.2860;1.2253) | 80 | 8.502 | 60 | 86.78 | 60 | iodine | [138] | [30] | 0 | 5 | 60 | normal | none | 5.5911 | 5.1876 | 29.0044 | 24.2598 | 22.509 | 546.064 | 1.6747e-13 | 0.020002 | 0.00017621 | 0.0014162 | 0.78564 | 0.00021549 | 0.038155 | 2.4845 | 0.0044836 | 0.073841 | 0 | 0.019451 | 0.0031158 | 0.0041469 | 0.00014088 | 0.056237 | 0.00024712 | 0.451 | 0.016626 | 0.029827 | 0.0011303 | 0.00088781 | 2.4593 | 0.73922 | 0.78512 | 0.83333 | 0.46317 | 0.29131 | 2.7809 | 0.32892 | 0.53546
4428212 | VCUG | 3 | 10f_138032_419x226x576.dat | 0.0990;0.0990;0.2425 | 419;226;576 | (0.2263;71.2860;1.2253) | 110 | 3.9 | 52 | 86.78 | 60 | iodine | [138] | [30] | 0 | 5 | 60 | normal | none | 5.5911 | 5.1876 | 29.0044 | 24.2598 | 22.509 | 546.064 | 2.2967e-13 | 0.010545 | 0.00010034 | 0.00087018 | 0.50931 | 9.8387e-05 | 0.020441 | 1.5192 | 0.0024046 | 0.040771 | 0 | 0.010652 | 0.0016976 | 0.0024164 | 0.00013294 | 0.030299 | 0.00021754 | 0.25794 | 0.0093283 | 0.016343 | 0.00055498 | 0.00018291 | 1.5499 | 0.47778 | 0.48061 | 0.59203 | 0.32575 | 0.25034 | 1.7206 | 0.21124 | 0.33744
4428212 | VCUG | 3 | 10f_138032_419x226x576.dat | 0.0990;0.0990;0.2425 | 419;226;576 | (0.2263;71.2860;1.2253) | 110 | 7.85 | 62 | 86.78 | 60 | iodine | [138] | [30] | 0 | 5 | 60 | normal | none | 5.5911 | 5.1876 | 29.0044 | 24.2598 | 22.509 | 546.064 | 1.8341e-13 | 0.018725 | 0.00016372 | 0.0017615 | 0.73028 | 0.00026308 | 0.038271 | 2.2906 | 0.0046311 | 0.069157 | 0 | 0.018981 | 0.003149 | 0.0044395 | 0.00043536 | 0.05349 | 0.00036863 | 0.41672 | 0.01599 | 0.02871 | 0.0010106 | 0.0004823 | 2.2715 | 0.6944 | 0.71721 | 0.78725 | 0.43441 | 0.28094 | 2.5771 | 0.30688 | 0.49687
4428212 | VCUG | 3 | 10f_138032_419x226x576.dat | 0.0990;0.0990;0.2425 | 419;226;576 | (0.2263;71.2860;1.2253) | 110 | 9.9905 | 69 | 86.78 | 60 | iodine | [138] | [30] | 0 | 5 | 60 | normal | none | 5.5911 | 5.1876 | 29.0044 | 24.2598 | 22.509 | 546.064 | 1.7733e-13 | 0.024177 | 0.0001914 | 0.0020835 | 0.80455 | 0.00011022 | 0.040907 | 2.5577 | 0.0061168 | 0.083703 | 0 | 0.023953 | 0.0040584 | 0.0054247 | 0.00038679 | 0.066655 | 0.0003631 | 0.48632 | 0.019898 | 0.035716 | 0.0015475 | 0.00056589 | 2.5203 | 0.77433 | 0.80201 | 0.84505 | 0.46625 | 0.28798 | 2.862 | 0.33865 | 0.55266
4428212 | VCUG | 4 | 10f_138032_419x226x576.dat | 0.0990;0.0990;0.2425 | 419;226;576 | (0.2263;71.2860;1.2253) | 60 | 2.5 | 38 | 86.78 | 60 | iodine | [138] | [50] | 0 | 5 | 60 | normal | none | 5.5911 | 5.1876 | 29.0044 | 24.2598 | 22.509 | 546.064 | 2.8697e-13 | 0.0030803 | 4.5131e-05 | 0.00023376 | 0.32586 | 1.5964e-05 | 0.0062401 | 0.87285 | 0.00055111 | 0.015824 | 0 | 0.0029914 | 0.0004374 | 0.00047887 | 1.2435e-05 | 0.0094683 | 7.2726e-05 | 0.1177 | 0.0028151 | 0.0044584 | 0.00016232 | 0.00019144 | 0.89784 | 0.29624 | 0.27966 | 0.43439 | 0.23749 | 0.22599 | 1.0016 | 0.13149 | 0.20199
4428212 | VCUG | 4 | 10f_138032_419x226x576.dat | 0.0990;0.0990;0.2425 | 419;226;576 | (0.2263;71.2860;1.2253) | 60 | 5.7448 | 47 | 86.78 | 60 | iodine | [138] | [50] | 0 | 5 | 60 | normal | none | 5.5911 | 5.1876 | 29.0044 | 24.2598 | 22.509 | 546.064 | 1.8633e-13 | 0.0094997 | 0.00010704 | 0.00046518 | 0.62351 | 3.9933e-05 | 0.019629 | 1.9186 | 0.0018944 | 0.043194 | 0 | 0.0094734 | 0.0013376 | 0.0017182 | 0.00022069 | 0.029803 | 0.00020388 | 0.3005 | 0.0090553 | 0.014647 | 0.00039933 | 0.00030682 | 1.8521 | 0.57443 | 0.59121 | 0.70873 | 0.39417 | 0.27441 | 2.1507 | 0.25846 | 0.41343
4428212 | VCUG | 4 | 10f_138032_419x226x576.dat | 0.0990;0.0990;0.2425 | 419;226;576 | (0.2263;71.2860;1.2253) | 60 | 6.3535 | 49 | 86.78 | 60 | iodine | [138] | [50] | 0 | 5 | 60 | normal | none | 5.5911 | 5.1876 | 29.0044 | 24.2598 | 22.509 | 546.064 | 1.7791e-13 | 0.011412 | 0.00012345 | 0.00064082 | 0.66864 | 9.3883e-05 | 0.023437 | 2.0826 | 0.0021187 | 0.049564 | 0 | 0.011122 | 0.00164 | 0.0023682 | 0.00011147 | 0.034164 | 0.00032254 | 0.3357 | 0.010215 | 0.017125 | 0.00044731 | 0.00047487 | 1.9913 | 0.61752 | 0.64373 | 0.74603 | 0.41565 | 0.28076 | 2.3211 | 0.27743 | 0.44603
4428212 | VCUG | 4 | 10f_138032_419x226x576.dat | 0.0990;0.0990;0.2425 | 419;226;576 | (0.2263;71.2860;1.2253) | 80 | 2.9 | 44 | 86.78 | 60 | iodine | [138] | [50] | 0 | 5 | 60 | normal | none | 5.5911 | 5.1876 | 29.0044 | 24.2598 | 22.509 | 546.064 | 2.5692e-13 | 0.0056153 | 6.5852e-05 | 0.00046411 | 0.40269 | 1.5721e-05 | 0.011821 | 1.1623 | 0.0011794 | 0.026206 | 0 | 0.0058636 | 0.00091148 | 0.0011453 | 0.00017171 | 0.017395 | 0.00010636 | 0.17487 | 0.0055012 | 0.0090023 | 0.00029185 | 0.00015605 | 1.147 | 0.37066 | 0.36598 | 0.49999 | 0.2743 | 0.2366 | 1.3077 | 0.16507 | 0.25903
4428212 | VCUG | 4 | 10f_138032_419x226x576.dat | 0.0990;0.0990;0.2425 | 419;226;576 | (0.2263;71.2860;1.2253) | 80 | 7.702 | 57 | 86.78 | 60 | iodine | [138] | [50] | 0 | 5 | 60 | normal | none | 5.5911 | 5.1876 | 29.0044 | 24.2598 | 22.509 | 546.064 | 1.7172e-13 | 0.018377 | 0.00015357 | 0.0013063 | 0.74294 | 9.7867e-05 | 0.034823 | 2.3382 | 0.0037697 | 0.066421 | 0 | 0.017064 | 0.0026391 | 0.0039489 | 4.6394e-05 | 0.04959 | 0.00028174 | 0.4124 | 0.014739 | 0.026041 | 0.001028 | 0.00047989 | 2.238 | 0.69885 | 0.73788 | 0.801 | 0.44526 | 0.28637 | 2.61 | 0.31034 | 0.50154
4428212 | VCUG | 4 | 10f_138032_419x226x576.dat | 0.0990;0.0990;0.2425 | 419;226;576 | (0.2263;71.2860;1.2253) | 80 | 8.502 | 60 | 86.78 | 60 | iodine | [138] | [50] | 0 | 5 | 60 | normal | none | 5.5911 | 5.1876 | 29.0044 | 24.2598 | 22.509 | 546.064 | 1.6747e-13 | 0.019957 | 0.00017668 | 0.0014922 | 0.782 | 0.00021549 | 0.037432 | 2.4657 | 0.0044329 | 0.073465 | 0 | 0.019315 | 0.0030934 | 0.0041244 | 0.00014088 | 0.055882 | 0.00023413 | 0.44546 | 0.016592 | 0.029592 | 0.001107 | 0.00088864 | 2.3607 | 0.73739 | 0.7831 | 0.8317 | 0.46142 | 0.29057 | 2.7685 | 0.32758 | 0.52914
4428212 | VCUG | 4 | 10f_138032_419x226x576.dat | 0.0990;0.0990;0.2425 | 419;226;576 | (0.2263;71.2860;1.2253) | 110 | 3.9 | 52 | 86.78 | 60 | iodine | [138] | [50] | 0 | 5 | 60 | normal | none | 5.5911 | 5.1876 | 29.0044 | 24.2598 | 22.509 | 546.064 | 2.2967e-13 | 0.010456 | 9.9175e-05 | 0.00091738 | 0.50713 | 9.8387e-05 | 0.020178 | 1.5011 | 0.0024006 | 0.040592 | 0 | 0.01056 | 0.0016885 | 0.0023781 | 0.00013294 | 0.030067 | 0.0002067 | 0.25518 | 0.0092691 | 0.016245 | 0.00054201 | 0.00018291 | 1.4922 | 0.4768 | 0.47954 | 0.59129 | 0.32481 | 0.24993 | 1.7108 | 0.2103 | 0.33317
4428212 | VCUG | 4 | 10f_138032_419x226x576.dat | 0.0990;0.0990;0.2425 | 419;226;576 | (0.2263;71.2860;1.2253) | 110 | 7.85 | 62 | 86.78 | 60 | iodine | [138] | [50] | 0 | 5 | 60 | normal | none | 5.5911 | 5.1876 | 29.0044 | 24.2598 | 22.509 | 546.064 | 1.8341e-13 | 0.018738 | 0.00016408 | 0.0017255 | 0.72706 | 0.00027537 | 0.037697 | 2.2738 | 0.0046246 | 0.068791 | 0 | 0.018844 | 0.0031212 | 0.0043936 | 0.00046854 | 0.053013 | 0.00036281 | 0.41227 | 0.015891 | 0.028468 | 0.0010266 | 0.0004823 | 2.1884 | 0.6927 | 0.71534 | 0.78551 | 0.43286 | 0.28022 | 2.5556 | 0.30487 | 0.49131
4428212 | VCUG | 4 | 10f_138032_419x226x576.dat | 0.0990;0.0990;0.2425 | 419;226;576 | (0.2263;71.2860;1.2253) | 110 | 9.9905 | 69 | 86.78 | 60 | iodine | [138] | [50] | 0 | 5 | 60 | normal | none | 5.5911 | 5.1876 | 29.0044 | 24.2598 | 22.509 | 546.064 | 1.7733e-13 | 0.024263 | 0.00019111 | 0.0019856 | 0.80032 | 0.00011022 | 0.040877 | 2.5354 | 0.0060571 | 0.083178 | 0 | 0.023756 | 0.0040469 | 0.0054002 | 0.00038679 | 0.066052 | 0.00034774 | 0.48084 | 0.019833 | 0.035464 | 0.0015689 | 0.00049525 | 2.4289 | 0.77225 | 0.79968 | 0.84282 | 0.46445 | 0.28712 | 2.845 | 0.33694 | 0.54617
4428212 | VCUG | 5 | 10f_138032_419x226x576.dat | 0.0990;0.0990;0.2425 | 419;226;576 | (0.1693;75.3658;4.6607) | 60 | 2.5 | 38 | 88.5212 | 60 | iodine | [138] | [50] | 0 | 5 | 60 | normal | none | 7.453 | 6.6734 | 49.737 | 32.9874 | 29.5369 | 974.3481 | 2.9039e-13 | 0.010345 | 5.5711e-05 | 0.00060563 | 0.33393 | 3.518e-05 | 0.017905 | 0.4329 | 0.0016122 | 0.070158 | 0 | 0.0086267 | 0.0011705 | 0.0018871 | 0.00013413 | 0.042388 | 0.00014362 | 0.24533 | 0.012572 | 0.020444 | 0.00023635 | 0.00015525 | 0.37309 | 0.19232 | 0.2047 | 0.58429 | 0.15206 | 0.23699 | 0.48084 | 0.10476 | 0.13279
4428212 | VCUG | 5 | 10f_138032_419x226x576.dat | 0.0990;0.0990;0.2425 | 419;226;576 | (0.1693;75.3658;4.6607) | 60 | 5.7448 | 47 | 88.5212 | 60 | iodine | [138] | [50] | 0 | 5 | 60 | normal | none | 7.453 | 6.6734 | 49.737 | 32.9874 | 29.5369 | 974.3481 | 1.8855e-13 | 0.029088 | 0.00013492 | 0.0016387 | 0.61083 | 0.00016277 | 0.047517 | 0.96633 | 0.0054273 | 0.15494 | 0 | 0.024951 | 0.0035922 | 0.0062552 | 0.00028966 | 0.10664 | 0.00032101 | 0.52584 | 0.031951 | 0.054098 | 0.0010171 | 0.00058855 | 0.82881 | 0.3781 | 0.43342 | 0.87796 | 0.25486 | 0.27951 | 1.0492 | 0.19488 | 0.26804
4428212 | VCUG | 5 | 10f_138032_419x226x576.dat | 0.0990;0.0990;0.2425 | 419;226;576 | (0.1693;75.3658;4.6607) | 60 | 6.3535 | 49 | 88.5212 | 60 | iodine | [138] | [50] | 0 | 5 | 60 | normal | none | 7.453 | 6.6734 | 49.737 | 32.9874 | 29.5369 | 974.3481 | 1.8003e-13 | 0.034816 | 0.00015489 | 0.0018653 | 0.65234 | 0.00010977 | 0.054924 | 1.0549 | 0.0064529 | 0.17008 | 0 | 0.028726 | 0.0042021 | 0.0065584 | 0.00043383 | 0.11868 | 0.00028076 | 0.57174 | 0.03615 | 0.061168 | 0.001257 | 0.00078032 | 0.90836 | 0.40757 | 0.47223 | 0.91449 | 0.26917 | 0.28426 | 1.1324 | 0.20842 | 0.29001
4428212 | VCUG | 5 | 10f_138032_419x226x576.dat | 0.0990;0.0990;0.2425 | 419;226;576 | (0.1693;75.3658;4.6607) | 80 | 2.9 | 44 | 88.5212 | 60 | iodine | [138] | [50] | 0 | 5 | 60 | normal | none | 7.453 | 6.6734 | 49.737 | 32.9874 | 29.5369 | 974.3481 | 2.5999e-13 | 0.018974 | 8.3153e-05 | 0.0012913 | 0.40359 | 0.0001269 | 0.027082 | 0.58421 | 0.0033279 | 0.09428 | 0.00065479 | 0.014866 | 0.0022236 | 0.0035547 | 0.00025757 | 0.062937 | 0.00022869 | 0.32162 | 0.019431 | 0.031835 | 0.00068522 | 0.00043071 | 0.50152 | 0.24322 | 0.26862 | 0.64692 | 0.17657 | 0.24549 | 0.6286 | 0.12796 | 0.16991
4428212 | VCUG | 5 | 10f_138032_419x226x576.dat | 0.0990;0.0990;0.2425 | 419;226;576 | (0.1693;75.3658;4.6607) | 80 | 7.702 | 57 | 88.5212 | 60 | iodine | [138] | [50] | 0 | 5 | 60 | normal | none | 7.453 | 6.6734 | 49.737 | 32.9874 | 29.5369 | 974.3481 | 1.7377e-13 | 0.048543 | 0.00020452 | 0.0030666 | 0.71596 | 0.00025651 | 0.073323 | 1.212 | 0.0098201 | 0.19825 | 0.00024104 | 0.0393 | 0.0064132 | 0.0093873 | 0.00040491 | 0.14834 | 0.00047507 | 0.6511 | 0.0459 | 0.078456 | 0.002078 | 0.0010114 | 1.0471 | 0.46531 | 0.54309 | 0.96127 | 0.28981 | 0.2876 | 1.2792 | 0.23238 | 0.32933
4428212 | VCUG | 5 | 10f_138032_419x226x576.dat | 0.0990;0.0990;0.2425 | 419;226;576 | (0.1693;75.3658;4.6607) | 80 | 8.502 | 60 | 88.5212 | 60 | iodine | [138] | [50] | 0 | 5 | 60 | normal | none | 7.453 | 6.6734 | 49.737 | 32.9874 | 29.5369 | 974.3481 | 1.6946e-13 | 0.053204 | 0.0002288 | 0.004037 | 0.74836 | 0.00018696 | 0.078347 | 1.2899 | 0.011096 | 0.21116 | 0.00015494 | 0.043552 | 0.0071903 | 0.011069 | 0.00051514 | 0.16067 | 0.0006039 | 0.69307 | 0.050313 | 0.084478 | 0.002173 | 0.001425 | 1.1208 | 0.49208 | 0.5767 | 0.98728 | 0.30071 | 0.29017 | 1.3629 | 0.24458 | 0.34863
4428212 | VCUG | 5 | 10f_138032_419x226x576.dat | 0.0990;0.0990;0.2425 | 419;226;576 | (0.1693;75.3658;4.6607) | 110 | 3.9 | 52 | 88.5212 | 60 | iodine | [138] | [50] | 0 | 5 | 60 | normal | none | 7.453 | 6.6734 | 49.737 | 32.9874 | 29.5369 | 974.3481 | 2.3242e-13 | 0.028365 | 0.00014101 | 0.0021264 | 0.49902 | 0.00021794 | 0.043719 | 0.77572 | 0.0061571 | 0.12659 | 0 | 0.023908 | 0.0039781 | 0.0064006 | 0.00059066 | 0.09131 | 0.00030233 | 0.42664 | 0.028253 | 0.047454 | 0.0012523 | 0.00053705 | 0.67491 | 0.31574 | 0.35281 | 0.73697 | 0.21048 | 0.25644 | 0.84852 | 0.1616 | 0.21997
4428212 | VCUG | 5 | 10f_138032_419x226x576.dat | 0.0990;0.0990;0.2425 | 419;226;576 | (0.1693;75.3658;4.6607) | 110 | 7.85 | 62 | 88.5212 | 60 | iodine | [138] | [50] | 0 | 5 | 60 | normal | none | 7.453 | 6.6734 | 49.737 | 32.9874 | 29.5369 | 974.3481 | 1.8561e-13 | 0.050144 | 0.00022429 | 0.0041845 | 0.69846 | 0.00034972 | 0.078768 | 1.1921 | 0.010586 | 0.19223 | 0.00019389 | 0.041034 | 0.0070277 | 0.010167 | 0.00037656 | 0.14601 | 0.00053898 | 0.64011 | 0.045765 | 0.077777 | 0.0024925 | 0.0011231 | 1.0349 | 0.46228 | 0.52715 | 0.93551 | 0.28237 | 0.28163 | 1.2563 | 0.22813 | 0.32429
4428212 | VCUG | 5 | 10f_138032_419x226x576.dat | 0.0990;0.0990;0.2425 | 419;226;576 | (0.1693;75.3658;4.6607) | 110 | 9.9905 | 69 | 88.5212 | 60 | iodine | [138] | [50] | 0 | 5 | 60 | normal | none | 7.453 | 6.6734 | 49.737 | 32.9874 | 29.5369 | 974.3481 | 1.7947e-13 | 0.0598 | 0.00028356 | 0.0052263 | 0.76555 | 0.0003494 | 0.089716 | 1.335 | 0.01357 | 0.21751 | 0 | 0.050187 | 0.008712 | 0.012349 | 0.00042412 | 0.16983 | 0.00061544 | 0.72108 | 0.054338 | 0.091176 | 0.0031632 | 0.001436 | 1.1669 | 0.51773 | 0.59011 | 0.98475 | 0.30392 | 0.28669 | 1.4135 | 0.25148 | 0.3616
4428212 | VCUG | 6 | 10f_138032_419x226x576.dat | 0.0990;0.0990;0.2425 | 419;226;576 | (0.0867;75.2258;4.6738) | 60 | 2.5 | 38 | 88.6612 | 60 | iodine | [138] | [50] | 0 | 5 | 60 | normal | none | 7.5309 | 6.6793 | 50.3015 | 33.385 | 29.6099 | 988.5271 | 2.9019e-13 | 0.010754 | 5.4316e-05 | 0.0008367 | 0.38423 | 7.3569e-05 | 0.030137 | 0.42838 | 0.0015798 | 0.076088 | 4.3124e-05 | 0.013744 | 0.0011818 | 0.0015282 | 0.00013831 | 0.03301 | 9.5903e-05 | 0.28463 | 0.0071681 | 0.013683 | 0.00030914 | 0.00013861 | 0.37017 | 0.18807 | 0.2001 | 0.59882 | 0.15002 | 0.23483 | 0.48327 | 0.1066 | 0.1374
4428212 | VCUG | 6 | 10f_138032_419x226x576.dat | 0.0990;0.0990;0.2425 | 419;226;576 | (0.0867;75.2258;4.6738) | 60 | 5.7448 | 47 | 88.6612 | 60 | iodine | [138] | [50] | 0 | 5 | 60 | normal | none | 7.5309 | 6.6793 | 50.3015 | 33.385 | 29.6099 | 988.5271 | 1.8842e-13 | 0.030141 | 0.00014026 | 0.0018541 | 0.69795 | 8.8439e-05 | 0.078599 | 0.97121 | 0.005101 | 0.16446 | 0 | 0.035915 | 0.0035354 | 0.0049201 | 0.00041539 | 0.088518 | 0.00036212 | 0.58931 | 0.020557 | 0.03857 | 0.0011785 | 0.00056537 | 0.82107 | 0.37089 | 0.42487 | 0.89208 | 0.25164 | 0.27702 | 1.0491 | 0.19741 | 0.27644
4428212 | VCUG | 6 | 10f_138032_419x226x576.dat | 0.0990;0.0990;0.2425 | 419;226;576 | (0.0867;75.2258;4.6738) | 60 | 6.3535 | 49 | 88.6612 | 60 | iodine | [138] | [50] | 0 | 5 | 60 | normal | none | 7.5309 | 6.6793 | 50.3015 | 33.385 | 29.6099 | 988.5271 | 1.7991e-13 | 0.034467 | 0.00015039 | 0.0017386 | 0.74405 | 0.00013572 | 0.086939 | 1.0575 | 0.006167 | 0.17976 | 0 | 0.040415 | 0.004168 | 0.0059147 | 0.00025306 | 0.099089 | 0.00032224 | 0.63766 | 0.024031 | 0.0453 | 0.0014004 | 0.00051559 | 0.89629 | 0.40017 | 0.4632 | 0.9262 | 0.26592 | 0.28173 | 1.1407 | 0.21132 | 0.29859
4428212 | VCUG | 6 | 10f_138032_419x226x576.dat | 0.0990;0.0990;0.2425 | 419;226;576 | (0.0867;75.2258;4.6738) | 80 | 2.9 | 44 | 88.6612 | 60 | iodine | [138] | [50] | 0 | 5 | 60 | normal | none | 7.5309 | 6.6793 | 50.3015 | 33.385 | 29.6099 | 988.5271 | 2.5981e-13 | 0.01835 | 8.6004e-05 | 0.0014043 | 0.46164 | 7.7768e-06 | 0.04429 | 0.57338 | 0.0031047 | 0.10084 | 0 | 0.021296 | 0.0022482 | 0.0034659 | 0.00022449 | 0.051002 | 0.00017172 | 0.36623 | 0.012107 | 0.02277 | 0.00069631 | 0.00014085 | 0.50025 | 0.23817 | 0.26299 | 0.66263 | 0.1743 | 0.2431 | 0.63223 | 0.13009 | 0.1747
4428212 | VCUG | 6 | 10f_138032_419x226x576.dat | 0.0990;0.0990;0.2425 | 419;226;576 | (0.0867;75.2258;4.6738) | 80 | 7.702 | 57 | 88.6612 | 60 | iodine | [138] | [50] | 0 | 5 | 60 | normal | none | 7.5309 | 6.6793 | 50.3015 | 33.385 | 29.6099 | 988.5271 | 1.7365e-13 | 0.048679 | 0.0002019 | 0.0033836 | 0.8118 | 0.00013188 | 0.10644 | 1.2154 | 0.0093003 | 0.20616 | 0.0012887 | 0.051812 | 0.0063777 | 0.0092715 | 0.00041851 | 0.12686 | 0.00053469 | 0.72243 | 0.031721 | 0.060403 | 0.0019414 | 0.0013481 | 1.0395 | 0.45721 | 0.53314 | 0.96917 | 0.28641 | 0.28521 | 1.2848 | 0.23459 | 0.33835
4428212 | VCUG | 6 | 10f_138032_419x226x576.dat | 0.0990;0.0990;0.2425 | 419;226;576 | (0.0867;75.2258;4.6738) | 80 | 8.502 | 60 | 88.6612 | 60 | iodine | [138] | [50] | 0 | 5 | 60 | normal | none | 7.5309 | 6.6793 | 50.3015 | 33.385 | 29.6099 | 988.5271 | 1.6935e-13 | 0.056415 | 0.00021699 | 0.0035433 | 0.84514 | 0.0002363 | 0.11797 | 1.2895 | 0.010515 | 0.2189 | 0.001333 | 0.056698 | 0.0072255 | 0.010157 | 0.00038642 | 0.13705 | 0.0005673 | 0.76365 | 0.034843 | 0.065742 | 0.0022651 | 0.0012162 | 1.1042 | 0.48373 | 0.56639 | 0.99643 | 0.29736 | 0.28798 | 1.362 | 0.24691 | 0.35688
4428212 | VCUG | 6 | 10f_138032_419x226x576.dat | 0.0990;0.0990;0.2425 | 419;226;576 | (0.0867;75.2258;4.6738) | 110 | 3.9 | 52 | 88.6612 | 60 | iodine | [138] | [50] | 0 | 5 | 60 | normal | none | 7.5309 | 6.6793 | 50.3015 | 33.385 | 29.6099 | 988.5271 | 2.3226e-13 | 0.028421 | 0.0001374 | 0.0023691 | 0.56661 | 7.2303e-05 | 0.063856 | 0.78314 | 0.0057324 | 0.13273 | 0.00096354 | 0.031839 | 0.0040253 | 0.0055378 | 0.00031368 | 0.078039 | 0.00028893 | 0.47706 | 0.019592 | 0.036178 | 0.0013058 | 0.0004334 | 0.67102 | 0.30963 | 0.3459 | 0.75058 | 0.20782 | 0.25431 | 0.83515 | 0.16228 | 0.22674
4428212 | VCUG | 6 | 10f_138032_419x226x576.dat | 0.0990;0.0990;0.2425 | 419;226;576 | (0.0867;75.2258;4.6738) | 110 | 7.85 | 62 | 88.6612 | 60 | iodine | [138] | [50] | 0 | 5 | 60 | normal | none | 7.5309 | 6.6793 | 50.3015 | 33.385 | 29.6099 | 988.5271 | 1.8549e-13 | 0.051641 | 0.00021578 | 0.0037845 | 0.78884 | 0.00022932 | 0.10681 | 1.1894 | 0.010496 | 0.19976 | 0 | 0.052459 | 0.0071434 | 0.0098568 | 0.00042144 | 0.12748 | 0.00048044 | 0.70636 | 0.032977 | 0.061686 | 0.0022836 | 0.0010893 | 1.0309 | 0.45433 | 0.51768 | 0.94542 | 0.2791 | 0.27986 | 1.2796 | 0.23179 | 0.33261
4428212 | VCUG | 6 | 10f_138032_419x226x576.dat | 0.0990;0.0990;0.2425 | 419;226;576 | (0.0867;75.2258;4.6738) | 110 | 9.9905 | 69 | 88.6612 | 60 | iodine | [138] | [50] | 0 | 5 | 60 | normal | none | 7.5309 | 6.6793 | 50.3015 | 33.385 | 29.6099 | 988.5271 | 1.7934e-13 | 0.059028 | 0.00026182 | 0.0046804 | 0.85848 | 0.00035276 | 0.11995 | 1.3335 | 0.013052 | 0.22333 | 0.0010069 | 0.062211 | 0.008804 | 0.012321 | 0.00072661 | 0.1489 | 0.00057678 | 0.788 | 0.040325 | 0.074055 | 0.003083 | 0.0017174 | 1.1572 | 0.5092 | 0.57988 | 0.99043 | 0.30053 | 0.28412 | 1.4195 | 0.2532 | 0.36968
4428212 | VCUG | 7 | 10f_138032_419x226x576.dat | 0.0990;0.0990;0.2425 | 419;226;576 | (0.2263;71.2860;1.2253) | 60 | 2.5 | 38 | 86.78 | 60 | iodine | [138] | [70] | 0 | 5 | 60 | normal | none | 5.5911 | 5.1876 | 29.0044 | 24.2598 | 22.509 | 546.064 | 2.8697e-13 | 0.0030803 | 4.5127e-05 | 0.0002336 | 0.32545 | 1.5964e-05 | 0.0061812 | 0.86815 | 0.00055195 | 0.015809 | 0 | 0.0029825 | 0.0004357 | 0.00047887 | 1.2435e-05 | 0.0094565 | 7.2726e-05 | 0.11706 | 0.0028092 | 0.0044639 | 0.00016232 | 0.00019144 | 0.87184 | 0.29607 | 0.27948 | 0.43429 | 0.23726 | 0.22591 | 0.99465 | 0.13092 | 0.20044
4428212 | VCUG | 7 | 10f_138032_419x226x576.dat | 0.0990;0.0990;0.2425 | 419;226;576 | (0.2263;71.2860;1.2253) | 60 | 5.7448 | 47 | 86.78 | 60 | iodine | [138] | [70] | 0 | 5 | 60 | normal | none | 5.5911 | 5.1876 | 29.0044 | 24.2598 | 22.509 | 546.064 | 1.8633e-13 | 0.0094181 | 0.00010774 | 0.0004648 | 0.62206 | 3.9933e-05 | 0.019871 | 1.9036 | 0.001891 | 0.043093 | 0 | 0.0094508 | 0.0013356 | 0.0017 | 0.00022069 | 0.02982 | 0.00020388 | 0.29856 | 0.0090419 | 0.014582 | 0.00039852 | 0.00030682 | 1.7994 | 0.57387 | 0.59064 | 0.70817 | 0.39356 | 0.27411 | 2.142 | 0.25771 | 0.40978
4428212 | VCUG | 7 | 10f_138032_419x226x576.dat | 0.0990;0.0990;0.2425 | 419;226;576 | (0.2263;71.2860;1.2253) | 60 | 6.3535 | 49 | 86.78 | 60 | iodine | [138] | [70] | 0 | 5 | 60 | normal | none | 5.5911 | 5.1876 | 29.0044 | 24.2598 | 22.509 | 546.064 | 1.7791e-13 | 0.011441 | 0.0001226 | 0.00064942 | 0.6674 | 9.3883e-05 | 0.023603 | 2.064 | 0.0021196 | 0.049455 | 0 | 0.011088 | 0.0016384 | 0.0023857 | 0.00011147 | 0.034135 | 0.00032304 | 0.33348 | 0.010182 | 0.017118 | 0.00044731 | 0.00047487 | 1.9413 | 0.61686 | 0.64304 | 0.74529 | 0.41492 | 0.28046 | 2.3174 | 0.27704 | 0.44226
4428212 | VCUG | 7 | 10f_138032_419x226x576.dat | 0.0990;0.0990;0.2425 | 419;226;576 | (0.2263;71.2860;1.2253) | 80 | 2.9 | 44 | 86.78 | 60 | iodine | [138] | [70] | 0 | 5 | 60 | normal | none | 5.5911 | 5.1876 | 29.0044 | 24.2598 | 22.509 | 546.064 | 2.5692e-13 | 0.0055912 | 6.549e-05 | 0.00045095 | 0.40179 | 1.5721e-05 | 0.011772 | 1.1529 | 0.0011772 | 0.026141 | 0 | 0.0058457 | 0.00091284 | 0.0011456 | 0.00017171 | 0.017323 | 0.00010974 | 0.1736 | 0.0054685 | 0.0089252 | 0.00029185 | 0.00015605 | 1.1121 | 0.3703 | 0.36561 | 0.49974 | 0.27391 | 0.23641 | 1.2993 | 0.16435 | 0.25664
4428212 | VCUG | 7 | 10f_138032_419x226x576.dat | 0.0990;0.0990;0.2425 | 419;226;576 | (0.2263;71.2860;1.2253) | 80 | 7.702 | 57 | 86.78 | 60 | iodine | [138] | [70] | 0 | 5 | 60 | normal | none | 5.5911 | 5.1876 | 29.0044 | 24.2598 | 22.509 | 546.064 | 1.7172e-13 | 0.018272 | 0.00015391 | 0.0012209 | 0.74067 | 9.7867e-05 | 0.034182 | 2.3204 | 0.0037359 | 0.066258 | 0 | 0.017002 | 0.002628 | 0.0039362 | 4.6394e-05 | 0.049363 | 0.00028116 | 0.4092 | 0.014762 | 0.025997 | 0.0010245 | 0.00047989 | 2.1683 | 0.6978 | 0.73675 | 0.80023 | 0.44423 | 0.28587 | 2.5961 | 0.30904 | 0.49673
4428212 | VCUG | 7 | 10f_138032_419x226x576.dat | 0.0990;0.0990;0.2425 | 419;226;576 | (0.2263;71.2860;1.2253) | 80 | 8.502 | 60 | 86.78 | 60 | iodine | [138] | [70] | 0 | 5 | 60 | normal | none | 5.5911 | 5.1876 | 29.0044 | 24.2598 | 22.509 | 546.064 | 1.6747e-13 | 0.019825 | 0.00017519 | 0.0014107 | 0.77925 | 0.00021549 | 0.037903 | 2.4464 | 0.0044059 | 0.073196 | 0 | 0.019228 | 0.0030817 | 0.0041276 | 0.00014088 | 0.055638 | 0.00023361 | 0.44207 | 0.016576 | 0.029422 | 0.0011058 | 0.00088781 | 2.2856 | 0.7362 | 0.7818 | 0.83013 | 0.46028 | 0.29007 | 2.7418 | 0.32531 | 0.52379
4428212 | VCUG | 7 | 10f_138032_419x226x576.dat | 0.0990;0.0990;0.2425 | 419;226;576 | (0.2263;71.2860;1.2253) | 110 | 3.9 | 52 | 86.78 | 60 | iodine | [138] | [70] | 0 | 5 | 60 | normal | none | 5.5911 | 5.1876 | 29.0044 | 24.2598 | 22.509 | 546.064 | 2.2967e-13 | 0.010648 | 9.9436e-05 | 0.00087989 | 0.50595 | 9.8387e-05 | 0.020411 | 1.4904 | 0.0023854 | 0.040509 | 0 | 0.010519 | 0.0016738 | 0.0023714 | 0.00013294 | 0.030066 | 0.00020694 | 0.25308 | 0.0092269 | 0.016164 | 0.00054275 | 0.00018388 | 1.4505 | 0.47616 | 0.47885 | 0.59055 | 0.3242 | 0.24965 | 1.701 | 0.20947 | 0.3303
4428212 | VCUG | 7 | 10f_138032_419x226x576.dat | 0.0990;0.0990;0.2425 | 419;226;576 | (0.2263;71.2860;1.2253) | 110 | 7.85 | 62 | 86.78 | 60 | iodine | [138] | [70] | 0 | 5 | 60 | normal | none | 5.5911 | 5.1876 | 29.0044 | 24.2598 | 22.509 | 546.064 | 1.8341e-13 | 0.01857 | 0.00016229 | 0.0016674 | 0.72466 | 0.00026308 | 0.037813 | 2.2586 | 0.0045771 | 0.068552 | 0 | 0.018768 | 0.0030985 | 0.0043059 | 0.00050806 | 0.052762 | 0.00035976 | 0.40913 | 0.015876 | 0.028324 | 0.0010047 | 0.0004823 | 2.1256 | 0.69154 | 0.7141 | 0.78428 | 0.43183 | 0.27971 | 2.5342 | 0.30299 | 0.48687
4428212 | VCUG | 7 | 10f_138032_419x226x576.dat | 0.0990;0.0990;0.2425 | 419;226;576 | (0.2263;71.2860;1.2253) | 110 | 9.9905 | 69 | 86.78 | 60 | iodine | [138] | [70] | 0 | 5 | 60 | normal | none | 5.5911 | 5.1876 | 29.0044 | 24.2598 | 22.509 | 546.064 | 1.7733e-13 | 0.02407 | 0.00019071 | 0.0019928 | 0.79721 | 0.00011022 | 0.041057 | 2.5051 | 0.0060379 | 0.08293 | 0 | 0.023632 | 0.0040166 | 0.0054283 | 0.00046199 | 0.065855 | 0.00033716 | 0.47707 | 0.019732 | 0.035264 | 0.0015451 | 0.0005036 | 2.3528 | 0.77082 | 0.79812 | 0.84112 | 0.4632 | 0.28654 | 2.8192 | 0.3347 | 0.53984
4428212 | VCUG | 8 | 10f_138032_419x226x576.dat | 0.0990;0.0990;0.2425 | 419;226;576 | (0.2263;71.2860;1.2253) | 60 | 2.5 | 38 | 86.78 | 60 | iodine | [138] | [100] | 0 | 5 | 60 | normal | none | 5.5911 | 5.1876 | 29.0044 | 24.2598 | 22.509 | 546.064 | 2.8697e-13 | 0.0030803 | 4.496e-05 | 0.0002336 | 0.32504 | 1.5964e-05 | 0.0061826 | 0.86156 | 0.00055111 | 0.015786 | 0 | 0.0029757 | 0.00043576 | 0.00048755 | 1.2435e-05 | 0.0094338 | 7.2726e-05 | 0.11648 | 0.0028121 | 0.0044427 | 0.00016232 | 0.00019144 | 0.84884 | 0.29589 | 0.27931 | 0.43409 | 0.23706 | 0.22582 | 0.99186 | 0.13067 | 0.19888
4428212 | VCUG | 8 | 10f_138032_419x226x576.dat | 0.0990;0.0990;0.2425 | 419;226;576 | (0.2263;71.2860;1.2253) | 60 | 5.7448 | 47 | 86.78 | 60 | iodine | [138] | [100] | 0 | 5 | 60 | normal | none | 5.5911 | 5.1876 | 29.0044 | 24.2598 | 22.509 | 546.064 | 1.8633e-13 | 0.0094964 | 0.00010722 | 0.0004648 | 0.62082 | 3.9933e-05 | 0.019686 | 1.885 | 0.0018862 | 0.043047 | 0 | 0.0094267 | 0.0013357 | 0.0016789 | 0.00022069 | 0.029678 | 0.00020388 | 0.29701 | 0.0090521 | 0.014549 | 0.00039852 | 0.00030682 | 1.7473 | 0.57337 | 0.59013 | 0.70761 | 0.39301 | 0.27389 | 2.124 | 0.25621 | 0.4058
4428212 | VCUG | 8 | 10f_138032_419x226x576.dat | 0.0990;0.0990;0.2425 | 419;226;576 | (0.2263;71.2860;1.2253) | 60 | 6.3535 | 49 | 86.78 | 60 | iodine | [138] | [100] | 0 | 5 | 60 | normal | none | 5.5911 | 5.1876 | 29.0044 | 24.2598 | 22.509 | 546.064 | 1.7791e-13 | 0.011411 | 0.00012274 | 0.00064352 | 0.66611 | 9.3883e-05 | 0.023075 | 2.053 | 0.0021037 | 0.049354 | 0 | 0.011064 | 0.0016364 | 0.0023632 | 0.00011147 | 0.034015 | 0.00032254 | 0.3317 | 0.01017 | 0.017059 | 0.00044731 | 0.00047487 | 1.8765 | 0.61625 | 0.64243 | 0.74454 | 0.41428 | 0.28014 | 2.2996 | 0.2755 | 0.43835
4428212 | VCUG | 8 | 10f_138032_419x226x576.dat | 0.0990;0.0990;0.2425 | 419;226;576 | (0.2263;71.2860;1.2253) | 80 | 2.9 | 44 | 86.78 | 60 | iodine | [138] | [100] | 0 | 5 | 60 | normal | none | 5.5911 | 5.1876 | 29.0044 | 24.2598 | 22.509 | 546.064 | 2.5692e-13 | 0.0055631 | 6.5506e-05 | 0.00044313 | 0.40105 | 1.5721e-05 | 0.01196 | 1.1429 | 0.0011721 | 0.026097 | 0 | 0.005829 | 0.00090969 | 0.0011604 | 0.00017171 | 0.017287 | 0.0001076 | 0.17262 | 0.0054491 | 0.0089038 | 0.00029168 | 0.00015605 | 1.0739 | 0.36997 | 0.36526 | 0.49922 | 0.27356 | 0.23626 | 1.2927 | 0.16378 | 0.2541
4428212 | VCUG | 8 | 10f_138032_419x226x576.dat | 0.0990;0.0990;0.2425 | 419;226;576 | (0.2263;71.2860;1.2253) | 80 | 7.702 | 57 | 86.78 | 60 | iodine | [138] | [100] | 0 | 5 | 60 | normal | none | 5.5911 | 5.1876 | 29.0044 | 24.2598 | 22.509 | 546.064 | 1.7172e-13 | 0.01833 | 0.00015362 | 0.0012644 | 0.73834 | 9.7867e-05 | 0.034695 | 2.3005 | 0.003727 | 0.066118 | 0 | 0.016946 | 0.002631 | 0.0039046 | 4.6394e-05 | 0.049144 | 0.00028224 | 0.40617 | 0.014665 | 0.025794 | 0.0010362 | 0.00047989 | 2.0918 | 0.69679 | 0.73569 | 0.79886 | 0.44327 | 0.28542 | 2.5818 | 0.30778 | 0.49149
4428212 | VCUG | 8 | 10f_138032_419x226x576.dat | 0.0990;0.0990;0.2425 | 419;226;576 | (0.2263;71.2860;1.2253) | 80 | 8.502 | 60 | 86.78 | 60 | iodine | [138] | [100] | 0 | 5 | 60 | normal | none | 5.5911 | 5.1876 | 29.0044 | 24.2598 | 22.509 | 546.064 | 1.6747e-13 | 0.019768 | 0.00017517 | 0.0014084 | 0.7768 | 0.00025844 | 0.037381 | 2.4211 | 0.004388 | 0.073005 | 0 | 0.019153 | 0.0030839 | 0.0041178 | 0.00014088 | 0.055516 | 0.00024144 | 0.43896 | 0.016463 | 0.029325 | 0.001095 | 0.00088781 | 2.2066 | 0.73506 | 0.78059 | 0.82883 | 0.45921 | 0.28951 | 2.7233 | 0.32363 | 0.51794
4428212 | VCUG | 8 | 10f_138032_419x226x576.dat | 0.0990;0.0990;0.2425 | 419;226;576 | (0.2263;71.2860;1.2253) | 110 | 3.9 | 52 | 86.78 | 60 | iodine | [138] | [100] | 0 | 5 | 60 | normal | none | 5.5911 | 5.1876 | 29.0044 | 24.2598 | 22.509 | 546.064 | 2.2967e-13 | 0.010533 | 9.9297e-05 | 0.00088133 | 0.50443 | 9.8387e-05 | 0.019978 | 1.4755 | 0.0023741 | 0.040403 | 0 | 0.010471 | 0.0016753 | 0.0023687 | 0.00013294 | 0.029899 | 0.0002067 | 0.25139 | 0.0092117 | 0.016105 | 0.00054235 | 0.00018291 | 1.402 | 0.47552 | 0.47818 | 0.58957 | 0.3236 | 0.2494 | 1.6813 | 0.20776 | 0.32668
4428212 | VCUG | 8 | 10f_138032_419x226x576.dat | 0.0990;0.0990;0.2425 | 419;226;576 | (0.2263;71.2860;1.2253) | 110 | 7.85 | 62 | 86.78 | 60 | iodine | [138] | [100] | 0 | 5 | 60 | normal | none | 5.5911 | 5.1876 | 29.0044 | 24.2598 | 22.509 | 546.064 | 1.8341e-13 | 0.018275 | 0.00016304 | 0.0016398 | 0.72232 | 0.00030415 | 0.03761 | 2.2344 | 0.0045655 | 0.068339 | 0 | 0.018676 | 0.0030907 | 0.0043117 | 0.00043536 | 0.052489 | 0.00036029 | 0.40603 | 0.01585 | 0.028179 | 0.0010028 | 0.0004823 | 2.0501 | 0.69039 | 0.71287 | 0.78284 | 0.43079 | 0.27929 | 2.517 | 0.3014 | 0.48126
4428212 | VCUG | 8 | 10f_138032_419x226x576.dat | 0.0990;0.0990;0.2425 | 419;226;576 | (0.2263;71.2860;1.2253) | 110 | 9.9905 | 69 | 86.78 | 60 | iodine | [138] | [100] | 0 | 5 | 60 | normal | none | 5.5911 | 5.1876 | 29.0044 | 24.2598 | 22.509 | 546.064 | 1.7733e-13 | 0.023853 | 0.00018919 | 0.0020399 | 0.79462 | 0.00011022 | 0.04048 | 2.4758 | 0.0059888 | 0.082637 | 0 | 0.023518 | 0.0040025 | 0.0053277 | 0.00038679 | 0.065353 | 0.00033874 | 0.47328 | 0.019636 | 0.03504 | 0.0015438 | 0.00050065 | 2.2656 | 0.76939 | 0.79657 | 0.84001 | 0.46192 | 0.28596 | 2.7959 | 0.33258 | 0.53321
4428212 | VCUG | 9 | 10f_138032_419x226x576.dat | 0.0990;0.0990;0.2425 | 419;226;576 | (0.1693;75.3658;4.6607) | 60 | 2.5 | 38 | 88.5212 | 60 | iodine | [138] | [100] | 1 | 5 | 60 | normal | none | 7.453 | 6.6734 | 49.737 | 32.9874 | 29.5369 | 974.3481 | 2.9039e-13 | 0.010342 | 5.5711e-05 | 0.00060508 | 0.33357 | 3.518e-05 | 0.017852 | 0.42718 | 0.0016086 | 0.070144 | 0 | 0.0086232 | 0.0011708 | 0.0018746 | 0.00018127 | 0.042381 | 0.00014362 | 0.24487 | 0.012569 | 0.020438 | 0.00023635 | 0.00015525 | 0.35335 | 0.19215 | 0.20454 | 0.5841 | 0.15189 | 0.23693 | 0.47426 | 0.10423 | 0.13141
4428212 | VCUG | 9 | 10f_138032_419x226x576.dat | 0.0990;0.0990;0.2425 | 419;226;576 | (0.1693;75.3658;4.6607) | 60 | 5.7448 | 47 | 88.5212 | 60 | iodine | [138] | [100] | 1 | 5 | 60 | normal | none | 7.453 | 6.6734 | 49.737 | 32.9874 | 29.5369 | 974.3481 | 1.8855e-13 | 0.02909 | 0.0001349 | 0.001634 | 0.60966 | 0.00016277 | 0.047475 | 0.95111 | 0.005423 | 0.1549 | 0 | 0.024936 | 0.0035908 | 0.0062355 | 0.00028966 | 0.10656 | 0.00032101 | 0.52449 | 0.031946 | 0.054092 | 0.0010171 | 0.00058855 | 0.78192 | 0.37756 | 0.43288 | 0.87741 | 0.25435 | 0.27932 | 1.041 | 0.19416 | 0.26465
4428212 | VCUG | 9 | 10f_138032_419x226x576.dat | 0.0990;0.0990;0.2425 | 419;226;576 | (0.1693;75.3658;4.6607) | 60 | 6.3535 | 49 | 88.5212 | 60 | iodine | [138] | [100] | 1 | 5 | 60 | normal | none | 7.453 | 6.6734 | 49.737 | 32.9874 | 29.5369 | 974.3481 | 1.8003e-13 | 0.034689 | 0.00015489 | 0.0019198 | 0.65084 | 0.00010977 | 0.054954 | 1.0409 | 0.0064518 | 0.17 | 0 | 0.028703 | 0.0042006 | 0.0065606 | 0.00043383 | 0.11855 | 0.00028076 | 0.57013 | 0.036153 | 0.061113 | 0.0012654 | 0.00078032 | 0.8572 | 0.40692 | 0.47159 | 0.91402 | 0.26859 | 0.28402 | 1.1212 | 0.20746 | 0.28646
4428212 | VCUG | 9 | 10f_138032_419x226x576.dat | 0.0990;0.0990;0.2425 | 419;226;576 | (0.1693;75.3658;4.6607) | 80 | 2.9 | 44 | 88.5212 | 60 | iodine | [138] | [100] | 1 | 5 | 60 | normal | none | 7.453 | 6.6734 | 49.737 | 32.9874 | 29.5369 | 974.3481 | 2.5999e-13 | 0.01897 | 8.3145e-05 | 0.0012949 | 0.40271 | 0.0001269 | 0.027008 | 0.57414 | 0.0033245 | 0.094227 | 0.00065479 | 0.014852 | 0.0022197 | 0.0035449 | 0.00025757 | 0.062902 | 0.00022869 | 0.32072 | 0.019437 | 0.031815 | 0.00069045 | 0.00043071 | 0.47179 | 0.24287 | 0.26826 | 0.64656 | 0.17624 | 0.24536 | 0.62375 | 0.12752 | 0.16771
4428212 | VCUG | 9 | 10f_138032_419x226x576.dat | 0.0990;0.0990;0.2425 | 419;226;576 | (0.1693;75.3658;4.6607) | 80 | 7.702 | 57 | 88.5212 | 60 | iodine | [138] | [100] | 1 | 5 | 60 | normal | none | 7.453 | 6.6734 | 49.737 | 32.9874 | 29.5369 | 974.3481 | 1.7377e-13 | 0.048615 | 0.00020436 | 0.0030666 | 0.71378 | 0.00026129 | 0.072834 | 1.1985 | 0.0098172 | 0.19808 | 0.00024104 | 0.039246 | 0.0064075 | 0.0093988 | 0.00040491 | 0.14817 | 0.00047493 | 0.64869 | 0.045841 | 0.078324 | 0.0020659 | 0.0010114 | 0.97671 | 0.46428 | 0.542 | 0.96013 | 0.28889 | 0.28721 | 1.2577 | 0.23051 | 0.3248
4428212 | VCUG | 9 | 10f_138032_419x226x576.dat | 0.0990;0.0990;0.2425 | 419;226;576 | (0.1693;75.3658;4.6607) | 80 | 8.502 | 60 | 88.5212 | 60 | iodine | [138] | [100] | 1 | 5 | 60 | normal | none | 7.453 | 6.6734 | 49.737 | 32.9874 | 29.5369 | 974.3481 | 1.6946e-13 | 0.053202 | 0.00022854 | 0.0040812 | 0.74582 | 0.00018696 | 0.077828 | 1.2664 | 0.011073 | 0.21095 | 0.00015494 | 0.043475 | 0.0071832 | 0.011088 | 0.00051514 | 0.16045 | 0.0006039 | 0.69035 | 0.050237 | 0.084407 | 0.0021818 | 0.001425 | 1.0399 | 0.49089 | 0.57544 | 0.98617 | 0.29966 | 0.28977 | 1.3457 | 0.24301 | 0.34286
4428212 | VCUG | 9 | 10f_138032_419x226x576.dat | 0.0990;0.0990;0.2425 | 419;226;576 | (0.1693;75.3658;4.6607) | 110 | 3.9 | 52 | 88.5212 | 60 | iodine | [138] | [100] | 1 | 5 | 60 | normal | none | 7.453 | 6.6734 | 49.737 | 32.9874 | 29.5369 | 974.3481 | 2.3242e-13 | 0.028335 | 0.0001408 | 0.0021261 | 0.49769 | 0.00021794 | 0.043482 | 0.76238 | 0.0061476 | 0.12645 | 0 | 0.023869 | 0.0039744 | 0.0063967 | 0.00059066 | 0.091156 | 0.00030223 | 0.42512 | 0.028237 | 0.04732 | 0.0012444 | 0.00053705 | 0.63102 | 0.31509 | 0.35213 | 0.73632 | 0.20991 | 0.25622 | 0.83243 | 0.16022 | 0.21672
4428212 | VCUG | 9 | 10f_138032_419x226x576.dat | 0.0990;0.0990;0.2425 | 419;226;576 | (0.1693;75.3658;4.6607) | 110 | 7.85 | 62 | 88.5212 | 60 | iodine | [138] | [100] | 1 | 5 | 60 | normal | none | 7.453 | 6.6734 | 49.737 | 32.9874 | 29.5369 | 974.3481 | 1.8561e-13 | 0.049893 | 0.00022425 | 0.0041275 | 0.6963 | 0.00034911 | 0.078488 | 1.1773 | 0.010561 | 0.19205 | 0.00019389 | 0.04095 | 0.0070142 | 0.010185 | 0.00037656 | 0.14573 | 0.00053759 | 0.63736 | 0.045764 | 0.077669 | 0.0024965 | 0.0011501 | 0.96763 | 0.4611 | 0.52587 | 0.93429 | 0.28138 | 0.28123 | 1.2393 | 0.22657 | 0.31979
4428212 | VCUG | 9 | 10f_138032_419x226x576.dat | 0.0990;0.0990;0.2425 | 419;226;576 | (0.1693;75.3658;4.6607) | 110 | 9.9905 | 69 | 88.5212 | 60 | iodine | [138] | [100] | 1 | 5 | 60 | normal | none | 7.453 | 6.6734 | 49.737 | 32.9874 | 29.5369 | 974.3481 | 1.7947e-13 | 0.059811 | 0.00028311 | 0.0052268 | 0.76287 | 0.0003494 | 0.08946 | 1.3103 | 0.013537 | 0.21724 | 0 | 0.050072 | 0.008712 | 0.012374 | 0.00041446 | 0.16956 | 0.00061098 | 0.71752 | 0.054279 | 0.090953 | 0.0031632 | 0.0014355 | 1.0903 | 0.5162 | 0.58846 | 0.98333 | 0.3027 | 0.28619 | 1.3862 | 0.24911 | 0.35572
4428212 | VCUG | 10 | 10f_138032_419x226x576.dat | 0.0990;0.0990;0.2425 | 419;226;576 | (0.0867;75.2258;4.6738) | 60 | 2.5 | 38 | 88.6612 | 60 | iodine | [138] | [100] | 1 | 5 | 60 | normal | none | 7.5309 | 6.6793 | 50.3015 | 33.385 | 29.6099 | 988.5271 | 2.9019e-13 | 0.010752 | 5.4316e-05 | 0.0008367 | 0.38385 | 7.3569e-05 | 0.030136 | 0.42152 | 0.0015771 | 0.076078 | 4.3124e-05 | 0.01374 | 0.0011814 | 0.0015292 | 0.00013831 | 0.03299 | 9.5903e-05 | 0.28418 | 0.0071622 | 0.013671 | 0.00030914 | 0.00013861 | 0.34905 | 0.1879 | 0.19993 | 0.59862 | 0.14985 | 0.23476 | 0.47989 | 0.10631 | 0.1359
4428212 | VCUG | 10 | 10f_138032_419x226x576.dat | 0.0990;0.0990;0.2425 | 419;226;576 | (0.0867;75.2258;4.6738) | 60 | 5.7448 | 47 | 88.6612 | 60 | iodine | [138] | [100] | 1 | 5 | 60 | normal | none | 7.5309 | 6.6793 | 50.3015 | 33.385 | 29.6099 | 988.5271 | 1.8842e-13 | 0.030072 | 0.00014 | 0.0018541 | 0.69673 | 8.8439e-05 | 0.07852 | 0.958 | 0.0050936 | 0.16441 | 0 | 0.0359 | 0.0035331 | 0.0049201 | 0.00041539 | 0.088455 | 0.00036212 | 0.58803 | 0.020551 | 0.038584 | 0.0011785 | 0.00056537 | 0.77623 | 0.37038 | 0.42434 | 0.89138 | 0.25113 | 0.27684 | 1.0355 | 0.19625 | 0.27324
4428212 | VCUG | 10 | 10f_138032_419x226x576.dat | 0.0990;0.0990;0.2425 | 419;226;576 | (0.0867;75.2258;4.6738) | 60 | 6.3535 | 49 | 88.6612 | 60 | iodine | [138] | [100] | 1 | 5 | 60 | normal | none | 7.5309 | 6.6793 | 50.3015 | 33.385 | 29.6099 | 988.5271 | 1.7991e-13 | 0.034367 | 0.00015034 | 0.0017386 | 0.74254 | 0.00013572 | 0.087017 | 1.043 | 0.0061626 | 0.17972 | 0 | 0.040391 | 0.0041682 | 0.0059119 | 0.00025306 | 0.098956 | 0.00032224 | 0.63621 | 0.024024 | 0.045252 | 0.0013906 | 0.00051559 | 0.84576 | 0.39954 | 0.46258 | 0.92562 | 0.26533 | 0.28146 | 1.1237 | 0.2099 | 0.29496
4428212 | VCUG | 10 | 10f_138032_419x226x576.dat | 0.0990;0.0990;0.2425 | 419;226;576 | (0.0867;75.2258;4.6738) | 80 | 2.9 | 44 | 88.6612 | 60 | iodine | [138] | [100] | 1 | 5 | 60 | normal | none | 7.5309 | 6.6793 | 50.3015 | 33.385 | 29.6099 | 988.5271 | 2.5981e-13 | 0.018386 | 8.6004e-05 | 0.0014043 | 0.46079 | 7.7768e-06 | 0.044294 | 0.56726 | 0.0031053 | 0.10079 | 0 | 0.021278 | 0.0022472 | 0.0034645 | 0.00022449 | 0.050929 | 0.00017086 | 0.36536 | 0.012095 | 0.022734 | 0.00069631 | 0.00014085 | 0.47122 | 0.23781 | 0.26262 | 0.66216 | 0.17398 | 0.24297 | 0.62561 | 0.12951 | 0.17282
4428212 | VCUG | 10 | 10f_138032_419x226x576.dat | 0.0990;0.0990;0.2425 | 419;226;576 | (0.0867;75.2258;4.6738) | 80 | 7.702 | 57 | 88.6612 | 60 | iodine | [138] | [100] | 1 | 5 | 60 | normal | none | 7.5309 | 6.6793 | 50.3015 | 33.385 | 29.6099 | 988.5271 | 1.7365e-13 | 0.048667 | 0.00020168 | 0.0033847 | 0.80984 | 0.00013188 | 0.10618 | 1.1938 | 0.009302 | 0.20601 | 0.0012887 | 0.051753 | 0.0063685 | 0.0092461 | 0.00041851 | 0.12665 | 0.00053469 | 0.71995 | 0.031654 | 0.060334 | 0.0019317 | 0.0013481 | 0.97304 | 0.45618 | 0.53206 | 0.96831 | 0.2855 | 0.28482 | 1.2658 | 0.23294 | 0.33338
4428212 | VCUG | 10 | 10f_138032_419x226x576.dat | 0.0990;0.0990;0.2425 | 419;226;576 | (0.0867;75.2258;4.6738) | 80 | 8.502 | 60 | 88.6612 | 60 | iodine | [138] | [100] | 1 | 5 | 60 | normal | none | 7.5309 | 6.6793 | 50.3015 | 33.385 | 29.6099 | 988.5271 | 1.6935e-13 | 0.056375 | 0.00021672 | 0.0035433 | 0.84284 | 0.0002363 | 0.11778 | 1.2574 | 0.010496 | 0.21873 | 0.001333 | 0.05664 | 0.0072143 | 0.010154 | 0.00024838 | 0.13676 | 0.00056639 | 0.76075 | 0.034794 | 0.065606 | 0.0022526 | 0.0012162 | 1.0305 | 0.48254 | 0.56512 | 0.99526 | 0.29632 | 0.28754 | 1.3403 | 0.24501 | 0.35068
4428212 | VCUG | 10 | 10f_138032_419x226x576.dat | 0.0990;0.0990;0.2425 | 419;226;576 | (0.0867;75.2258;4.6738) | 110 | 3.9 | 52 | 88.6612 | 60 | iodine | [138] | [100] | 1 | 5 | 60 | normal | none | 7.5309 | 6.6793 | 50.3015 | 33.385 | 29.6099 | 988.5271 | 2.3226e-13 | 0.028381 | 0.00013724 | 0.0023691 | 0.56524 | 7.2303e-05 | 0.06358 | 0.77121 | 0.0057161 | 0.13265 | 0.00096354 | 0.031794 | 0.0040181 | 0.0055417 | 0.00031368 | 0.077888 | 0.00028967 | 0.47555 | 0.019542 | 0.036125 | 0.0013057 | 0.0004334 | 0.63102 | 0.30898 | 0.34521 | 0.74985 | 0.20726 | 0.25407 | 0.82271 | 0.16118 | 0.2238
4428212 | VCUG | 10 | 10f_138032_419x226x576.dat | 0.0990;0.0990;0.2425 | 419;226;576 | (0.0867;75.2258;4.6738) | 110 | 7.85 | 62 | 88.6612 | 60 | iodine | [138] | [100] | 1 | 5 | 60 | normal | none | 7.5309 | 6.6793 | 50.3015 | 33.385 | 29.6099 | 988.5271 | 1.8549e-13 | 0.051463 | 0.00021596 | 0.0037845 | 0.78636 | 0.00022932 | 0.10661 | 1.1705 | 0.010464 | 0.19958 | 0 | 0.052371 | 0.0071358 | 0.0098406 | 0.00042144 | 0.12719 | 0.00048066 | 0.70355 | 0.032891 | 0.061552 | 0.0022683 | 0.0010893 | 0.96012 | 0.45317 | 0.51643 | 0.9443 | 0.27811 | 0.27941 | 1.2491 | 0.22922 | 0.32749
4428212 | VCUG | 10 | 10f_138032_419x226x576.dat | 0.0990;0.0990;0.2425 | 419;226;576 | (0.0867;75.2258;4.6738) | 110 | 9.9905 | 69 | 88.6612 | 60 | iodine | [138] | [100] | 1 | 5 | 60 | normal | none | 7.5309 | 6.6793 | 50.3015 | 33.385 | 29.6099 | 988.5271 | 1.7934e-13 | 0.059028 | 0.00025975 | 0.0046816 | 0.85592 | 0.00035276 | 0.11958 | 1.3094 | 0.01305 | 0.22303 | 0.0010069 | 0.062106 | 0.008795 | 0.012288 | 0.00072661 | 0.14853 | 0.00057678 | 0.78454 | 0.040213 | 0.073921 | 0.0030859 | 0.0017121 | 1.0771 | 0.5077 | 0.57828 | 0.9888 | 0.2993 | 0.28358 | 1.3897 | 0.2506 | 0.3637
4428212 | VCUG | 11 | 10f_138032_419x226x576.dat | 0.0990;0.0990;0.2425 | 419;226;576 | (0.3854;71.2860;13.1655) | 60 | 2.5 | 38 | 86.78 | 60 | iodine | [138] | [75] | 1 | 5 | 60 | normal | none | 8.3867 | 12.2401 | 102.6537 | 36.3897 | 53.1099 | 1932.653 | 2.8177e-13 | 0.73183 | 0.00019525 | 0.014217 | 0.22996 | 0.00031555 | 0.23554 | 0.26662 | 0.075706 | 0.89426 | 0 | 0.28886 | 0.094586 | 0.082669 | 0.0010719 | 0.33159 | 0.0012478 | 0.21622 | 0.67515 | 0.23315 | 0.011382 | 0.0036834 | 0.22801 | 0.20278 | 0.21188 | 0.46867 | 0.14502 | 0.22481 | 0.29558 | 0.25184 | 0.17302
4428212 | VCUG | 11 | 10f_138032_419x226x576.dat | 0.0990;0.0990;0.2425 | 419;226;576 | (0.3854;71.2860;13.1655) | 60 | 5.7448 | 47 | 86.78 | 60 | iodine | [138] | [75] | 1 | 5 | 60 | normal | none | 8.3867 | 12.2401 | 102.6537 | 36.3897 | 53.1099 | 1932.653 | 1.8294e-13 | 1.2375 | 0.00059779 | 0.03867 | 0.46867 | 0.0013241 | 0.51723 | 0.59993 | 0.1814 | 1.443 | 0.00088866 | 0.56002 | 0.1856 | 0.1928 | 0.0026943 | 0.6993 | 0.0035281 | 0.48363 | 1.1119 | 0.49476 | 0.033559 | 0.010663 | 0.49755 | 0.38892 | 0.4374 | 0.73629 | 0.23558 | 0.26686 | 0.66607 | 0.45754 | 0.34962
4428212 | VCUG | 11 | 10f_138032_419x226x576.dat | 0.0990;0.0990;0.2425 | 419;226;576 | (0.3854;71.2860;13.1655) | 60 | 6.3535 | 49 | 86.78 | 60 | iodine | [138] | [75] | 1 | 5 | 60 | normal | none | 8.3867 | 12.2401 | 102.6537 | 36.3897 | 53.1099 | 1932.653 | 1.7468e-13 | 1.3106 | 0.0007076 | 0.042739 | 0.50688 | 0.0013825 | 0.56095 | 0.66323 | 0.20091 | 1.5083 | 0.00016697 | 0.6018 | 0.19992 | 0.21261 | 0.0036142 | 0.75918 | 0.004056 | 0.5282 | 1.1648 | 0.53717 | 0.037812 | 0.013012 | 0.54314 | 0.41805 | 0.47499 | 0.76805 | 0.24817 | 0.27205 | 0.7262 | 0.48763 | 0.37849
4428212 | VCUG | 11 | 10f_138032_419x226x576.dat | 0.0990;0.0990;0.2425 | 419;226;576 | (0.3854;71.2860;13.1655) | 80 | 2.9 | 44 | 86.78 | 60 | iodine | [138] | [75] | 1 | 5 | 60 | normal | none | 8.3867 | 12.2401 | 102.6537 | 36.3897 | 53.1099 | 1932.653 | 2.5227e-13 | 0.84663 | 0.00037451 | 0.023403 | 0.29322 | 0.00070579 | 0.30951 | 0.35904 | 0.10721 | 1.0084 | 0.00011854 | 0.35878 | 0.1183 | 0.11567 | 0.0010321 | 0.43041 | 0.0021695 | 0.29173 | 0.76529 | 0.30255 | 0.0195 | 0.0068351 | 0.30289 | 0.25287 | 0.27365 | 0.52792 | 0.16647 | 0.23365 | 0.40349 | 0.3029 | 0.22038
4428212 | VCUG | 11 | 10f_138032_419x226x576.dat | 0.0990;0.0990;0.2425 | 419;226;576 | (0.3854;71.2860;13.1655) | 80 | 7.702 | 57 | 86.78 | 60 | iodine | [138] | [75] | 1 | 5 | 60 | normal | none | 8.3867 | 12.2401 | 102.6537 | 36.3897 | 53.1099 | 1932.653 | 1.686e-13 | 1.3806 | 0.0011083 | 0.05856 | 0.57126 | 0.0025963 | 0.63749 | 0.76187 | 0.24272 | 1.5664 | 0.0025399 | 0.67017 | 0.22401 | 0.25475 | 0.0038864 | 0.85677 | 0.0059137 | 0.61246 | 1.2062 | 0.60766 | 0.049639 | 0.017425 | 0.63002 | 0.47339 | 0.54114 | 0.80618 | 0.26583 | 0.27599 | 0.82302 | 0.5302 | 0.42789
4428212 | VCUG | 11 | 10f_138032_419x226x576.dat | 0.0990;0.0990;0.2425 | 419;226;576 | (0.3854;71.2860;13.1655) | 80 | 8.502 | 60 | 86.78 | 60 | iodine | [138] | [75] | 1 | 5 | 60 | normal | none | 8.3867 | 12.2401 | 102.6537 | 36.3897 | 53.1099 | 1932.653 | 1.6442e-13 | 1.4162 | 0.0012721 | 0.064998 | 0.60276 | 0.0029575 | 0.67589 | 0.80063 | 0.2612 | 1.6078 | 0.00029112 | 0.70429 | 0.23593 | 0.27484 | 0.0045318 | 0.9053 | 0.0063946 | 0.65266 | 1.2376 | 0.64195 | 0.054531 | 0.01975 | 0.66896 | 0.49938 | 0.57308 | 0.83234 | 0.27537 | 0.27904 | 0.87009 | 0.55261 | 0.45108
4428212 | VCUG | 11 | 10f_138032_419x226x576.dat | 0.0990;0.0990;0.2425 | 419;226;576 | (0.3854;71.2860;13.1655) | 110 | 3.9 | 52 | 86.78 | 60 | iodine | [138] | [75] | 1 | 5 | 60 | normal | none | 8.3867 | 12.2401 | 102.6537 | 36.3897 | 53.1099 | 1932.653 | 2.2552e-13 | 1.0051 | 0.00071954 | 0.03743 | 0.38102 | 0.0016398 | 0.4117 | 0.48732 | 0.15129 | 1.1615 | 0.00094998 | 0.45482 | 0.15079 | 0.15952 | 0.0021463 | 0.56128 | 0.0038409 | 0.39282 | 0.8852 | 0.39612 | 0.03027 | 0.010388 | 0.408 | 0.32398 | 0.35464 | 0.60721 | 0.19586 | 0.24499 | 0.54186 | 0.37162 | 0.28565
4428212 | VCUG | 11 | 10f_138032_419x226x576.dat | 0.0990;0.0990;0.2425 | 419;226;576 | (0.3854;71.2860;13.1655) | 110 | 7.85 | 62 | 86.78 | 60 | iodine | [138] | [75] | 1 | 5 | 60 | normal | none | 8.3867 | 12.2401 | 102.6537 | 36.3897 | 53.1099 | 1932.653 | 1.8012e-13 | 1.3376 | 0.0012986 | 0.064036 | 0.55942 | 0.0024909 | 0.62759 | 0.75729 | 0.24263 | 1.5004 | 0.0011948 | 0.65352 | 0.21804 | 0.25079 | 0.0047944 | 0.83307 | 0.0061716 | 0.6 | 1.1549 | 0.59506 | 0.050768 | 0.017445 | 0.61521 | 0.46852 | 0.52336 | 0.78779 | 0.25873 | 0.27068 | 0.80021 | 0.51533 | 0.42053
4428212 | VCUG | 11 | 10f_138032_419x226x576.dat | 0.0990;0.0990;0.2425 | 419;226;576 | (0.3854;71.2860;13.1655) | 110 | 9.9905 | 69 | 86.78 | 60 | iodine | [138] | [75] | 1 | 5 | 60 | normal | none | 8.3867 | 12.2401 | 102.6537 | 36.3897 | 53.1099 | 1932.653 | 1.7416e-13 | 1.4202 | 0.0016536 | 0.075895 | 0.62304 | 0.0030756 | 0.69407 | 0.84255 | 0.27966 | 1.5739 | 0 | 0.72025 | 0.2401 | 0.28545 | 0.0060863 | 0.92833 | 0.0079162 | 0.67787 | 1.2165 | 0.66358 | 0.059933 | 0.021601 | 0.69602 | 0.52169 | 0.58232 | 0.8336 | 0.27715 | 0.27564 | 0.90019 | 0.55882 | 0.46699
4428212 | VCUG | 12 | 10f_138032_419x226x576.dat | 0.0990;0.0990;0.2425 | 419;226;576 | (0.3854;71.2860;13.1655) | 60 | 2.5 | 38 | 86.78 | 60 | iodine | [138] | [10] | 1 | 5 | 60 | normal | none | 8.3867 | 12.2401 | 102.6537 | 36.3897 | 53.1099 | 1932.653 | 2.8177e-13 | 0.73183 | 0.00019525 | 0.014217 | 0.23067 | 0.00031555 | 0.23553 | 0.27154 | 0.075706 | 0.8943 | 0 | 0.28887 | 0.09459 | 0.082673 | 0.0010719 | 0.3316 | 0.0012478 | 0.21721 | 0.67519 | 0.23317 | 0.011382 | 0.0036834 | 0.26005 | 0.20309 | 0.2122 | 0.46894 | 0.14541 | 0.22497 | 0.29825 | 0.2521 | 0.17486
4428212 | VCUG | 12 | 10f_138032_419x226x576.dat | 0.0990;0.0990;0.2425 | 419;226;576 | (0.3854;71.2860;13.1655) | 60 | 5.7448 | 47 | 86.78 | 60 | iodine | [138] | [10] | 1 | 5 | 60 | normal | none | 8.3867 | 12.2401 | 102.6537 | 36.3897 | 53.1099 | 1932.653 | 1.8294e-13 | 1.2375 | 0.00059779 | 0.03867 | 0.47035 | 0.0013241 | 0.51724 | 0.61551 | 0.18142 | 1.4432 | 0.00088866 | 0.56008 | 0.1856 | 0.19283 | 0.0026943 | 0.69947 | 0.0035232 | 0.4864 | 1.1119 | 0.49486 | 0.03356 | 0.010663 | 0.56707 | 0.38987 | 0.43842 | 0.73706 | 0.23664 | 0.26736 | 0.66886 | 0.45793 | 0.35404
4428212 | VCUG | 12 | 10f_138032_419x226x576.dat | 0.0990;0.0990;0.2425 | 419;226;576 | (0.3854;71.2860;13.1655) | 60 | 6.3535 | 49 | 86.78 | 60 | iodine | [138] | [10] | 1 | 5 | 60 | normal | none | 8.3867 | 12.2401 | 102.6537 | 36.3897 | 53.1099 | 1932.653 | 1.7468e-13 | 1.3106 | 0.0007076 | 0.042793 | 0.50887 | 0.0013825 | 0.56119 | 0.67748 | 0.20092 | 1.5085 | 0.00016697 | 0.60186 | 0.19992 | 0.21263 | 0.0036142 | 0.75935 | 0.0040563 | 0.53141 | 1.1648 | 0.53724 | 0.037819 | 0.013012 | 0.61646 | 0.41916 | 0.47618 | 0.76924 | 0.24941 | 0.27259 | 0.73044 | 0.48819 | 0.38303
4428212 | VCUG | 12 | 10f_138032_419x226x576.dat | 0.0990;0.0990;0.2425 | 419;226;576 | (0.3854;71.2860;13.1655) | 80 | 2.9 | 44 | 86.78 | 60 | iodine | [138] | [10] | 1 | 5 | 60 | normal | none | 8.3867 | 12.2401 | 102.6537 | 36.3897 | 53.1099 | 1932.653 | 2.5227e-13 | 0.84659 | 0.00037455 | 0.023403 | 0.29433 | 0.00070579 | 0.30958 | 0.36844 | 0.10722 | 1.0085 | 0.00011854 | 0.35882 | 0.1183 | 0.11567 | 0.0010321 | 0.43049 | 0.002175 | 0.29343 | 0.76529 | 0.30263 | 0.019506 | 0.0068351 | 0.34531 | 0.25346 | 0.27429 | 0.52848 | 0.1671 | 0.23395 | 0.40976 | 0.30349 | 0.22312
4428212 | VCUG | 12 | 10f_138032_419x226x576.dat | 0.0990;0.0990;0.2425 | 419;226;576 | (0.3854;71.2860;13.1655) | 80 | 7.702 | 57 | 86.78 | 60 | iodine | [138] | [10] | 1 | 5 | 60 | normal | none | 8.3867 | 12.2401 | 102.6537 | 36.3897 | 53.1099 | 1932.653 | 1.686e-13 | 1.3806 | 0.0011081 | 0.058562 | 0.57413 | 0.0025963 | 0.63755 | 0.77854 | 0.24275 | 1.5667 | 0.0025399 | 0.67029 | 0.22402 | 0.25475 | 0.0038864 | 0.85707 | 0.0059145 | 0.61697 | 1.2063 | 0.60789 | 0.049656 | 0.017425 | 0.7092 | 0.47509 | 0.54305 | 0.80791 | 0.26741 | 0.27671 | 0.83198 | 0.53119 | 0.43312
4428212 | VCUG | 12 | 10f_138032_419x226x576.dat | 0.0990;0.0990;0.2425 | 419;226;576 | (0.3854;71.2860;13.1655) | 80 | 8.502 | 60 | 86.78 | 60 | iodine | [138] | [10] | 1 | 5 | 60 | normal | none | 8.3867 | 12.2401 | 102.6537 | 36.3897 | 53.1099 | 1932.653 | 1.6442e-13 | 1.4162 | 0.0012711 | 0.064998 | 0.60629 | 0.0029575 | 0.67638 | 0.82028 | 0.26123 | 1.6081 | 0.00029112 | 0.70441 | 0.23594 | 0.27483 | 0.0045318 | 0.90579 | 0.0064019 | 0.65752 | 1.2377 | 0.64213 | 0.054542 | 0.01975 | 0.75526 | 0.50132 | 0.57523 | 0.83412 | 0.27712 | 0.27984 | 0.89089 | 0.55459 | 0.45705
4428212 | VCUG | 12 | 10f_138032_419x226x576.dat | 0.0990;0.0990;0.2425 | 419;226;576 | (0.3854;71.2860;13.1655) | 110 | 3.9 | 52 | 86.78 | 60 | iodine | [138] | [10] | 1 | 5 | 60 | normal | none | 8.3867 | 12.2401 | 102.6537 | 36.3897 | 53.1099 | 1932.653 | 2.2552e-13 | 1.0051 | 0.00071958 | 0.037441 | 0.38281 | 0.0016395 | 0.41152 | 0.49987 | 0.1513 | 1.1617 | 0.00094998 | 0.45486 | 0.1508 | 0.15952 | 0.0021463 | 0.5615 | 0.0038409 | 0.39544 | 0.88524 | 0.39625 | 0.030271 | 0.010388 | 0.46014 | 0.32498 | 0.35575 | 0.60813 | 0.19679 | 0.24542 | 0.54798 | 0.37225 | 0.28919
4428212 | VCUG | 12 | 10f_138032_419x226x576.dat | 0.0990;0.0990;0.2425 | 419;226;576 | (0.3854;71.2860;13.1655) | 110 | 7.85 | 62 | 86.78 | 60 | iodine | [138] | [10] | 1 | 5 | 60 | normal | none | 8.3867 | 12.2401 | 102.6537 | 36.3897 | 53.1099 | 1932.653 | 1.8012e-13 | 1.3377 | 0.0012991 | 0.06397 | 0.56253 | 0.0024909 | 0.62826 | 0.78033 | 0.24265 | 1.5008 | 0.0011948 | 0.65363 | 0.21807 | 0.25078 | 0.0047944 | 0.83346 | 0.0061716 | 0.6045 | 1.155 | 0.59534 | 0.050771 | 0.017445 | 0.68961 | 0.47029 | 0.52535 | 0.78967 | 0.26028 | 0.27138 | 0.81386 | 0.51677 | 0.42616
4428212 | VCUG | 12 | 10f_138032_419x226x576.dat | 0.0990;0.0990;0.2425 | 419;226;576 | (0.3854;71.2860;13.1655) | 110 | 9.9905 | 69 | 86.78 | 60 | iodine | [138] | [10] | 1 | 5 | 60 | normal | none | 8.3867 | 12.2401 | 102.6537 | 36.3897 | 53.1099 | 1932.653 | 1.7416e-13 | 1.4203 | 0.0016543 | 0.075992 | 0.627 | 0.0030851 | 0.69441 | 0.86867 | 0.27971 | 1.5743 | 0 | 0.72036 | 0.24013 | 0.28548 | 0.0060863 | 0.92873 | 0.0079156 | 0.68344 | 1.2166 | 0.66381 | 0.059956 | 0.021588 | 0.77801 | 0.5239 | 0.58479 | 0.83587 | 0.27895 | 0.27647 | 0.92 | 0.56077 | 0.47341
4428212 | VCUG | 1 | 10m_138032_419x226x576.dat | 0.0990;0.0990;0.2425 | 419;226;576 | (0.3854;71.2860;13.8158) | 60 | 2.5 | 38 | 86.78 | 60 | iodine | [138] | [0] | 1 | 5 | 65 | normal | none | 8.3867 | 11.9851 | 100.5151 | 36.3897 | 52.0035 | 1892.3907 | 2.8342e-13 | 0.75548 | 0.0002014 | 0.014819 | 0.23486 | 0.00034209 | 0.24498 | 0.24362 | 0.080396 | 0.91598 | 0.00069684 | 0.29738 | 0.10509 | 0.083705 | 0.0013537 | 0.33956 | 0.0013741 | 0.22267 | 0.69532 | 0.23981 | 0.012732 | 0.0041856 | 0.36811 | 0.2078 | 0.21712 | 0.50223 | 0.14109 | 0.22366 | 0.34548 | 0.26336 | 0.18194
4428212 | VCUG | 1 | 10m_138032_419x226x576.dat | 0.0990;0.0990;0.2425 | 419;226;576 | (0.3854;71.2860;13.8158) | 60 | 5.7448 | 47 | 86.78 | 60 | iodine | [138] | [0] | 1 | 5 | 65 | normal | none | 8.3867 | 11.9851 | 100.5151 | 36.3897 | 52.0035 | 1892.3907 | 1.8401e-13 | 1.2888 | 0.00060724 | 0.039418 | 0.47937 | 0.0011819 | 0.53056 | 0.44544 | 0.19257 | 1.4764 | 6.7104e-05 | 0.57692 | 0.20374 | 0.1954 | 0.0028056 | 0.71658 | 0.0040041 | 0.49814 | 1.1464 | 0.50832 | 0.03562 | 0.011632 | 0.74212 | 0.39855 | 0.44818 | 0.77177 | 0.23002 | 0.26583 | 0.6781 | 0.47084 | 0.35589
4428212 | VCUG | 1 | 10m_138032_419x226x576.dat | 0.0990;0.0990;0.2425 | 419;226;576 | (0.3854;71.2860;13.8158) | 60 | 6.3535 | 49 | 86.78 | 60 | iodine | [138] | [0] | 1 | 5 | 65 | normal | none | 8.3867 | 11.9851 | 100.5151 | 36.3897 | 52.0035 | 1892.3907 | 1.7569e-13 | 1.357 | 0.00074421 | 0.043302 | 0.5183 | 0.0012168 | 0.57453 | 0.47719 | 0.21508 | 1.5439 | 0.00019613 | 0.62035 | 0.21939 | 0.21643 | 0.0023438 | 0.77904 | 0.0043358 | 0.54588 | 1.1981 | 0.55178 | 0.040156 | 0.014066 | 0.79799 | 0.42848 | 0.48677 | 0.80683 | 0.24254 | 0.27085 | 0.71506 | 0.49964 | 0.38306
4428212 | VCUG | 1 | 10m_138032_419x226x576.dat | 0.0990;0.0990;0.2425 | 419;226;576 | (0.3854;71.2860;13.8158) | 80 | 2.9 | 44 | 86.78 | 60 | iodine | [138] | [0] | 1 | 5 | 65 | normal | none | 8.3867 | 11.9851 | 100.5151 | 36.3897 | 52.0035 | 1892.3907 | 2.5375e-13 | 0.87397 | 0.00040422 | 0.02387 | 0.29881 | 0.00081675 | 0.3203 | 0.29352 | 0.11505 | 1.0315 | 0.0012497 | 0.3693 | 0.13067 | 0.11518 | 0.0015404 | 0.44008 | 0.0025269 | 0.29966 | 0.78762 | 0.3114 | 0.02059 | 0.0072169 | 0.46711 | 0.25923 | 0.2805 | 0.55941 | 0.16231 | 0.23252 | 0.4296 | 0.31317 | 0.22745
4428212 | VCUG | 1 | 10m_138032_419x226x576.dat | 0.0990;0.0990;0.2425 | 419;226;576 | (0.3854;71.2860;13.8158) | 80 | 7.702 | 57 | 86.78 | 60 | iodine | [138] | [0] | 1 | 5 | 65 | normal | none | 8.3867 | 11.9851 | 100.5151 | 36.3897 | 52.0035 | 1892.3907 | 1.6958e-13 | 1.4277 | 0.001192 | 0.059553 | 0.58534 | 0.0023005 | 0.65592 | 0.51395 | 0.25931 | 1.6054 | 0.0017897 | 0.69006 | 0.2449 | 0.25868 | 0.0028102 | 0.88006 | 0.0064737 | 0.63086 | 1.2424 | 0.62649 | 0.053613 | 0.019397 | 0.88861 | 0.48539 | 0.55473 | 0.84804 | 0.26051 | 0.27554 | 0.7669 | 0.54028 | 0.4288
4428212 | VCUG | 1 | 10m_138032_419x226x576.dat | 0.0990;0.0990;0.2425 | 419;226;576 | (0.3854;71.2860;13.8158) | 80 | 8.502 | 60 | 86.78 | 60 | iodine | [138] | [0] | 1 | 5 | 65 | normal | none | 8.3867 | 11.9851 | 100.5151 | 36.3897 | 52.0035 | 1892.3907 | 1.6538e-13 | 1.4673 | 0.0013523 | 0.067603 | 0.61762 | 0.002601 | 0.68111 | 0.52753 | 0.2785 | 1.6465 | 0.00057272 | 0.72525 | 0.25718 | 0.27498 | 0.0046543 | 0.93114 | 0.0071551 | 0.67198 | 1.2741 | 0.66273 | 0.058787 | 0.021499 | 0.93084 | 0.51222 | 0.5876 | 0.87203 | 0.27018 | 0.27818 | 0.81607 | 0.56204 | 0.45057
4428212 | VCUG | 1 | 10m_138032_419x226x576.dat | 0.0990;0.0990;0.2425 | 419;226;576 | (0.3854;71.2860;13.8158) | 110 | 3.9 | 52 | 86.78 | 60 | iodine | [138] | [0] | 1 | 5 | 65 | normal | none | 8.3867 | 11.9851 | 100.5151 | 36.3897 | 52.0035 | 1892.3907 | 2.2684e-13 | 1.034 | 0.00076824 | 0.039194 | 0.38966 | 0.001737 | 0.4286 | 0.36931 | 0.1623 | 1.188 | 0.00038713 | 0.46808 | 0.16562 | 0.1621 | 0.0031086 | 0.57392 | 0.0037459 | 0.40534 | 0.91262 | 0.40919 | 0.032563 | 0.011477 | 0.59191 | 0.33209 | 0.36347 | 0.6435 | 0.19157 | 0.24389 | 0.53376 | 0.3813 | 0.29105
4428212 | VCUG | 1 | 10m_138032_419x226x576.dat | 0.0990;0.0990;0.2425 | 419;226;576 | (0.3854;71.2860;13.8158) | 110 | 7.85 | 62 | 86.78 | 60 | iodine | [138] | [0] | 1 | 5 | 65 | normal | none | 8.3867 | 11.9851 | 100.5151 | 36.3897 | 52.0035 | 1892.3907 | 1.8117e-13 | 1.3733 | 0.0013743 | 0.064619 | 0.57367 | 0.0027093 | 0.64492 | 0.4989 | 0.25796 | 1.5367 | 0.0025478 | 0.67274 | 0.23808 | 0.25291 | 0.0043852 | 0.85501 | 0.0069791 | 0.61942 | 1.1914 | 0.61313 | 0.054299 | 0.019806 | 0.8555 | 0.48044 | 0.53657 | 0.82462 | 0.25371 | 0.26984 | 0.75388 | 0.5244 | 0.41942
4428212 | VCUG | 1 | 10m_138032_419x226x576.dat | 0.0990;0.0990;0.2425 | 419;226;576 | (0.3854;71.2860;13.8158) | 110 | 9.9905 | 69 | 86.78 | 60 | iodine | [138] | [0] | 1 | 5 | 65 | normal | none | 8.3867 | 11.9851 | 100.5151 | 36.3897 | 52.0035 | 1892.3907 | 1.7518e-13 | 1.4617 | 0.0017664 | 0.077607 | 0.63935 | 0.00368 | 0.71339 | 0.55645 | 0.29692 | 1.613 | 0.0010516 | 0.74176 | 0.26178 | 0.29153 | 0.0052795 | 0.95075 | 0.0082179 | 0.70015 | 1.2499 | 0.68188 | 0.064232 | 0.024976 | 0.95018 | 0.53527 | 0.59729 | 0.86929 | 0.27223 | 0.27518 | 0.85422 | 0.56922 | 0.46549
4428212 | VCUG | 2 | 10m_138032_419x226x576.dat | 0.0990;0.0990;0.2425 | 419;226;576 | (0.1693;75.3658;1.1943) | 60 | 2.5 | 38 | 88.5212 | 60 | iodine | [138] | [10] | 0 | 5 | 65 | normal | none | 7.453 | 4.8548 | 36.1831 | 32.9874 | 21.4878 | 708.8275 | 2.6535e-13 | 0.0020611 | 4.7997e-05 | 0.00035707 | 0.19842 | 4.7476e-05 | 0.003683 | 0.25269 | 0.00049496 | 0.010737 | 8.996e-06 | 0.0019897 | 0.00041077 | 0.00034183 | 0.00016107 | 0.008168 | 0.00010742 | 0.093856 | 0.0033053 | 0.0041812 | 0.00014201 | 0.00017629 | 0.72798 | 0.19791 | 0.2011 | 0.34687 | 0.18343 | 0.24127 | 0.56385 | 0.086157 | 0.11235
4428212 | VCUG | 2 | 10m_138032_419x226x576.dat | 0.0990;0.0990;0.2425 | 419;226;576 | (0.1693;75.3658;1.1943) | 60 | 5.7448 | 47 | 88.5212 | 60 | iodine | [138] | [10] | 0 | 5 | 65 | normal | none | 7.453 | 4.8548 | 36.1831 | 32.9874 | 21.4878 | 708.8275 | 1.7229e-13 | 0.0069515 | 0.0001057 | 0.00098042 | 0.3852 | 0.00010425 | 0.012944 | 0.57371 | 0.0016498 | 0.029945 | 1.5524e-05 | 0.0065748 | 0.0012202 | 0.0015174 | 0.00040662 | 0.024802 | 0.0002502 | 0.23096 | 0.0085558 | 0.013126 | 0.00042246 | 0.00030842 | 1.4911 | 0.38812 | 0.42743 | 0.55126 | 0.30536 | 0.28641 | 1.1581 | 0.16104 | 0.22698
4428212 | VCUG | 2 | 10m_138032_419x226x576.dat | 0.0990;0.0990;0.2425 | 419;226;576 | (0.1693;75.3658;1.1943) | 60 | 6.3535 | 49 | 88.5212 | 60 | iodine | [138] | [10] | 0 | 5 | 65 | normal | none | 7.453 | 4.8548 | 36.1831 | 32.9874 | 21.4878 | 708.8275 | 1.6451e-13 | 0.008735 | 0.00012817 | 0.00081229 | 0.41464 | 0.000172 | 0.015714 | 0.64057 | 0.0019685 | 0.034341 | 7.7959e-05 | 0.0076548 | 0.0014372 | 0.0018642 | 0.00038624 | 0.028544 | 0.00019469 | 0.25657 | 0.0098687 | 0.015592 | 0.0004702 | 0.00027048 | 1.6059 | 0.41813 | 0.4659 | 0.57905 | 0.32221 | 0.2919 | 1.2538 | 0.17288 | 0.24627
4428212 | VCUG | 2 | 10m_138032_419x226x576.dat | 0.0990;0.0990;0.2425 | 419;226;576 | (0.1693;75.3658;1.1943) | 80 | 2.9 | 44 | 88.5212 | 60 | iodine | [138] | [10] | 0 | 5 | 65 | normal | none | 7.453 | 4.8548 | 36.1831 | 32.9874 | 21.4878 | 708.8275 | 2.3758e-13 | 0.0045854 | 7.4947e-05 | 0.00061276 | 0.24802 | 6.9075e-05 | 0.0073343 | 0.33574 | 0.0010499 | 0.017946 | 0 | 0.0040275 | 0.00079135 | 0.00097427 | 0.00011796 | 0.014942 | 0.00017176 | 0.13601 | 0.0054432 | 0.0078091 | 0.0002517 | 0.00033561 | 0.93075 | 0.25004 | 0.26483 | 0.39601 | 0.21232 | 0.25032 | 0.7461 | 0.10783 | 0.14327
4428212 | VCUG | 2 | 10m_138032_419x226x576.dat | 0.0990;0.0990;0.2425 | 419;226;576 | (0.1693;75.3658;1.1943) | 80 | 7.702 | 57 | 88.5212 | 60 | iodine | [138] | [10] | 0 | 5 | 65 | normal | none | 7.453 | 4.8548 | 36.1831 | 32.9874 | 21.4878 | 708.8275 | 1.588e-13 | 0.014236 | 0.00015878 | 0.0014443 | 0.46638 | 0.00011168 | 0.021684 | 0.75688 | 0.003172 | 0.046774 | 0.0002482 | 0.011845 | 0.002194 | 0.0032818 | 0.00047854 | 0.040569 | 0.00034156 | 0.3107 | 0.014612 | 0.022105 | 0.00061739 | 0.00043625 | 1.799 | 0.47771 | 0.53783 | 0.6206 | 0.34629 | 0.29616 | 1.4599 | 0.19676 | 0.28147
4428212 | VCUG | 2 | 10m_138032_419x226x576.dat | 0.0990;0.0990;0.2425 | 419;226;576 | (0.1693;75.3658;1.1943) | 80 | 8.502 | 60 | 88.5212 | 60 | iodine | [138] | [10] | 0 | 5 | 65 | normal | none | 7.453 | 4.8548 | 36.1831 | 32.9874 | 21.4878 | 708.8275 | 1.5486e-13 | 0.013656 | 0.00017735 | 0.0018615 | 0.49184 | 9.1752e-05 | 0.026407 | 0.81388 | 0.0036251 | 0.051591 | 0 | 0.01333 | 0.0024806 | 0.00325 | 0.00019113 | 0.045224 | 0.00036851 | 0.33506 | 0.015855 | 0.025034 | 0.0009385 | 0.00052731 | 1.9017 | 0.50538 | 0.57178 | 0.63952 | 0.35905 | 0.29937 | 1.5351 | 0.20606 | 0.2985
4428212 | VCUG | 2 | 10m_138032_419x226x576.dat | 0.0990;0.0990;0.2425 | 419;226;576 | (0.1693;75.3658;1.1943) | 110 | 3.9 | 52 | 88.5212 | 60 | iodine | [138] | [10] | 0 | 5 | 65 | normal | none | 7.453 | 4.8548 | 36.1831 | 32.9874 | 21.4878 | 708.8275 | 2.1239e-13 | 0.008331 | 0.00010441 | 0.0011164 | 0.31499 | 2.9969e-05 | 0.014125 | 0.473 | 0.0020259 | 0.02866 | 0 | 0.0073154 | 0.0014345 | 0.0016254 | 0.0001238 | 0.024466 | 0.00019832 | 0.19404 | 0.0090754 | 0.01354 | 0.00054462 | 0.00026507 | 1.1949 | 0.32465 | 0.34903 | 0.46193 | 0.25228 | 0.26279 | 0.95373 | 0.13445 | 0.18695
4428212 | VCUG | 2 | 10m_138032_419x226x576.dat | 0.0990;0.0990;0.2425 | 419;226;576 | (0.1693;75.3658;1.1943) | 110 | 7.85 | 62 | 88.5212 | 60 | iodine | [138] | [10] | 0 | 5 | 65 | normal | none | 7.453 | 4.8548 | 36.1831 | 32.9874 | 21.4878 | 708.8275 | 1.6962e-13 | 0.015059 | 0.00017382 | 0.0020115 | 0.45667 | 0.00014383 | 0.025176 | 0.74966 | 0.0038376 | 0.048899 | 0 | 0.013139 | 0.0025096 | 0.0036563 | 0.00040601 | 0.042607 | 0.00038141 | 0.30925 | 0.015054 | 0.023825 | 0.00089522 | 0.00046817 | 1.7568 | 0.47528 | 0.52289 | 0.60455 | 0.3371 | 0.28993 | 1.4165 | 0.19223 | 0.27737
4428212 | VCUG | 2 | 10m_138032_419x226x576.dat | 0.0990;0.0990;0.2425 | 419;226;576 | (0.1693;75.3658;1.1943) | 110 | 9.9905 | 69 | 88.5212 | 60 | iodine | [138] | [10] | 0 | 5 | 65 | normal | none | 7.453 | 4.8548 | 36.1831 | 32.9874 | 21.4878 | 708.8275 | 1.6401e-13 | 0.018187 | 0.00020512 | 0.0017682 | 0.50565 | 0.00022094 | 0.033162 | 0.85519 | 0.0048597 | 0.058886 | 0.00034919 | 0.016643 | 0.003213 | 0.0040588 | 0.00072593 | 0.051919 | 0.0004219 | 0.35809 | 0.018281 | 0.029654 | 0.0012827 | 0.00031242 | 1.9559 | 0.53257 | 0.58658 | 0.6426 | 0.36203 | 0.29583 | 1.6109 | 0.21454 | 0.31081
4428212 | VCUG | 3 | 10m_138032_419x226x576.dat | 0.0990;0.0990;0.2425 | 419;226;576 | (0.1693;75.3658;1.1943) | 60 | 2.5 | 38 | 88.5212 | 60 | iodine | [138] | [30] | 0 | 5 | 65 | normal | none | 7.453 | 4.8548 | 36.1831 | 32.9874 | 21.4878 | 708.8275 | 2.6535e-13 | 0.0020952 | 4.7801e-05 | 0.00035707 | 0.19733 | 4.7476e-05 | 0.0034875 | 0.2474 | 0.00048441 | 0.010688 | 8.996e-06 | 0.0019668 | 0.00040791 | 0.00034028 | 0.00016107 | 0.0080889 | 0.00010694 | 0.092258 | 0.0032894 | 0.0041564 | 0.00013684 | 0.00017629 | 0.6855 | 0.1971 | 0.20026 | 0.34636 | 0.18282 | 0.24103 | 0.53811 | 0.084068 | 0.10974
4428212 | VCUG | 3 | 10m_138032_419x226x576.dat | 0.0990;0.0990;0.2425 | 419;226;576 | (0.1693;75.3658;1.1943) | 60 | 5.7448 | 47 | 88.5212 | 60 | iodine | [138] | [30] | 0 | 5 | 65 | normal | none | 7.453 | 4.8548 | 36.1831 | 32.9874 | 21.4878 | 708.8275 | 1.7229e-13 | 0.0067983 | 0.00010566 | 0.00098042 | 0.38255 | 0.00010425 | 0.012754 | 0.56362 | 0.0016366 | 0.029696 | 1.5524e-05 | 0.0064872 | 0.0012093 | 0.001498 | 0.00040662 | 0.024509 | 0.00025768 | 0.22693 | 0.008514 | 0.013045 | 0.00039717 | 0.00030842 | 1.409 | 0.38581 | 0.42494 | 0.54929 | 0.30371 | 0.28578 | 1.1211 | 0.15785 | 0.22186
4428212 | VCUG | 3 | 10m_138032_419x226x576.dat | 0.0990;0.0990;0.2425 | 419;226;576 | (0.1693;75.3658;1.1943) | 60 | 6.3535 | 49 | 88.5212 | 60 | iodine | [138] | [30] | 0 | 5 | 65 | normal | none | 7.453 | 4.8548 | 36.1831 | 32.9874 | 21.4878 | 708.8275 | 1.6451e-13 | 0.0086141 | 0.00012698 | 0.00080737 | 0.41145 | 0.000172 | 0.015175 | 0.62349 | 0.0019438 | 0.034064 | 7.7959e-05 | 0.0075564 | 0.0014241 | 0.0018068 | 0.00038624 | 0.028186 | 0.00018821 | 0.25186 | 0.0098274 | 0.015471 | 0.00045016 | 0.00027048 | 1.5192 | 0.41549 | 0.46303 | 0.57665 | 0.32035 | 0.29114 | 1.2132 | 0.16932 | 0.24025
4428212 | VCUG | 3 | 10m_138032_419x226x576.dat | 0.0990;0.0990;0.2425 | 419;226;576 | (0.1693;75.3658;1.1943) | 80 | 2.9 | 44 | 88.5212 | 60 | iodine | [138] | [30] | 0 | 5 | 65 | normal | none | 7.453 | 4.8548 | 36.1831 | 32.9874 | 21.4878 | 708.8275 | 2.3758e-13 | 0.0044945 | 7.5347e-05 | 0.00061276 | 0.24626 | 6.9075e-05 | 0.0070527 | 0.32955 | 0.0010428 | 0.017765 | 0 | 0.0039773 | 0.00078116 | 0.00096422 | 0.00011796 | 0.014831 | 0.00016138 | 0.13366 | 0.0054146 | 0.0077283 | 0.00024324 | 0.00033508 | 0.88041 | 0.24869 | 0.26336 | 0.39462 | 0.2114 | 0.24993 | 0.7203 | 0.10561 | 0.14009
4428212 | VCUG | 3 | 10m_138032_419x226x576.dat | 0.0990;0.0990;0.2425 | 419;226;576 | (0.1693;75.3658;1.1943) | 80 | 7.702 | 57 | 88.5212 | 60 | iodine | [138] | [30] | 0 | 5 | 65 | normal | none | 7.453 | 4.8548 | 36.1831 | 32.9874 | 21.4878 | 708.8275 | 1.588e-13 | 0.014168 | 0.00015925 | 0.0014548 | 0.46177 | 0.00010729 | 0.02134 | 0.73868 | 0.0031278 | 0.046355 | 0.0002482 | 0.011685 | 0.0021737 | 0.0033022 | 0.00047854 | 0.040112 | 0.00033845 | 0.30515 | 0.014498 | 0.021953 | 0.00063087 | 0.00039409 | 1.725 | 0.47429 | 0.53402 | 0.61776 | 0.34408 | 0.29522 | 1.3983 | 0.19153 | 0.27539
4428212 | VCUG | 3 | 10m_138032_419x226x576.dat | 0.0990;0.0990;0.2425 | 419;226;576 | (0.1693;75.3658;1.1943) | 80 | 8.502 | 60 | 88.5212 | 60 | iodine | [138] | [30] | 0 | 5 | 65 | normal | none | 7.453 | 4.8548 | 36.1831 | 32.9874 | 21.4878 | 708.8275 | 1.5486e-13 | 0.013606 | 0.00017752 | 0.0018664 | 0.48718 | 8.727e-05 | 0.026295 | 0.79806 | 0.0035881 | 0.051175 | 0 | 0.013145 | 0.0024535 | 0.0031994 | 0.00019214 | 0.044745 | 0.00036892 | 0.32899 | 0.01576 | 0.024743 | 0.00092204 | 0.00048383 | 1.8215 | 0.50161 | 0.56757 | 0.63624 | 0.35665 | 0.29841 | 1.4699 | 0.20051 | 0.29225
4428212 | VCUG | 3 | 10m_138032_419x226x576.dat | 0.0990;0.0990;0.2425 | 419;226;576 | (0.1693;75.3658;1.1943) | 110 | 3.9 | 52 | 88.5212 | 60 | iodine | [138] | [30] | 0 | 5 | 65 | normal | none | 7.453 | 4.8548 | 36.1831 | 32.9874 | 21.4878 | 708.8275 | 2.1239e-13 | 0.0082627 | 0.00010416 | 0.0011139 | 0.31248 | 2.9969e-05 | 0.013697 | 0.46579 | 0.0020053 | 0.028362 | 0 | 0.0072217 | 0.0014272 | 0.0016264 | 0.0001238 | 0.024198 | 0.00019281 | 0.19074 | 0.0090316 | 0.013436 | 0.00056298 | 0.00025034 | 1.1417 | 0.32269 | 0.34689 | 0.46033 | 0.25101 | 0.26229 | 0.92035 | 0.13158 | 0.18332
4428212 | VCUG | 3 | 10m_138032_419x226x576.dat | 0.0990;0.0990;0.2425 | 419;226;576 | (0.1693;75.3658;1.1943) | 110 | 7.85 | 62 | 88.5212 | 60 | iodine | [138] | [30] | 0 | 5 | 65 | normal | none | 7.453 | 4.8548 | 36.1831 | 32.9874 | 21.4878 | 708.8275 | 1.6962e-13 | 0.015061 | 0.00017448 | 0.0020106 | 0.45238 | 0.00014383 | 0.024949 | 0.73551 | 0.0037977 | 0.04836 | 0 | 0.012972 | 0.0024786 | 0.0036506 | 0.0003998 | 0.042169 | 0.00036861 | 0.30419 | 0.014852 | 0.023619 | 0.00087706 | 0.0004896 | 1.6846 | 0.47198 | 0.51924 | 0.60172 | 0.33504 | 0.28905 | 1.3726 | 0.18838 | 0.2719
4428212 | VCUG | 3 | 10m_138032_419x226x576.dat | 0.0990;0.0990;0.2425 | 419;226;576 | (0.1693;75.3658;1.1943) | 110 | 9.9905 | 69 | 88.5212 | 60 | iodine | [138] | [30] | 0 | 5 | 65 | normal | none | 7.453 | 4.8548 | 36.1831 | 32.9874 | 21.4878 | 708.8275 | 1.6401e-13 | 0.017759 | 0.0002037 | 0.0017621 | 0.50075 | 0.00023495 | 0.031529 | 0.83842 | 0.0047871 | 0.058332 | 0.00023384 | 0.016427 | 0.003198 | 0.0039999 | 0.00083531 | 0.051303 | 0.00042889 | 0.35204 | 0.018058 | 0.029286 | 0.0012635 | 0.00031093 | 1.8862 | 0.52875 | 0.58229 | 0.63927 | 0.35968 | 0.29483 | 1.5598 | 0.20992 | 0.30497
4428212 | VCUG | 4 | 10m_138032_419x226x576.dat | 0.0990;0.0990;0.2425 | 419;226;576 | (0.1693;75.3658;4.6757) | 60 | 2.5 | 38 | 88.5212 | 60 | iodine | [138] | [50] | 0 | 5 | 65 | normal | none | 7.453 | 6.6648 | 49.6726 | 32.9874 | 29.4987 | 973.0858 | 2.9034e-13 | 0.010508 | 5.4902e-05 | 0.00080031 | 0.33535 | 4.0608e-05 | 0.017609 | 0.1717 | 0.0016307 | 0.070422 | 0 | 0.0086589 | 0.001187 | 0.0017117 | 0.00013237 | 0.042733 | 0.00012527 | 0.24675 | 0.012553 | 0.020613 | 0.00023674 | 0.0002353 | 0.48137 | 0.19167 | 0.20411 | 0.60705 | 0.15154 | 0.23657 | 0.3963 | 0.099996 | 0.11578
4428212 | VCUG | 4 | 10m_138032_419x226x576.dat | 0.0990;0.0990;0.2425 | 419;226;576 | (0.1693;75.3658;4.6757) | 60 | 5.7448 | 47 | 88.5212 | 60 | iodine | [138] | [50] | 0 | 5 | 65 | normal | none | 7.453 | 6.6648 | 49.6726 | 32.9874 | 29.4987 | 973.0858 | 1.8851e-13 | 0.028904 | 0.00014114 | 0.0018207 | 0.61317 | 0.0002193 | 0.048619 | 0.39275 | 0.0054495 | 0.15551 | 0 | 0.025128 | 0.0035968 | 0.0055026 | 0.00027516 | 0.10687 | 0.00029444 | 0.5284 | 0.03208 | 0.054097 | 0.0010879 | 0.00056643 | 1.0088 | 0.37643 | 0.4318 | 0.89985 | 0.2538 | 0.27921 | 0.80881 | 0.17809 | 0.2274
4428212 | VCUG | 4 | 10m_138032_419x226x576.dat | 0.0990;0.0990;0.2425 | 419;226;576 | (0.1693;75.3658;4.6757) | 60 | 6.3535 | 49 | 88.5212 | 60 | iodine | [138] | [50] | 0 | 5 | 65 | normal | none | 7.453 | 6.6648 | 49.6726 | 32.9874 | 29.4987 | 973.0858 | 1.7999e-13 | 0.034191 | 0.00016092 | 0.0019285 | 0.65419 | 0.00021809 | 0.055448 | 0.44014 | 0.0064752 | 0.17044 | 0 | 0.028803 | 0.0042194 | 0.0062652 | 0.00019411 | 0.11875 | 0.00025897 | 0.57519 | 0.036421 | 0.061252 | 0.0012559 | 0.00061402 | 1.0975 | 0.40566 | 0.47034 | 0.93721 | 0.26803 | 0.28402 | 0.8777 | 0.19049 | 0.24622
4428212 | VCUG | 4 | 10m_138032_419x226x576.dat | 0.0990;0.0990;0.2425 | 419;226;576 | (0.1693;75.3658;4.6757) | 80 | 2.9 | 44 | 88.5212 | 60 | iodine | [138] | [50] | 0 | 5 | 65 | normal | none | 7.453 | 6.6648 | 49.6726 | 32.9874 | 29.4987 | 973.0858 | 2.5994e-13 | 0.019152 | 8.2892e-05 | 0.0013917 | 0.40509 | 9.4348e-05 | 0.0277 | 0.23821 | 0.0033126 | 0.094656 | 3.2753e-05 | 0.01491 | 0.0022071 | 0.0035022 | 0.00034997 | 0.063256 | 0.00024252 | 0.32378 | 0.019375 | 0.032051 | 0.00068889 | 0.00053977 | 0.62822 | 0.24231 | 0.26774 | 0.66892 | 0.17593 | 0.24501 | 0.50023 | 0.11984 | 0.14642
4428212 | VCUG | 4 | 10m_138032_419x226x576.dat | 0.0990;0.0990;0.2425 | 419;226;576 | (0.1693;75.3658;4.6757) | 80 | 7.702 | 57 | 88.5212 | 60 | iodine | [138] | [50] | 0 | 5 | 65 | normal | none | 7.453 | 6.6648 | 49.6726 | 32.9874 | 29.4987 | 973.0858 | 1.7373e-13 | 0.048716 | 0.00020121 | 0.0031162 | 0.71736 | 0.00022548 | 0.074965 | 0.51238 | 0.0098207 | 0.19852 | 0.00034733 | 0.039432 | 0.006442 | 0.0088767 | 0.00031673 | 0.14873 | 0.00052828 | 0.65606 | 0.045988 | 0.078925 | 0.0020516 | 0.00097954 | 1.254 | 0.46322 | 0.54092 | 0.98153 | 0.28869 | 0.28761 | 0.98409 | 0.21129 | 0.27906
4428212 | VCUG | 4 | 10m_138032_419x226x576.dat | 0.0990;0.0990;0.2425 | 419;226;576 | (0.1693;75.3658;4.6757) | 80 | 8.502 | 60 | 88.5212 | 60 | iodine | [138] | [50] | 0 | 5 | 65 | normal | none | 7.453 | 6.6648 | 49.6726 | 32.9874 | 29.4987 | 973.0858 | 1.6943e-13 | 0.054236 | 0.00023463 | 0.0038955 | 0.75062 | 0.00019041 | 0.081867 | 0.54806 | 0.011209 | 0.21134 | 0.00027356 | 0.043693 | 0.0071887 | 0.010559 | 0.00065477 | 0.16052 | 0.00058262 | 0.69703 | 0.050343 | 0.084848 | 0.0023058 | 0.0012636 | 1.3262 | 0.48985 | 0.57439 | 1.0061 | 0.29954 | 0.29065 | 1.0372 | 0.22122 | 0.29469
4428212 | VCUG | 4 | 10m_138032_419x226x576.dat | 0.0990;0.0990;0.2425 | 419;226;576 | (0.1693;75.3658;4.6757) | 110 | 3.9 | 52 | 88.5212 | 60 | iodine | [138] | [50] | 0 | 5 | 65 | normal | none | 7.453 | 6.6648 | 49.6726 | 32.9874 | 29.4987 | 973.0858 | 2.3237e-13 | 0.02808 | 0.00013325 | 0.0020476 | 0.50007 | 0.00017626 | 0.045996 | 0.33823 | 0.0061588 | 0.1267 | 0 | 0.023962 | 0.0040009 | 0.0055584 | 0.00018012 | 0.091196 | 0.00034744 | 0.42871 | 0.028323 | 0.047545 | 0.0013649 | 0.000481 | 0.82318 | 0.31456 | 0.35164 | 0.75991 | 0.20973 | 0.25624 | 0.65964 | 0.14884 | 0.18932
4428212 | VCUG | 4 | 10m_138032_419x226x576.dat | 0.0990;0.0990;0.2425 | 419;226;576 | (0.1693;75.3658;4.6757) | 110 | 7.85 | 62 | 88.5212 | 60 | iodine | [138] | [50] | 0 | 5 | 65 | normal | none | 7.453 | 6.6648 | 49.6726 | 32.9874 | 29.4987 | 973.0858 | 1.8558e-13 | 0.050115 | 0.00022871 | 0.0038853 | 0.70068 | 0.00031774 | 0.076922 | 0.50647 | 0.01071 | 0.19253 | 0.00029339 | 0.041212 | 0.0070278 | 0.0096564 | 0.00048226 | 0.14571 | 0.00047637 | 0.64394 | 0.045753 | 0.077984 | 0.0026105 | 0.00088497 | 1.2273 | 0.46042 | 0.52523 | 0.95577 | 0.28129 | 0.28179 | 0.9783 | 0.20806 | 0.27472
4428212 | VCUG | 4 | 10m_138032_419x226x576.dat | 0.0990;0.0990;0.2425 | 419;226;576 | (0.1693;75.3658;4.6757) | 110 | 9.9905 | 69 | 88.5212 | 60 | iodine | [138] | [50] | 0 | 5 | 65 | normal | none | 7.453 | 6.6648 | 49.6726 | 32.9874 | 29.4987 | 973.0858 | 1.7943e-13 | 0.059822 | 0.0002812 | 0.0050944 | 0.76647 | 0.00047578 | 0.086389 | 0.60006 | 0.013742 | 0.21739 | 0.00016773 | 0.050261 | 0.0087431 | 0.011173 | 0.00073883 | 0.17033 | 0.00069692 | 0.72523 | 0.054338 | 0.091277 | 0.003325 | 0.00136 | 1.3762 | 0.51568 | 0.58797 | 1.0043 | 0.30285 | 0.287 | 1.1078 | 0.22914 | 0.30829
4428212 | VCUG | 5 | 10m_138032_419x226x576.dat | 0.0990;0.0990;0.2425 | 419;226;576 | (0.0867;75.2258;4.6780) | 60 | 2.5 | 38 | 88.6612 | 60 | iodine | [138] | [50] | 0 | 5 | 65 | normal | none | 7.5309 | 6.6769 | 50.2831 | 33.385 | 29.5991 | 988.1654 | 2.9018e-13 | 0.010929 | 5.53e-05 | 0.00062379 | 0.38232 | 7.4875e-05 | 0.030126 | 0.17759 | 0.001602 | 0.076208 | 4.3125e-05 | 0.013743 | 0.0012038 | 0.001394 | 0.00012722 | 0.032993 | 0.00016146 | 0.28757 | 0.0072273 | 0.01365 | 0.00036209 | 9.9807e-05 | 0.48132 | 0.18727 | 0.19935 | 0.62245 | 0.14962 | 0.2346 | 0.38535 | 0.10087 | 0.12072
4428212 | VCUG | 5 | 10m_138032_419x226x576.dat | 0.0990;0.0990;0.2425 | 419;226;576 | (0.0867;75.2258;4.6780) | 60 | 5.7448 | 47 | 88.6612 | 60 | iodine | [138] | [50] | 0 | 5 | 65 | normal | none | 7.5309 | 6.6769 | 50.2831 | 33.385 | 29.5991 | 988.1654 | 1.8842e-13 | 0.030733 | 0.00014067 | 0.001629 | 0.69442 | 0.0001344 | 0.077711 | 0.39449 | 0.0050509 | 0.16459 | 0 | 0.035899 | 0.0035869 | 0.0043826 | 0.00020108 | 0.08882 | 0.0003078 | 0.59586 | 0.020747 | 0.038965 | 0.0011656 | 0.00044718 | 1.0049 | 0.36899 | 0.42293 | 0.91248 | 0.25082 | 0.27687 | 0.78698 | 0.17871 | 0.23474
4428212 | VCUG | 5 | 10m_138032_419x226x576.dat | 0.0990;0.0990;0.2425 | 419;226;576 | (0.0867;75.2258;4.6780) | 60 | 6.3535 | 49 | 88.6612 | 60 | iodine | [138] | [50] | 0 | 5 | 65 | normal | none | 7.5309 | 6.6769 | 50.2831 | 33.385 | 29.5991 | 988.1654 | 1.799e-13 | 0.033853 | 0.00015806 | 0.0014987 | 0.74031 | 0.00022403 | 0.083714 | 0.43571 | 0.0061607 | 0.18013 | 0 | 0.040451 | 0.0041608 | 0.0055006 | 0.00032205 | 0.099323 | 0.00027864 | 0.64481 | 0.023999 | 0.045357 | 0.001312 | 0.00069906 | 1.0867 | 0.39802 | 0.461 | 0.94555 | 0.26501 | 0.28161 | 0.8691 | 0.19157 | 0.25333
4428212 | VCUG | 5 | 10m_138032_419x226x576.dat | 0.0990;0.0990;0.2425 | 419;226;576 | (0.0867;75.2258;4.6780) | 80 | 2.9 | 44 | 88.6612 | 60 | iodine | [138] | [50] | 0 | 5 | 65 | normal | none | 7.5309 | 6.6769 | 50.2831 | 33.385 | 29.5991 | 988.1654 | 2.598e-13 | 0.018273 | 8.5823e-05 | 0.0013944 | 0.45904 | 4.3641e-05 | 0.043214 | 0.24114 | 0.003155 | 0.10063 | 0 | 0.021286 | 0.0022406 | 0.0032586 | 0.00018716 | 0.051424 | 0.00017131 | 0.37046 | 0.012047 | 0.022761 | 0.00066905 | 0.00025821 | 0.61943 | 0.23709 | 0.26194 | 0.68658 | 0.1738 | 0.24296 | 0.49853 | 0.12152 | 0.1514
4428212 | VCUG | 5 | 10m_138032_419x226x576.dat | 0.0990;0.0990;0.2425 | 419;226;576 | (0.0867;75.2258;4.6780) | 80 | 7.702 | 57 | 88.6612 | 60 | iodine | [138] | [50] | 0 | 5 | 65 | normal | none | 7.5309 | 6.6769 | 50.2831 | 33.385 | 29.5991 | 988.1654 | 1.7364e-13 | 0.049044 | 0.00019476 | 0.0033183 | 0.80792 | 0.00033779 | 0.10556 | 0.52057 | 0.0092783 | 0.20652 | 0.0013506 | 0.051802 | 0.0064748 | 0.0085486 | 0.00025783 | 0.12665 | 0.0004593 | 0.73081 | 0.031699 | 0.060705 | 0.002024 | 0.0010042 | 1.2335 | 0.45479 | 0.53061 | 0.98595 | 0.28549 | 0.28531 | 0.99601 | 0.21354 | 0.28721
4428212 | VCUG | 5 | 10m_138032_419x226x576.dat | 0.0990;0.0990;0.2425 | 419;226;576 | (0.0867;75.2258;4.6780) | 80 | 8.502 | 60 | 88.6612 | 60 | iodine | [138] | [50] | 0 | 5 | 65 | normal | none | 7.5309 | 6.6769 | 50.2831 | 33.385 | 29.5991 | 988.1654 | 1.6934e-13 | 0.054916 | 0.0002158 | 0.0034371 | 0.84003 | 0.00025212 | 0.11537 | 0.55758 | 0.010523 | 0.21935 | 0.0027055 | 0.056731 | 0.0072346 | 0.009621 | 0.00057327 | 0.13728 | 0.00046748 | 0.77189 | 0.034933 | 0.065933 | 0.0024266 | 0.001138 | 1.3181 | 0.48123 | 0.56376 | 1.0102 | 0.29636 | 0.28831 | 1.0711 | 0.22525 | 0.30333
4428212 | VCUG | 5 | 10m_138032_419x226x576.dat | 0.0990;0.0990;0.2425 | 419;226;576 | (0.0867;75.2258;4.6780) | 110 | 3.9 | 52 | 88.6612 | 60 | iodine | [138] | [50] | 0 | 5 | 65 | normal | none | 7.5309 | 6.6769 | 50.2831 | 33.385 | 29.5991 | 988.1654 | 2.3225e-13 | 0.029252 | 0.00013277 | 0.0022336 | 0.56388 | 8.0681e-05 | 0.065654 | 0.33325 | 0.0058128 | 0.13288 | 0.00096358 | 0.031902 | 0.0040537 | 0.0050782 | 0.0004797 | 0.077818 | 0.00032532 | 0.48289 | 0.019519 | 0.036677 | 0.0014162 | 0.00041489 | 0.81835 | 0.30821 | 0.34445 | 0.7684 | 0.20726 | 0.25435 | 0.65391 | 0.14986 | 0.19467
4428212 | VCUG | 5 | 10m_138032_419x226x576.dat | 0.0990;0.0990;0.2425 | 419;226;576 | (0.0867;75.2258;4.6780) | 110 | 7.85 | 62 | 88.6612 | 60 | iodine | [138] | [50] | 0 | 5 | 65 | normal | none | 7.5309 | 6.6769 | 50.2831 | 33.385 | 29.5991 | 988.1654 | 1.8547e-13 | 0.050663 | 0.00022527 | 0.0038462 | 0.78539 | 0.00028428 | 0.1047 | 0.53009 | 0.010479 | 0.1997 | 0 | 0.052415 | 0.0071077 | 0.0094563 | 0.00036351 | 0.12818 | 0.00044634 | 0.71428 | 0.033139 | 0.062154 | 0.0023123 | 0.0012674 | 1.2194 | 0.45214 | 0.51541 | 0.95893 | 0.27826 | 0.28 | 0.96925 | 0.20868 | 0.28399
4428212 | VCUG | 5 | 10m_138032_419x226x576.dat | 0.0990;0.0990;0.2425 | 419;226;576 | (0.0867;75.2258;4.6780) | 110 | 9.9905 | 69 | 88.6612 | 60 | iodine | [138] | [50] | 0 | 5 | 65 | normal | none | 7.5309 | 6.6769 | 50.2831 | 33.385 | 29.5991 | 988.1654 | 1.7933e-13 | 0.059698 | 0.00026049 | 0.0046768 | 0.85304 | 0.00028755 | 0.11882 | 0.58566 | 0.013097 | 0.22336 | 0.00082299 | 0.062208 | 0.0088644 | 0.012001 | 0.00063061 | 0.14944 | 0.00071018 | 0.79628 | 0.040521 | 0.074107 | 0.0030403 | 0.0016531 | 1.363 | 0.50688 | 0.57743 | 1.0053 | 0.29963 | 0.28458 | 1.1042 | 0.22999 | 0.31435
4428212 | VCUG | 6 | 10m_138032_419x226x576.dat | 0.0990;0.0990;0.2425 | 419;226;576 | (0.1693;75.3658;4.6757) | 60 | 2.5 | 38 | 88.5212 | 60 | iodine | [138] | [75] | 0 | 5 | 65 | normal | none | 7.453 | 6.6648 | 49.6726 | 32.9874 | 29.4987 | 973.0858 | 2.9034e-13 | 0.010508 | 5.4902e-05 | 0.00079756 | 0.33495 | 4.0608e-05 | 0.017609 | 0.17208 | 0.001631 | 0.070387 | 0 | 0.0086575 | 0.001187 | 0.0017117 | 0.00013237 | 0.042713 | 0.00012524 | 0.24643 | 0.012548 | 0.020613 | 0.00023674 | 0.0002353 | 0.46512 | 0.19146 | 0.20391 | 0.60699 | 0.15138 | 0.23651 | 0.38163 | 0.098847 | 0.11494
4428212 | VCUG | 6 | 10m_138032_419x226x576.dat | 0.0990;0.0990;0.2425 | 419;226;576 | (0.1693;75.3658;4.6757) | 60 | 5.7448 | 47 | 88.5212 | 60 | iodine | [138] | [75] | 0 | 5 | 65 | normal | none | 7.453 | 6.6648 | 49.6726 | 32.9874 | 29.4987 | 973.0858 | 1.8851e-13 | 0.028819 | 0.00014111 | 0.0018192 | 0.61179 | 0.0002193 | 0.048618 | 0.39028 | 0.0054479 | 0.15544 | 0 | 0.025111 | 0.0035947 | 0.0055026 | 0.00027516 | 0.10683 | 0.00029444 | 0.52752 | 0.032076 | 0.054097 | 0.0010793 | 0.00056643 | 0.97246 | 0.37582 | 0.43118 | 0.8992 | 0.25338 | 0.27908 | 0.78955 | 0.17651 | 0.22531
4428212 | VCUG | 6 | 10m_138032_419x226x576.dat | 0.0990;0.0990;0.2425 | 419;226;576 | (0.1693;75.3658;4.6757) | 60 | 6.3535 | 49 | 88.5212 | 60 | iodine | [138] | [75] | 0 | 5 | 65 | normal | none | 7.453 | 6.6648 | 49.6726 | 32.9874 | 29.4987 | 973.0858 | 1.7999e-13 | 0.034181 | 0.00016034 | 0.0019336 | 0.65263 | 0.00021809 | 0.055281 | 0.4332 | 0.006483 | 0.1704 | 0 | 0.028782 | 0.0042139 | 0.0062408 | 0.00019411 | 0.11875 | 0.00025897 | 0.57408 | 0.036419 | 0.06123 | 0.0012475 | 0.00061402 | 1.0564 | 0.40498 | 0.46963 | 0.93674 | 0.26754 | 0.28386 | 0.85409 | 0.18858 | 0.2435
4428212 | VCUG | 6 | 10m_138032_419x226x576.dat | 0.0990;0.0990;0.2425 | 419;226;576 | (0.1693;75.3658;4.6757) | 80 | 2.9 | 44 | 88.5212 | 60 | iodine | [138] | [75] | 0 | 5 | 65 | normal | none | 7.453 | 6.6648 | 49.6726 | 32.9874 | 29.4987 | 973.0858 | 2.5994e-13 | 0.019128 | 8.2869e-05 | 0.0013861 | 0.40436 | 9.4348e-05 | 0.027652 | 0.23831 | 0.0033097 | 0.094617 | 3.2753e-05 | 0.0149 | 0.002204 | 0.0034989 | 0.00034997 | 0.063241 | 0.00024252 | 0.32315 | 0.019374 | 0.032036 | 0.00068804 | 0.00053977 | 0.6039 | 0.24193 | 0.26736 | 0.6686 | 0.17566 | 0.24493 | 0.48569 | 0.11866 | 0.14517
4428212 | VCUG | 6 | 10m_138032_419x226x576.dat | 0.0990;0.0990;0.2425 | 419;226;576 | (0.1693;75.3658;4.6757) | 80 | 7.702 | 57 | 88.5212 | 60 | iodine | [138] | [75] | 0 | 5 | 65 | normal | none | 7.453 | 6.6648 | 49.6726 | 32.9874 | 29.4987 | 973.0858 | 1.7373e-13 | 0.04869 | 0.00020066 | 0.003108 | 0.7154 | 0.00022548 | 0.074752 | 0.50943 | 0.0097971 | 0.19842 | 0.00034733 | 0.03939 | 0.0064362 | 0.0089078 | 0.0003165 | 0.14855 | 0.00052828 | 0.65433 | 0.045967 | 0.078873 | 0.0020542 | 0.00098403 | 1.2065 | 0.46213 | 0.53977 | 0.98071 | 0.28796 | 0.28732 | 0.95283 | 0.20873 | 0.27622
4428212 | VCUG | 6 | 10m_138032_419x226x576.dat | 0.0990;0.0990;0.2425 | 419;226;576 | (0.1693;75.3658;4.6757) | 80 | 8.502 | 60 | 88.5212 | 60 | iodine | [138] | [75] | 0 | 5 | 65 | normal | none | 7.453 | 6.6648 | 49.6726 | 32.9874 | 29.4987 | 973.0858 | 1.6943e-13 | 0.05422 | 0.00023423 | 0.0038989 | 0.7482 | 0.00018698 | 0.081702 | 0.54659 | 0.011208 | 0.21119 | 0.00027356 | 0.043641 | 0.007181 | 0.010578 | 0.00065477 | 0.16033 | 0.00058455 | 0.6952 | 0.050328 | 0.084777 | 0.0023029 | 0.0012736 | 1.2734 | 0.48859 | 0.57305 | 1.0052 | 0.29872 | 0.29033 | 1.0136 | 0.21924 | 0.29175
4428212 | VCUG | 6 | 10m_138032_419x226x576.dat | 0.0990;0.0990;0.2425 | 419;226;576 | (0.1693;75.3658;4.6757) | 110 | 3.9 | 52 | 88.5212 | 60 | iodine | [138] | [75] | 0 | 5 | 65 | normal | none | 7.453 | 6.6648 | 49.6726 | 32.9874 | 29.4987 | 973.0858 | 2.3237e-13 | 0.027968 | 0.00013314 | 0.0020476 | 0.49878 | 0.00017626 | 0.045888 | 0.33521 | 0.0061493 | 0.12662 | 0 | 0.023931 | 0.0039966 | 0.0055558 | 0.00018012 | 0.091101 | 0.00034744 | 0.42776 | 0.02832 | 0.047537 | 0.0013551 | 0.000481 | 0.79021 | 0.31389 | 0.35093 | 0.75942 | 0.20929 | 0.25605 | 0.63782 | 0.14705 | 0.18729
4428212 | VCUG | 6 | 10m_138032_419x226x576.dat | 0.0990;0.0990;0.2425 | 419;226;576 | (0.1693;75.3658;4.6757) | 110 | 7.85 | 62 | 88.5212 | 60 | iodine | [138] | [75] | 0 | 5 | 65 | normal | none | 7.453 | 6.6648 | 49.6726 | 32.9874 | 29.4987 | 973.0858 | 1.8558e-13 | 0.050119 | 0.00022821 | 0.003862 | 0.69874 | 0.00031774 | 0.077106 | 0.50306 | 0.010679 | 0.19247 | 0.00029339 | 0.041153 | 0.0070246 | 0.0096257 | 0.00048226 | 0.1455 | 0.00047645 | 0.64227 | 0.045716 | 0.077957 | 0.0026038 | 0.00088061 | 1.1813 | 0.45926 | 0.524 | 0.95486 | 0.28051 | 0.28147 | 0.95637 | 0.20623 | 0.272
4428212 | VCUG | 6 | 10m_138032_419x226x576.dat | 0.0990;0.0990;0.2425 | 419;226;576 | (0.1693;75.3658;4.6757) | 110 | 9.9905 | 69 | 88.5212 | 60 | iodine | [138] | [75] | 0 | 5 | 65 | normal | none | 7.453 | 6.6648 | 49.6726 | 32.9874 | 29.4987 | 973.0858 | 1.7943e-13 | 0.059816 | 0.00028098 | 0.0051757 | 0.76385 | 0.00047127 | 0.086657 | 0.59722 | 0.013706 | 0.2172 | 0.00016773 | 0.050185 | 0.0087359 | 0.011153 | 0.00073883 | 0.17024 | 0.00070244 | 0.72311 | 0.05426 | 0.091165 | 0.0033217 | 0.0013595 | 1.3204 | 0.51418 | 0.58636 | 1.0032 | 0.30191 | 0.2866 | 1.0815 | 0.22695 | 0.30505
4428212 | VCUG | 7 | 10m_138032_419x226x576.dat | 0.0990;0.0990;0.2425 | 419;226;576 | (0.1693;75.3658;4.6757) | 60 | 2.5 | 38 | 88.5212 | 60 | iodine | [138] | [100] | 1 | 5 | 65 | normal | none | 7.453 | 6.6648 | 49.6726 | 32.9874 | 29.4987 | 973.0858 | 2.9034e-13 | 0.010508 | 5.4995e-05 | 0.00079756 | 0.33473 | 4.0608e-05 | 0.017609 | 0.17088 | 0.0016294 | 0.070387 | 0 | 0.0086541 | 0.0011881 | 0.0017117 | 0.00013237 | 0.042702 | 0.00012524 | 0.24624 | 0.012543 | 0.020612 | 0.00023674 | 0.0002353 | 0.45475 | 0.19135 | 0.2038 | 0.60689 | 0.1513 | 0.23648 | 0.37663 | 0.098448 | 0.11434
4428212 | VCUG | 7 | 10m_138032_419x226x576.dat | 0.0990;0.0990;0.2425 | 419;226;576 | (0.1693;75.3658;4.6757) | 60 | 5.7448 | 47 | 88.5212 | 60 | iodine | [138] | [100] | 1 | 5 | 65 | normal | none | 7.453 | 6.6648 | 49.6726 | 32.9874 | 29.4987 | 973.0858 | 1.8851e-13 | 0.028819 | 0.00014081 | 0.0018192 | 0.61115 | 0.0002193 | 0.048594 | 0.38784 | 0.0054543 | 0.1554 | 0 | 0.025109 | 0.0035938 | 0.0055026 | 0.00027516 | 0.10683 | 0.00029444 | 0.527 | 0.032064 | 0.054065 | 0.0010793 | 0.00056643 | 0.95044 | 0.37548 | 0.43085 | 0.899 | 0.25315 | 0.27898 | 0.77475 | 0.17533 | 0.22397
4428212 | VCUG | 7 | 10m_138032_419x226x576.dat | 0.0990;0.0990;0.2425 | 419;226;576 | (0.1693;75.3658;4.6757) | 60 | 6.3535 | 49 | 88.5212 | 60 | iodine | [138] | [100] | 1 | 5 | 65 | normal | none | 7.453 | 6.6648 | 49.6726 | 32.9874 | 29.4987 | 973.0858 | 1.7999e-13 | 0.03413 | 0.00016034 | 0.0019285 | 0.65191 | 0.00021809 | 0.055336 | 0.43182 | 0.0064791 | 0.17036 | 0 | 0.028775 | 0.0042138 | 0.0062408 | 0.00019411 | 0.11871 | 0.00025897 | 0.57352 | 0.036415 | 0.061235 | 0.0012475 | 0.00061402 | 1.0275 | 0.40456 | 0.46923 | 0.93643 | 0.26727 | 0.28374 | 0.83847 | 0.18733 | 0.24195
4428212 | VCUG | 7 | 10m_138032_419x226x576.dat | 0.0990;0.0990;0.2425 | 419;226;576 | (0.1693;75.3658;4.6757) | 80 | 2.9 | 44 | 88.5212 | 60 | iodine | [138] | [100] | 1 | 5 | 65 | normal | none | 7.453 | 6.6648 | 49.6726 | 32.9874 | 29.4987 | 973.0858 | 2.5994e-13 | 0.019145 | 8.288e-05 | 0.0013861 | 0.4039 | 9.4348e-05 | 0.027587 | 0.236 | 0.0033066 | 0.094598 | 3.2753e-05 | 0.014893 | 0.0022027 | 0.0034989 | 0.00034997 | 0.063206 | 0.00024252 | 0.32282 | 0.019359 | 0.032044 | 0.00068804 | 0.00053977 | 0.58886 | 0.24169 | 0.26712 | 0.66845 | 0.17551 | 0.24486 | 0.48053 | 0.11824 | 0.14425
4428212 | VCUG | 7 | 10m_138032_419x226x576.dat | 0.0990;0.0990;0.2425 | 419;226;576 | (0.1693;75.3658;4.6757) | 80 | 7.702 | 57 | 88.5212 | 60 | iodine | [138] | [100] | 1 | 5 | 65 | normal | none | 7.453 | 6.6648 | 49.6726 | 32.9874 | 29.4987 | 973.0858 | 1.7373e-13 | 0.048698 | 0.00020104 | 0.0031023 | 0.71436 | 0.00022548 | 0.074809 | 0.5054 | 0.0097983 | 0.19835 | 0.00034733 | 0.039359 | 0.0064345 | 0.0088963 | 0.0003165 | 0.14854 | 0.00053902 | 0.65324 | 0.045976 | 0.078821 | 0.0020511 | 0.00097954 | 1.1679 | 0.46147 | 0.53908 | 0.9799 | 0.28751 | 0.28714 | 0.9271 | 0.20665 | 0.27389
4428212 | VCUG | 7 | 10m_138032_419x226x576.dat | 0.0990;0.0990;0.2425 | 419;226;576 | (0.1693;75.3658;4.6757) | 80 | 8.502 | 60 | 88.5212 | 60 | iodine | [138] | [100] | 1 | 5 | 65 | normal | none | 7.453 | 6.6648 | 49.6726 | 32.9874 | 29.4987 | 973.0858 | 1.6943e-13 | 0.054215 | 0.00023462 | 0.0038902 | 0.7469 | 0.00018698 | 0.081808 | 0.54148 | 0.011188 | 0.2111 | 0.00027356 | 0.043608 | 0.0071769 | 0.010535 | 0.00065595 | 0.16036 | 0.00058254 | 0.69402 | 0.050327 | 0.084688 | 0.0022967 | 0.0012636 | 1.2333 | 0.48783 | 0.57225 | 1.0046 | 0.2982 | 0.2901 | 0.98765 | 0.21715 | 0.28921
4428212 | VCUG | 7 | 10m_138032_419x226x576.dat | 0.0990;0.0990;0.2425 | 419;226;576 | (0.1693;75.3658;4.6757) | 110 | 3.9 | 52 | 88.5212 | 60 | iodine | [138] | [100] | 1 | 5 | 65 | normal | none | 7.453 | 6.6648 | 49.6726 | 32.9874 | 29.4987 | 973.0858 | 2.3237e-13 | 0.028009 | 0.0001331 | 0.0020495 | 0.498 | 0.00017626 | 0.045927 | 0.33359 | 0.0061493 | 0.12659 | 0 | 0.023914 | 0.0039924 | 0.0055636 | 0.00018012 | 0.091011 | 0.00034744 | 0.4271 | 0.02831 | 0.047463 | 0.0013639 | 0.00048432 | 0.77123 | 0.31346 | 0.35049 | 0.75902 | 0.20899 | 0.25593 | 0.62965 | 0.14637 | 0.18616
4428212 | VCUG | 7 | 10m_138032_419x226x576.dat | 0.0990;0.0990;0.2425 | 419;226;576 | (0.1693;75.3658;4.6757) | 110 | 7.85 | 62 | 88.5212 | 60 | iodine | [138] | [100] | 1 | 5 | 65 | normal | none | 7.453 | 6.6648 | 49.6726 | 32.9874 | 29.4987 | 973.0858 | 1.8558e-13 | 0.050019 | 0.00022848 | 0.0038586 | 0.69723 | 0.00031774 | 0.076976 | 0.50153 | 0.010678 | 0.19235 | 0.00029339 | 0.041123 | 0.0070197 | 0.0095966 | 0.00048479 | 0.14535 | 0.00047637 | 0.64108 | 0.045722 | 0.077935 | 0.0026017 | 0.00087915 | 1.1476 | 0.45848 | 0.52317 | 0.95425 | 0.28001 | 0.28129 | 0.93131 | 0.20417 | 0.26998
4428212 | VCUG | 7 | 10m_138032_419x226x576.dat | 0.0990;0.0990;0.2425 | 419;226;576 | (0.1693;75.3658;4.6757) | 110 | 9.9905 | 69 | 88.5212 | 60 | iodine | [138] | [100] | 1 | 5 | 65 | normal | none | 7.453 | 6.6648 | 49.6726 | 32.9874 | 29.4987 | 973.0858 | 1.7943e-13 | 0.059694 | 0.00027994 | 0.0051029 | 0.76218 | 0.00047226 | 0.086606 | 0.59376 | 0.013687 | 0.21715 | 0.00016773 | 0.050116 | 0.0087309 | 0.011173 | 0.00073883 | 0.17013 | 0.00069965 | 0.72178 | 0.054199 | 0.091143 | 0.0033211 | 0.0013595 | 1.2776 | 0.51321 | 0.58534 | 1.0024 | 0.30125 | 0.28639 | 1.055 | 0.22478 | 0.30246
4428212 | VCUG | 8 | 10m_138032_419x226x576.dat | 0.0990;0.0990;0.2425 | 419;226;576 | (0.0867;75.2258;4.6780) | 60 | 2.5 | 38 | 88.6612 | 60 | iodine | [138] | [100] | 1 | 5 | 65 | normal | none | 7.5309 | 6.6769 | 50.2831 | 33.385 | 29.5991 | 988.1654 | 2.9018e-13 | 0.010898 | 5.53e-05 | 0.00062379 | 0.38159 | 7.4875e-05 | 0.030196 | 0.17622 | 0.001602 | 0.076188 | 4.3125e-05 | 0.013738 | 0.0012038 | 0.0013938 | 0.00012722 | 0.032956 | 0.00016146 | 0.28712 | 0.0072262 | 0.013628 | 0.00036209 | 9.9807e-05 | 0.45531 | 0.18694 | 0.19904 | 0.62216 | 0.14939 | 0.23451 | 0.37212 | 0.09981 | 0.11931
4428212 | VCUG | 8 | 10m_138032_419x226x576.dat | 0.0990;0.0990;0.2425 | 419;226;576 | (0.0867;75.2258;4.6780) | 60 | 5.7448 | 47 | 88.6612 | 60 | iodine | [138] | [100] | 1 | 5 | 65 | normal | none | 7.5309 | 6.6769 | 50.2831 | 33.385 | 29.5991 | 988.1654 | 1.8842e-13 | 0.030676 | 0.00014067 | 0.0016232 | 0.69256 | 0.0001344 | 0.077653 | 0.38712 | 0.0050504 | 0.1645 | 0 | 0.035873 | 0.0035844 | 0.0043822 | 0.00020108 | 0.088756 | 0.0003078 | 0.59443 | 0.020757 | 0.03891 | 0.0011577 | 0.00044718 | 0.94955 | 0.36807 | 0.422 | 0.91168 | 0.25018 | 0.2766 | 0.74872 | 0.17563 | 0.23122
4428212 | VCUG | 8 | 10m_138032_419x226x576.dat | 0.0990;0.0990;0.2425 | 419;226;576 | (0.0867;75.2258;4.6780) | 60 | 6.3535 | 49 | 88.6612 | 60 | iodine | [138] | [100] | 1 | 5 | 65 | normal | none | 7.5309 | 6.6769 | 50.2831 | 33.385 | 29.5991 | 988.1654 | 1.799e-13 | 0.033745 | 0.00015831 | 0.0014987 | 0.73825 | 0.00022403 | 0.083692 | 0.42768 | 0.0061513 | 0.18002 | 0 | 0.040428 | 0.004157 | 0.0055012 | 0.00032205 | 0.099245 | 0.00027864 | 0.6432 | 0.023986 | 0.045314 | 0.0013106 | 0.00069906 | 1.0228 | 0.39694 | 0.45989 | 0.94456 | 0.26426 | 0.28135 | 0.82903 | 0.18833 | 0.24935
4428212 | VCUG | 8 | 10m_138032_419x226x576.dat | 0.0990;0.0990;0.2425 | 419;226;576 | (0.0867;75.2258;4.6780) | 80 | 2.9 | 44 | 88.6612 | 60 | iodine | [138] | [100] | 1 | 5 | 65 | normal | none | 7.5309 | 6.6769 | 50.2831 | 33.385 | 29.5991 | 988.1654 | 2.598e-13 | 0.018202 | 8.57e-05 | 0.0013948 | 0.45789 | 4.3641e-05 | 0.043167 | 0.23766 | 0.0031518 | 0.10056 | 0 | 0.021271 | 0.0022389 | 0.0032586 | 0.00018716 | 0.05137 | 0.00017131 | 0.36948 | 0.012027 | 0.02271 | 0.00066905 | 0.00025821 | 0.58029 | 0.23646 | 0.26129 | 0.68611 | 0.17339 | 0.24279 | 0.47074 | 0.1193 | 0.14906
4428212 | VCUG | 8 | 10m_138032_419x226x576.dat | 0.0990;0.0990;0.2425 | 419;226;576 | (0.0867;75.2258;4.6780) | 80 | 7.702 | 57 | 88.6612 | 60 | iodine | [138] | [100] | 1 | 5 | 65 | normal | none | 7.5309 | 6.6769 | 50.2831 | 33.385 | 29.5991 | 988.1654 | 1.7364e-13 | 0.048898 | 0.00019401 | 0.0033183 | 0.80522 | 0.00033779 | 0.10548 | 0.51038 | 0.0092581 | 0.2063 | 0.0013506 | 0.051748 | 0.006461 | 0.00854 | 0.00025783 | 0.12653 | 0.00045182 | 0.72816 | 0.031649 | 0.060601 | 0.0020335 | 0.0010042 | 1.1486 | 0.45307 | 0.5288 | 0.98443 | 0.28431 | 0.28486 | 0.94522 | 0.20938 | 0.28193
4428212 | VCUG | 8 | 10m_138032_419x226x576.dat | 0.0990;0.0990;0.2425 | 419;226;576 | (0.0867;75.2258;4.6780) | 80 | 8.502 | 60 | 88.6612 | 60 | iodine | [138] | [100] | 1 | 5 | 65 | normal | none | 7.5309 | 6.6769 | 50.2831 | 33.385 | 29.5991 | 988.1654 | 1.6934e-13 | 0.05476 | 0.00021593 | 0.0034148 | 0.83661 | 0.00025212 | 0.11564 | 0.54373 | 0.010488 | 0.21911 | 0.0027055 | 0.056652 | 0.0072269 | 0.0095997 | 0.00074077 | 0.13706 | 0.00046623 | 0.76882 | 0.03488 | 0.065821 | 0.0024266 | 0.001138 | 1.2245 | 0.47926 | 0.56167 | 1.0087 | 0.29504 | 0.28784 | 1.0137 | 0.2206 | 0.29723
4428212 | VCUG | 8 | 10m_138032_419x226x576.dat | 0.0990;0.0990;0.2425 | 419;226;576 | (0.0867;75.2258;4.6780) | 110 | 3.9 | 52 | 88.6612 | 60 | iodine | [138] | [100] | 1 | 5 | 65 | normal | none | 7.5309 | 6.6769 | 50.2831 | 33.385 | 29.5991 | 988.1654 | 2.3225e-13 | 0.029265 | 0.0001325 | 0.0022368 | 0.56203 | 8.0681e-05 | 0.065361 | 0.32812 | 0.0058072 | 0.13279 | 0.00096358 | 0.031859 | 0.0040517 | 0.0050692 | 0.0004797 | 0.077671 | 0.00032471 | 0.4813 | 0.019468 | 0.036594 | 0.0014144 | 0.00041489 | 0.76548 | 0.30713 | 0.34331 | 0.76759 | 0.20654 | 0.25406 | 0.63273 | 0.14807 | 0.19155
4428212 | VCUG | 8 | 10m_138032_419x226x576.dat | 0.0990;0.0990;0.2425 | 419;226;576 | (0.0867;75.2258;4.6780) | 110 | 7.85 | 62 | 88.6612 | 60 | iodine | [138] | [100] | 1 | 5 | 65 | normal | none | 7.5309 | 6.6769 | 50.2831 | 33.385 | 29.5991 | 988.1654 | 1.8547e-13 | 0.050641 | 0.0002254 | 0.0038113 | 0.78183 | 0.00028428 | 0.10484 | 0.51702 | 0.010461 | 0.1995 | 0 | 0.052325 | 0.0071007 | 0.0094078 | 0.00036351 | 0.12793 | 0.00045229 | 0.71142 | 0.033061 | 0.061992 | 0.0023292 | 0.0012674 | 1.1382 | 0.45025 | 0.51338 | 0.95686 | 0.277 | 0.27954 | 0.92671 | 0.20512 | 0.27856
4428212 | VCUG | 8 | 10m_138032_419x226x576.dat | 0.0990;0.0990;0.2425 | 419;226;576 | (0.0867;75.2258;4.6780) | 110 | 9.9905 | 69 | 88.6612 | 60 | iodine | [138] | [100] | 1 | 5 | 65 | normal | none | 7.5309 | 6.6769 | 50.2831 | 33.385 | 29.5991 | 988.1654 | 1.7933e-13 | 0.059682 | 0.00026019 | 0.0046748 | 0.84925 | 0.00028755 | 0.11843 | 0.57803 | 0.013069 | 0.223 | 0.00082299 | 0.062096 | 0.0088577 | 0.011925 | 0.00063061 | 0.14915 | 0.00071074 | 0.7926 | 0.040402 | 0.07389 | 0.003052 | 0.0016531 | 1.2689 | 0.50447 | 0.57487 | 1.0031 | 0.29806 | 0.28394 | 1.0521 | 0.22559 | 0.30863
4428212 | VCUG | 9 | 10m_138032_419x226x576.dat | 0.0990;0.0990;0.2425 | 419;226;576 | (0.1693;75.3658;4.6757) | 60 | 2.5 | 38 | 88.5212 | 60 | iodine | [138] | [100] | 1 | 5 | 65 | normal | none | 7.453 | 6.6648 | 49.6726 | 32.9874 | 29.4987 | 973.0858 | 2.9034e-13 | 0.010508 | 5.4995e-05 | 0.00079756 | 0.33473 | 4.0608e-05 | 0.017609 | 0.17088 | 0.0016294 | 0.070387 | 0 | 0.0086541 | 0.0011881 | 0.0017117 | 0.00013237 | 0.042702 | 0.00012524 | 0.24624 | 0.012543 | 0.020612 | 0.00023674 | 0.0002353 | 0.45475 | 0.19135 | 0.2038 | 0.60689 | 0.1513 | 0.23648 | 0.37663 | 0.098448 | 0.11434
4428212 | VCUG | 9 | 10m_138032_419x226x576.dat | 0.0990;0.0990;0.2425 | 419;226;576 | (0.1693;75.3658;4.6757) | 60 | 5.7448 | 47 | 88.5212 | 60 | iodine | [138] | [100] | 1 | 5 | 65 | normal | none | 7.453 | 6.6648 | 49.6726 | 32.9874 | 29.4987 | 973.0858 | 1.8851e-13 | 0.028819 | 0.00014081 | 0.0018192 | 0.61115 | 0.0002193 | 0.048594 | 0.38784 | 0.0054543 | 0.1554 | 0 | 0.025109 | 0.0035938 | 0.0055026 | 0.00027516 | 0.10683 | 0.00029444 | 0.52699 | 0.032064 | 0.054065 | 0.0010793 | 0.00056643 | 0.95044 | 0.37548 | 0.43085 | 0.899 | 0.25315 | 0.27898 | 0.77475 | 0.17533 | 0.22397
4428212 | VCUG | 9 | 10m_138032_419x226x576.dat | 0.0990;0.0990;0.2425 | 419;226;576 | (0.1693;75.3658;4.6757) | 60 | 6.3535 | 49 | 88.5212 | 60 | iodine | [138] | [100] | 1 | 5 | 65 | normal | none | 7.453 | 6.6648 | 49.6726 | 32.9874 | 29.4987 | 973.0858 | 1.7999e-13 | 0.03413 | 0.00016034 | 0.0019285 | 0.65191 | 0.00021809 | 0.055336 | 0.43182 | 0.0064791 | 0.17036 | 0 | 0.028775 | 0.0042138 | 0.0062408 | 0.00019411 | 0.11871 | 0.00025897 | 0.57352 | 0.036415 | 0.061235 | 0.0012475 | 0.00061402 | 1.0275 | 0.40456 | 0.46923 | 0.93648 | 0.26727 | 0.28374 | 0.83847 | 0.18734 | 0.24195
4428212 | VCUG | 9 | 10m_138032_419x226x576.dat | 0.0990;0.0990;0.2425 | 419;226;576 | (0.1693;75.3658;4.6757) | 80 | 2.9 | 44 | 88.5212 | 60 | iodine | [138] | [100] | 1 | 5 | 65 | normal | none | 7.453 | 6.6648 | 49.6726 | 32.9874 | 29.4987 | 973.0858 | 2.5994e-13 | 0.019145 | 8.288e-05 | 0.0013861 | 0.4039 | 9.4348e-05 | 0.027587 | 0.236 | 0.0033066 | 0.094598 | 3.2753e-05 | 0.014893 | 0.0022027 | 0.0034989 | 0.00034997 | 0.063206 | 0.00024252 | 0.32282 | 0.019359 | 0.032044 | 0.00068804 | 0.00053977 | 0.58886 | 0.24169 | 0.26712 | 0.66845 | 0.17551 | 0.24486 | 0.48053 | 0.11824 | 0.14425
4428212 | VCUG | 9 | 10m_138032_419x226x576.dat | 0.0990;0.0990;0.2425 | 419;226;576 | (0.1693;75.3658;4.6757) | 80 | 7.702 | 57 | 88.5212 | 60 | iodine | [138] | [100] | 1 | 5 | 65 | normal | none | 7.453 | 6.6648 | 49.6726 | 32.9874 | 29.4987 | 973.0858 | 1.7373e-13 | 0.048698 | 0.00020104 | 0.0031023 | 0.71436 | 0.00022548 | 0.074809 | 0.5054 | 0.0097983 | 0.19835 | 0.00034733 | 0.03936 | 0.0064345 | 0.0088963 | 0.0003165 | 0.14854 | 0.00053902 | 0.65324 | 0.045972 | 0.078821 | 0.0020511 | 0.00097954 | 1.1679 | 0.46147 | 0.53908 | 0.9799 | 0.28752 | 0.28714 | 0.9271 | 0.20665 | 0.27389
4428212 | VCUG | 9 | 10m_138032_419x226x576.dat | 0.0990;0.0990;0.2425 | 419;226;576 | (0.1693;75.3658;4.6757) | 80 | 8.502 | 60 | 88.5212 | 60 | iodine | [138] | [100] | 1 | 5 | 65 | normal | none | 7.453 | 6.6648 | 49.6726 | 32.9874 | 29.4987 | 973.0858 | 1.6943e-13 | 0.054215 | 0.00023462 | 0.0038902 | 0.7469 | 0.00018698 | 0.081808 | 0.54148 | 0.011188 | 0.21109 | 0.00027356 | 0.043608 | 0.0071769 | 0.010535 | 0.00065595 | 0.16036 | 0.00058254 | 0.69402 | 0.050327 | 0.084688 | 0.0022967 | 0.0012636 | 1.2333 | 0.48783 | 0.57225 | 1.0046 | 0.2982 | 0.2901 | 0.98765 | 0.21715 | 0.28921
4428212 | VCUG | 9 | 10m_138032_419x226x576.dat | 0.0990;0.0990;0.2425 | 419;226;576 | (0.1693;75.3658;4.6757) | 110 | 3.9 | 52 | 88.5212 | 60 | iodine | [138] | [100] | 1 | 5 | 65 | normal | none | 7.453 | 6.6648 | 49.6726 | 32.9874 | 29.4987 | 973.0858 | 2.3237e-13 | 0.028009 | 0.0001331 | 0.0020495 | 0.498 | 0.00017626 | 0.045927 | 0.33359 | 0.0061493 | 0.12659 | 0 | 0.023913 | 0.0039924 | 0.0055623 | 0.00018012 | 0.091011 | 0.00034744 | 0.4271 | 0.02831 | 0.047463 | 0.0013639 | 0.00048432 | 0.77123 | 0.31346 | 0.35049 | 0.75902 | 0.20899 | 0.25593 | 0.62965 | 0.14637 | 0.18616
4428212 | VCUG | 9 | 10m_138032_419x226x576.dat | 0.0990;0.0990;0.2425 | 419;226;576 | (0.1693;75.3658;4.6757) | 110 | 7.85 | 62 | 88.5212 | 60 | iodine | [138] | [100] | 1 | 5 | 65 | normal | none | 7.453 | 6.6648 | 49.6726 | 32.9874 | 29.4987 | 973.0858 | 1.8558e-13 | 0.050019 | 0.00022848 | 0.0038586 | 0.69723 | 0.00031774 | 0.076976 | 0.50153 | 0.010678 | 0.19235 | 0.00029339 | 0.041123 | 0.0070197 | 0.0095966 | 0.00048479 | 0.14535 | 0.00047637 | 0.64108 | 0.045722 | 0.077935 | 0.0026017 | 0.00087915 | 1.1476 | 0.45848 | 0.52317 | 0.95425 | 0.28001 | 0.28129 | 0.93131 | 0.20417 | 0.26998
4428212 | VCUG | 9 | 10m_138032_419x226x576.dat | 0.0990;0.0990;0.2425 | 419;226;576 | (0.1693;75.3658;4.6757) | 110 | 9.9905 | 69 | 88.5212 | 60 | iodine | [138] | [100] | 1 | 5 | 65 | normal | none | 7.453 | 6.6648 | 49.6726 | 32.9874 | 29.4987 | 973.0858 | 1.7943e-13 | 0.059694 | 0.00027994 | 0.0051029 | 0.76218 | 0.00047226 | 0.086606 | 0.59376 | 0.013687 | 0.21715 | 0.00016773 | 0.050116 | 0.0087309 | 0.011173 | 0.00073883 | 0.17013 | 0.00069965 | 0.72178 | 0.054199 | 0.091143 | 0.0033211 | 0.0013595 | 1.2776 | 0.51321 | 0.58534 | 1.0024 | 0.30125 | 0.28639 | 1.055 | 0.22478 | 0.30246
4428212 | VCUG | 10 | 10m_138032_419x226x576.dat | 0.0990;0.0990;0.2425 | 419;226;576 | (0.1693;75.3658;4.6757) | 60 | 2.5 | 38 | 88.5212 | 60 | iodine | [138] | [70] | 0 | 5 | 65 | normal | none | 7.453 | 6.6648 | 49.6726 | 32.9874 | 29.4987 | 973.0858 | 2.9034e-13 | 0.010508 | 5.4902e-05 | 0.00079756 | 0.33503 | 4.0608e-05 | 0.01766 | 0.1714 | 0.001631 | 0.070387 | 0 | 0.0086569 | 0.0011871 | 0.0017117 | 0.00013237 | 0.042723 | 0.00012524 | 0.2465 | 0.012546 | 0.020612 | 0.00023674 | 0.0002353 | 0.46777 | 0.1915 | 0.20394 | 0.60699 | 0.15141 | 0.23653 | 0.38225 | 0.098901 | 0.11502
4428212 | VCUG | 10 | 10m_138032_419x226x576.dat | 0.0990;0.0990;0.2425 | 419;226;576 | (0.1693;75.3658;4.6757) | 60 | 5.7448 | 47 | 88.5212 | 60 | iodine | [138] | [70] | 0 | 5 | 65 | normal | none | 7.453 | 6.6648 | 49.6726 | 32.9874 | 29.4987 | 973.0858 | 1.8851e-13 | 0.028859 | 0.00014106 | 0.0018192 | 0.61195 | 0.0002193 | 0.048555 | 0.39047 | 0.0054474 | 0.15543 | 0 | 0.025115 | 0.0035963 | 0.0055026 | 0.00027516 | 0.10685 | 0.00029444 | 0.52763 | 0.032075 | 0.054087 | 0.0010793 | 0.00056643 | 0.97919 | 0.37593 | 0.43128 | 0.8994 | 0.25344 | 0.27909 | 0.79597 | 0.17702 | 0.22569
4428212 | VCUG | 10 | 10m_138032_419x226x576.dat | 0.0990;0.0990;0.2425 | 419;226;576 | (0.1693;75.3658;4.6757) | 60 | 6.3535 | 49 | 88.5212 | 60 | iodine | [138] | [70] | 0 | 5 | 65 | normal | none | 7.453 | 6.6648 | 49.6726 | 32.9874 | 29.4987 | 973.0858 | 1.7999e-13 | 0.034127 | 0.00016036 | 0.0019285 | 0.6528 | 0.00021809 | 0.055271 | 0.43577 | 0.0064802 | 0.17041 | 0 | 0.028783 | 0.0042136 | 0.0062419 | 0.00019411 | 0.11878 | 0.00025897 | 0.57424 | 0.036412 | 0.061269 | 0.0012475 | 0.00061402 | 1.0618 | 0.40508 | 0.46974 | 0.9369 | 0.26762 | 0.28388 | 0.8612 | 0.18915 | 0.24403
4428212 | VCUG | 10 | 10m_138032_419x226x576.dat | 0.0990;0.0990;0.2425 | 419;226;576 | (0.1693;75.3658;4.6757) | 80 | 2.9 | 44 | 88.5212 | 60 | iodine | [138] | [70] | 0 | 5 | 65 | normal | none | 7.453 | 6.6648 | 49.6726 | 32.9874 | 29.4987 | 973.0858 | 2.5994e-13 | 0.019149 | 8.2869e-05 | 0.0013861 | 0.40436 | 9.4348e-05 | 0.027588 | 0.23854 | 0.0033094 | 0.094621 | 3.2753e-05 | 0.0149 | 0.0022054 | 0.0034989 | 0.00034997 | 0.063237 | 0.00024252 | 0.32326 | 0.019374 | 0.032046 | 0.00069058 | 0.00053977 | 0.60648 | 0.24199 | 0.26742 | 0.66867 | 0.1757 | 0.24493 | 0.48784 | 0.11883 | 0.14533
4428212 | VCUG | 10 | 10m_138032_419x226x576.dat | 0.0990;0.0990;0.2425 | 419;226;576 | (0.1693;75.3658;4.6757) | 80 | 7.702 | 57 | 88.5212 | 60 | iodine | [138] | [70] | 0 | 5 | 65 | normal | none | 7.453 | 6.6648 | 49.6726 | 32.9874 | 29.4987 | 973.0858 | 1.7373e-13 | 0.04872 | 0.00020177 | 0.0031054 | 0.7158 | 0.00022548 | 0.074717 | 0.51194 | 0.0097965 | 0.19843 | 0.00034733 | 0.039401 | 0.0064403 | 0.0088946 | 0.0003165 | 0.14861 | 0.00052828 | 0.65456 | 0.045997 | 0.078879 | 0.0020543 | 0.00097954 | 1.2159 | 0.4623 | 0.53994 | 0.98088 | 0.28809 | 0.28737 | 0.96003 | 0.20931 | 0.27694
4428212 | VCUG | 10 | 10m_138032_419x226x576.dat | 0.0990;0.0990;0.2425 | 419;226;576 | (0.1693;75.3658;4.6757) | 80 | 8.502 | 60 | 88.5212 | 60 | iodine | [138] | [70] | 0 | 5 | 65 | normal | none | 7.453 | 6.6648 | 49.6726 | 32.9874 | 29.4987 | 973.0858 | 1.6943e-13 | 0.054206 | 0.00023468 | 0.0038902 | 0.74873 | 0.00018698 | 0.081637 | 0.54732 | 0.011205 | 0.21119 | 0.00027356 | 0.043648 | 0.0071857 | 0.010578 | 0.00065477 | 0.16044 | 0.00058254 | 0.6955 | 0.050338 | 0.084777 | 0.0023113 | 0.0012636 | 1.2811 | 0.4888 | 0.57328 | 1.0054 | 0.29885 | 0.29037 | 1.0196 | 0.21973 | 0.29227
4428212 | VCUG | 10 | 10m_138032_419x226x576.dat | 0.0990;0.0990;0.2425 | 419;226;576 | (0.1693;75.3658;4.6757) | 110 | 3.9 | 52 | 88.5212 | 60 | iodine | [138] | [70] | 0 | 5 | 65 | normal | none | 7.453 | 6.6648 | 49.6726 | 32.9874 | 29.4987 | 973.0858 | 2.3237e-13 | 0.027992 | 0.00013295 | 0.0020476 | 0.49904 | 0.00017626 | 0.045983 | 0.33647 | 0.00616 | 0.12662 | 0 | 0.023938 | 0.0039965 | 0.0055515 | 0.00018012 | 0.091118 | 0.00034744 | 0.42789 | 0.028318 | 0.047541 | 0.0013641 | 0.000481 | 0.79753 | 0.31399 | 0.35104 | 0.75963 | 0.20936 | 0.25611 | 0.64441 | 0.14759 | 0.1878
4428212 | VCUG | 10 | 10m_138032_419x226x576.dat | 0.0990;0.0990;0.2425 | 419;226;576 | (0.1693;75.3658;4.6757) | 110 | 7.85 | 62 | 88.5212 | 60 | iodine | [138] | [70] | 0 | 5 | 65 | normal | none | 7.453 | 6.6648 | 49.6726 | 32.9874 | 29.4987 | 973.0858 | 1.8558e-13 | 0.050137 | 0.00022886 | 0.0038578 | 0.69906 | 0.00031774 | 0.076949 | 0.501 | 0.010697 | 0.19246 | 0.00029339 | 0.041172 | 0.0070224 | 0.0096203 | 0.00048226 | 0.1455 | 0.00047808 | 0.64248 | 0.045725 | 0.077935 | 0.0026018 | 0.00087915 | 1.1874 | 0.45946 | 0.5242 | 0.95501 | 0.28065 | 0.28155 | 0.96057 | 0.20656 | 0.27217
4428212 | VCUG | 10 | 10m_138032_419x226x576.dat | 0.0990;0.0990;0.2425 | 419;226;576 | (0.1693;75.3658;4.6757) | 110 | 9.9905 | 69 | 88.5212 | 60 | iodine | [138] | [70] | 0 | 5 | 65 | normal | none | 7.453 | 6.6648 | 49.6726 | 32.9874 | 29.4987 | 973.0858 | 1.7943e-13 | 0.05985 | 0.00028006 | 0.0051199 | 0.76452 | 0.00047127 | 0.086724 | 0.60095 | 0.013712 | 0.21722 | 0.00016773 | 0.050208 | 0.008742 | 0.011155 | 0.00073883 | 0.17024 | 0.00069859 | 0.72334 | 0.054273 | 0.09116 | 0.0033237 | 0.0013595 | 1.3314 | 0.51444 | 0.58663 | 1.0034 | 0.30206 | 0.28667 | 1.0857 | 0.22731 | 0.30594
4428212 | VCUG | 11 | 10m_138032_419x226x576.dat | 0.0990;0.0990;0.2425 | 419;226;576 | (0.1693;75.3658;4.6757) | 60 | 2.5 | 38 | 88.5212 | 60 | iodine | [138] | [50] | 1 | 5 | 65 | normal | none | 7.453 | 6.6648 | 49.6726 | 32.9874 | 29.4987 | 973.0858 | 2.9034e-13 | 0.010508 | 5.4902e-05 | 0.00080031 | 0.33535 | 4.0608e-05 | 0.017609 | 0.1717 | 0.0016307 | 0.070422 | 0 | 0.0086589 | 0.001187 | 0.0017117 | 0.00013237 | 0.042733 | 0.00012527 | 0.24675 | 0.012553 | 0.020613 | 0.00023674 | 0.0002353 | 0.48137 | 0.19167 | 0.20411 | 0.60705 | 0.15154 | 0.23657 | 0.3963 | 0.099996 | 0.11578
4428212 | VCUG | 11 | 10m_138032_419x226x576.dat | 0.0990;0.0990;0.2425 | 419;226;576 | (0.1693;75.3658;4.6757) | 60 | 5.7448 | 47 | 88.5212 | 60 | iodine | [138] | [50] | 1 | 5 | 65 | normal | none | 7.453 | 6.6648 | 49.6726 | 32.9874 | 29.4987 | 973.0858 | 1.8851e-13 | 0.028904 | 0.00014114 | 0.0018207 | 0.61317 | 0.0002193 | 0.048619 | 0.39275 | 0.0054495 | 0.15551 | 0 | 0.025128 | 0.0035968 | 0.0055026 | 0.00027516 | 0.10687 | 0.00029444 | 0.5284 | 0.03208 | 0.054097 | 0.0010879 | 0.00056643 | 1.0088 | 0.37643 | 0.4318 | 0.89985 | 0.2538 | 0.27921 | 0.80881 | 0.17809 | 0.2274
4428212 | VCUG | 11 | 10m_138032_419x226x576.dat | 0.0990;0.0990;0.2425 | 419;226;576 | (0.1693;75.3658;4.6757) | 60 | 6.3535 | 49 | 88.5212 | 60 | iodine | [138] | [50] | 1 | 5 | 65 | normal | none | 7.453 | 6.6648 | 49.6726 | 32.9874 | 29.4987 | 973.0858 | 1.7999e-13 | 0.034191 | 0.00016092 | 0.0019285 | 0.65419 | 0.00021809 | 0.055448 | 0.44014 | 0.0064752 | 0.17044 | 0 | 0.028803 | 0.0042194 | 0.0062652 | 0.00019411 | 0.11875 | 0.00025897 | 0.57519 | 0.036421 | 0.061252 | 0.0012559 | 0.00061402 | 1.0975 | 0.40566 | 0.47034 | 0.93721 | 0.26803 | 0.28402 | 0.8777 | 0.19049 | 0.24622
4428212 | VCUG | 11 | 10m_138032_419x226x576.dat | 0.0990;0.0990;0.2425 | 419;226;576 | (0.1693;75.3658;4.6757) | 80 | 2.9 | 44 | 88.5212 | 60 | iodine | [138] | [50] | 1 | 5 | 65 | normal | none | 7.453 | 6.6648 | 49.6726 | 32.9874 | 29.4987 | 973.0858 | 2.5994e-13 | 0.019152 | 8.2892e-05 | 0.0013917 | 0.40509 | 9.4348e-05 | 0.0277 | 0.23821 | 0.0033126 | 0.094656 | 3.2753e-05 | 0.01491 | 0.0022071 | 0.0035022 | 0.00034997 | 0.063256 | 0.00024252 | 0.32378 | 0.019375 | 0.032051 | 0.00068889 | 0.00053977 | 0.62822 | 0.24231 | 0.26774 | 0.66892 | 0.17593 | 0.24501 | 0.50023 | 0.11984 | 0.14642
4428212 | VCUG | 11 | 10m_138032_419x226x576.dat | 0.0990;0.0990;0.2425 | 419;226;576 | (0.1693;75.3658;4.6757) | 80 | 7.702 | 57 | 88.5212 | 60 | iodine | [138] | [50] | 1 | 5 | 65 | normal | none | 7.453 | 6.6648 | 49.6726 | 32.9874 | 29.4987 | 973.0858 | 1.7373e-13 | 0.048716 | 0.00020121 | 0.0031162 | 0.71736 | 0.00022548 | 0.074965 | 0.51238 | 0.0098207 | 0.19852 | 0.00034733 | 0.039432 | 0.006442 | 0.0088767 | 0.00031673 | 0.14873 | 0.00052828 | 0.65606 | 0.045988 | 0.078925 | 0.0020516 | 0.00097954 | 1.254 | 0.46322 | 0.54092 | 0.98153 | 0.28869 | 0.28761 | 0.98409 | 0.21129 | 0.27906
4428212 | VCUG | 11 | 10m_138032_419x226x576.dat | 0.0990;0.0990;0.2425 | 419;226;576 | (0.1693;75.3658;4.6757) | 80 | 8.502 | 60 | 88.5212 | 60 | iodine | [138] | [50] | 1 | 5 | 65 | normal | none | 7.453 | 6.6648 | 49.6726 | 32.9874 | 29.4987 | 973.0858 | 1.6943e-13 | 0.054236 | 0.00023463 | 0.0038955 | 0.75062 | 0.00019041 | 0.081867 | 0.54806 | 0.011209 | 0.21134 | 0.00027356 | 0.043693 | 0.0071887 | 0.010559 | 0.00065477 | 0.16052 | 0.00058262 | 0.69703 | 0.050343 | 0.084848 | 0.0023058 | 0.0012636 | 1.3262 | 0.48985 | 0.57439 | 1.0061 | 0.29954 | 0.29065 | 1.0372 | 0.22122 | 0.29469
4428212 | VCUG | 11 | 10m_138032_419x226x576.dat | 0.0990;0.0990;0.2425 | 419;226;576 | (0.1693;75.3658;4.6757) | 110 | 3.9 | 52 | 88.5212 | 60 | iodine | [138] | [50] | 1 | 5 | 65 | normal | none | 7.453 | 6.6648 | 49.6726 | 32.9874 | 29.4987 | 973.0858 | 2.3237e-13 | 0.02808 | 0.00013325 | 0.0020476 | 0.50007 | 0.00017626 | 0.045996 | 0.33823 | 0.0061588 | 0.1267 | 0 | 0.023962 | 0.0040009 | 0.0055584 | 0.00018012 | 0.091196 | 0.00034744 | 0.42871 | 0.028323 | 0.047545 | 0.0013649 | 0.000481 | 0.82318 | 0.31456 | 0.35164 | 0.75991 | 0.20973 | 0.25624 | 0.65964 | 0.14884 | 0.18932
4428212 | VCUG | 11 | 10m_138032_419x226x576.dat | 0.0990;0.0990;0.2425 | 419;226;576 | (0.1693;75.3658;4.6757) | 110 | 7.85 | 62 | 88.5212 | 60 | iodine | [138] | [50] | 1 | 5 | 65 | normal | none | 7.453 | 6.6648 | 49.6726 | 32.9874 | 29.4987 | 973.0858 | 1.8558e-13 | 0.050115 | 0.00022871 | 0.0038853 | 0.70068 | 0.00031774 | 0.076922 | 0.50647 | 0.01071 | 0.19253 | 0.00029339 | 0.041212 | 0.0070278 | 0.0096564 | 0.00048226 | 0.14571 | 0.00047637 | 0.64394 | 0.045753 | 0.077984 | 0.0026105 | 0.00088497 | 1.2273 | 0.46042 | 0.52523 | 0.95577 | 0.28129 | 0.28179 | 0.9783 | 0.20806 | 0.27472
4428212 | VCUG | 11 | 10m_138032_419x226x576.dat | 0.0990;0.0990;0.2425 | 419;226;576 | (0.1693;75.3658;4.6757) | 110 | 9.9905 | 69 | 88.5212 | 60 | iodine | [138] | [50] | 1 | 5 | 65 | normal | none | 7.453 | 6.6648 | 49.6726 | 32.9874 | 29.4987 | 973.0858 | 1.7943e-13 | 0.059822 | 0.0002812 | 0.0050944 | 0.76647 | 0.00047578 | 0.086389 | 0.60006 | 0.013742 | 0.21739 | 0.00016773 | 0.05026 | 0.0087431 | 0.011173 | 0.00073883 | 0.17033 | 0.00069692 | 0.72523 | 0.054338 | 0.091277 | 0.003325 | 0.00136 | 1.3762 | 0.51568 | 0.58797 | 1.0043 | 0.30285 | 0.287 | 1.1078 | 0.22914 | 0.30829
4428212 | VCUG | 12 | 10m_138032_419x226x576.dat | 0.0990;0.0990;0.2425 | 419;226;576 | (0.1693;75.3658;4.6757) | 60 | 2.5 | 38 | 88.5212 | 60 | iodine | [138] | [30] | 0 | 5 | 65 | normal | none | 7.453 | 6.6648 | 49.6726 | 32.9874 | 29.4987 | 973.0858 | 2.9034e-13 | 0.010508 | 5.5053e-05 | 0.00081757 | 0.33588 | 4.0608e-05 | 0.017613 | 0.1739 | 0.0016321 | 0.070432 | 0 | 0.0086662 | 0.001189 | 0.0017117 | 0.00013237 | 0.04274 | 0.00012524 | 0.24724 | 0.012552 | 0.020624 | 0.00023674 | 0.0002353 | 0.504 | 0.19197 | 0.2044 | 0.60744 | 0.15175 | 0.23665 | 0.40467 | 0.10069 | 0.11705
4428212 | VCUG | 12 | 10m_138032_419x226x576.dat | 0.0990;0.0990;0.2425 | 419;226;576 | (0.1693;75.3658;4.6757) | 60 | 5.7448 | 47 | 88.5212 | 60 | iodine | [138] | [30] | 0 | 5 | 65 | normal | none | 7.453 | 6.6648 | 49.6726 | 32.9874 | 29.4987 | 973.0858 | 1.8851e-13 | 0.028922 | 0.00014081 | 0.0018192 | 0.61434 | 0.0002193 | 0.048717 | 0.39805 | 0.00545 | 0.15556 | 0 | 0.025153 | 0.0036008 | 0.0055026 | 0.00027516 | 0.10698 | 0.00030123 | 0.52973 | 0.032095 | 0.054166 | 0.0010793 | 0.00056643 | 1.0618 | 0.37729 | 0.43269 | 0.90045 | 0.25441 | 0.27942 | 0.83597 | 0.18029 | 0.23047
4428212 | VCUG | 12 | 10m_138032_419x226x576.dat | 0.0990;0.0990;0.2425 | 419;226;576 | (0.1693;75.3658;4.6757) | 60 | 6.3535 | 49 | 88.5212 | 60 | iodine | [138] | [30] | 0 | 5 | 65 | normal | none | 7.453 | 6.6648 | 49.6726 | 32.9874 | 29.4987 | 973.0858 | 1.7999e-13 | 0.034164 | 0.00016062 | 0.0019285 | 0.65541 | 0.00021809 | 0.055375 | 0.44693 | 0.0064897 | 0.17055 | 0 | 0.028834 | 0.0042209 | 0.0062441 | 0.00019411 | 0.11888 | 0.00025941 | 0.57674 | 0.036429 | 0.061319 | 0.0012475 | 0.00061402 | 1.1462 | 0.40667 | 0.47139 | 0.93794 | 0.26875 | 0.2843 | 0.90531 | 0.19274 | 0.24927
4428212 | VCUG | 12 | 10m_138032_419x226x576.dat | 0.0990;0.0990;0.2425 | 419;226;576 | (0.1693;75.3658;4.6757) | 80 | 2.9 | 44 | 88.5212 | 60 | iodine | [138] | [30] | 0 | 5 | 65 | normal | none | 7.453 | 6.6648 | 49.6726 | 32.9874 | 29.4987 | 973.0858 | 2.5994e-13 | 0.019134 | 8.323e-05 | 0.0013872 | 0.4059 | 9.4348e-05 | 0.027746 | 0.24289 | 0.0033185 | 0.094706 | 3.2753e-05 | 0.014925 | 0.0022105 | 0.0034997 | 0.00034997 | 0.06331 | 0.00024701 | 0.32463 | 0.019403 | 0.032098 | 0.00068969 | 0.00053977 | 0.65584 | 0.24282 | 0.26829 | 0.66939 | 0.1763 | 0.24517 | 0.51465 | 0.12102 | 0.14821
4428212 | VCUG | 12 | 10m_138032_419x226x576.dat | 0.0990;0.0990;0.2425 | 419;226;576 | (0.1693;75.3658;4.6757) | 80 | 7.702 | 57 | 88.5212 | 60 | iodine | [138] | [30] | 0 | 5 | 65 | normal | none | 7.453 | 6.6648 | 49.6726 | 32.9874 | 29.4987 | 973.0858 | 1.7373e-13 | 0.048737 | 0.00020104 | 0.0031071 | 0.71983 | 0.00022548 | 0.074781 | 0.5239 | 0.0098184 | 0.19867 | 0.00034733 | 0.039502 | 0.0064449 | 0.0088773 | 0.0003165 | 0.14888 | 0.00052965 | 0.65813 | 0.04606 | 0.07904 | 0.002051 | 0.00097954 | 1.3079 | 0.46468 | 0.5425 | 0.98261 | 0.28968 | 0.28801 | 0.99905 | 0.21261 | 0.2828
4428212 | VCUG | 12 | 10m_138032_419x226x576.dat | 0.0990;0.0990;0.2425 | 419;226;576 | (0.1693;75.3658;4.6757) | 80 | 8.502 | 60 | 88.5212 | 60 | iodine | [138] | [30] | 0 | 5 | 65 | normal | none | 7.453 | 6.6648 | 49.6726 | 32.9874 | 29.4987 | 973.0858 | 1.6943e-13 | 0.054256 | 0.00023469 | 0.003886 | 0.75322 | 0.00018698 | 0.081979 | 0.56477 | 0.01122 | 0.21149 | 0.00027356 | 0.043761 | 0.0071958 | 0.010536 | 0.00065477 | 0.16075 | 0.00058281 | 0.69951 | 0.050366 | 0.084936 | 0.0022987 | 0.0012636 | 1.3779 | 0.49147 | 0.57615 | 1.0073 | 0.30063 | 0.29109 | 1.0663 | 0.22368 | 0.29893
4428212 | VCUG | 12 | 10m_138032_419x226x576.dat | 0.0990;0.0990;0.2425 | 419;226;576 | (0.1693;75.3658;4.6757) | 110 | 3.9 | 52 | 88.5212 | 60 | iodine | [138] | [30] | 0 | 5 | 65 | normal | none | 7.453 | 6.6648 | 49.6726 | 32.9874 | 29.4987 | 973.0858 | 2.3237e-13 | 0.028061 | 0.00013376 | 0.0020631 | 0.50123 | 0.00017626 | 0.045875 | 0.34271 | 0.0061816 | 0.12682 | 0 | 0.02399 | 0.0040019 | 0.0055631 | 0.0001936 | 0.091364 | 0.00034826 | 0.43005 | 0.028352 | 0.047618 | 0.0013539 | 0.000481 | 0.85735 | 0.31542 | 0.35255 | 0.76092 | 0.21028 | 0.25645 | 0.67815 | 0.15039 | 0.19149
4428212 | VCUG | 12 | 10m_138032_419x226x576.dat | 0.0990;0.0990;0.2425 | 419;226;576 | (0.1693;75.3658;4.6757) | 110 | 7.85 | 62 | 88.5212 | 60 | iodine | [138] | [30] | 0 | 5 | 65 | normal | none | 7.453 | 6.6648 | 49.6726 | 32.9874 | 29.4987 | 973.0858 | 1.8558e-13 | 0.050149 | 0.00022951 | 0.0038779 | 0.70311 | 0.00035236 | 0.077256 | 0.52018 | 0.010717 | 0.19274 | 0.00029339 | 0.041288 | 0.0070381 | 0.0096176 | 0.00048226 | 0.14581 | 0.00047844 | 0.64631 | 0.045803 | 0.078156 | 0.0026022 | 0.00087915 | 1.2785 | 0.46194 | 0.52687 | 0.95688 | 0.28226 | 0.28216 | 1.0053 | 0.21035 | 0.27866
4428212 | VCUG | 12 | 10m_138032_419x226x576.dat | 0.0990;0.0990;0.2425 | 419;226;576 | (0.1693;75.3658;4.6757) | 110 | 9.9905 | 69 | 88.5212 | 60 | iodine | [138] | [30] | 0 | 5 | 65 | normal | none | 7.453 | 6.6648 | 49.6726 | 32.9874 | 29.4987 | 973.0858 | 1.7943e-13 | 0.060017 | 0.00028148 | 0.0051097 | 0.76915 | 0.00047127 | 0.087298 | 0.61739 | 0.013753 | 0.21768 | 0.00016773 | 0.05036 | 0.0087693 | 0.011193 | 0.00074022 | 0.17063 | 0.00070556 | 0.7278 | 0.05432 | 0.091422 | 0.0033396 | 0.0013681 | 1.4322 | 0.5175 | 0.58995 | 1.0058 | 0.30399 | 0.28744 | 1.1526 | 0.23292 | 0.31296
4428212 | VCUG | 13 | 10m_138032_419x226x576.dat | 0.0990;0.0990;0.2425 | 419;226;576 | (0.3854;71.2860;13.8158) | 60 | 2.5 | 38 | 86.78 | 60 | iodine | [138] | [10] | 1 | 5 | 65 | normal | none | 8.3867 | 11.9851 | 100.5151 | 36.3897 | 52.0035 | 1892.3907 | 2.8342e-13 | 0.75548 | 0.0002014 | 0.014819 | 0.23458 | 0.00034209 | 0.24484 | 0.24234 | 0.080385 | 0.91595 | 0.00069684 | 0.29738 | 0.10509 | 0.083709 | 0.0013537 | 0.33953 | 0.0013741 | 0.22204 | 0.69532 | 0.2398 | 0.012731 | 0.0041856 | 0.35544 | 0.2075 | 0.2168 | 0.50193 | 0.14081 | 0.22353 | 0.33815 | 0.26273 | 0.18118
4428212 | VCUG | 13 | 10m_138032_419x226x576.dat | 0.0990;0.0990;0.2425 | 419;226;576 | (0.3854;71.2860;13.8158) | 60 | 5.7448 | 47 | 86.78 | 60 | iodine | [138] | [10] | 1 | 5 | 65 | normal | none | 8.3867 | 11.9851 | 100.5151 | 36.3897 | 52.0035 | 1892.3907 | 1.8401e-13 | 1.2889 | 0.00060746 | 0.039419 | 0.47865 | 0.0011819 | 0.53027 | 0.43819 | 0.19256 | 1.4763 | 6.7104e-05 | 0.57692 | 0.20373 | 0.19537 | 0.0028056 | 0.71642 | 0.004011 | 0.49626 | 1.1464 | 0.50824 | 0.03562 | 0.011632 | 0.72788 | 0.39764 | 0.44716 | 0.77126 | 0.22931 | 0.26553 | 0.65593 | 0.46901 | 0.3543
4428212 | VCUG | 13 | 10m_138032_419x226x576.dat | 0.0990;0.0990;0.2425 | 419;226;576 | (0.3854;71.2860;13.8158) | 60 | 6.3535 | 49 | 86.78 | 60 | iodine | [138] | [10] | 1 | 5 | 65 | normal | none | 8.3867 | 11.9851 | 100.5151 | 36.3897 | 52.0035 | 1892.3907 | 1.7569e-13 | 1.357 | 0.00074455 | 0.043261 | 0.51757 | 0.0012168 | 0.57465 | 0.46698 | 0.21508 | 1.5438 | 0.00019613 | 0.62035 | 0.21938 | 0.21635 | 0.002339 | 0.77881 | 0.0043352 | 0.5438 | 1.1981 | 0.55168 | 0.040156 | 0.014066 | 0.78354 | 0.42743 | 0.48559 | 0.80587 | 0.24176 | 0.27051 | 0.69782 | 0.49816 | 0.38124
4428212 | VCUG | 13 | 10m_138032_419x226x576.dat | 0.0990;0.0990;0.2425 | 419;226;576 | (0.3854;71.2860;13.8158) | 80 | 2.9 | 44 | 86.78 | 60 | iodine | [138] | [10] | 1 | 5 | 65 | normal | none | 8.3867 | 11.9851 | 100.5151 | 36.3897 | 52.0035 | 1892.3907 | 2.5375e-13 | 0.87397 | 0.00040422 | 0.023871 | 0.29843 | 0.00081304 | 0.3202 | 0.29016 | 0.11505 | 1.0315 | 0.0012497 | 0.36928 | 0.13067 | 0.11519 | 0.0015404 | 0.43996 | 0.0025263 | 0.29876 | 0.78762 | 0.31138 | 0.020588 | 0.0071834 | 0.45596 | 0.25874 | 0.27996 | 0.55904 | 0.16193 | 0.23235 | 0.42755 | 0.31293 | 0.22659
4428212 | VCUG | 13 | 10m_138032_419x226x576.dat | 0.0990;0.0990;0.2425 | 419;226;576 | (0.3854;71.2860;13.8158) | 80 | 7.702 | 57 | 86.78 | 60 | iodine | [138] | [10] | 1 | 5 | 65 | normal | none | 8.3867 | 11.9851 | 100.5151 | 36.3897 | 52.0035 | 1892.3907 | 1.6958e-13 | 1.4277 | 0.0011917 | 0.059465 | 0.58411 | 0.0023005 | 0.65568 | 0.50156 | 0.2593 | 1.6053 | 0.0017897 | 0.69 | 0.24489 | 0.25867 | 0.0028982 | 0.87983 | 0.0064754 | 0.62856 | 1.2423 | 0.62632 | 0.053606 | 0.019408 | 0.87806 | 0.48416 | 0.55331 | 0.84716 | 0.25967 | 0.27516 | 0.75121 | 0.53889 | 0.42687
4428212 | VCUG | 13 | 10m_138032_419x226x576.dat | 0.0990;0.0990;0.2425 | 419;226;576 | (0.3854;71.2860;13.8158) | 80 | 8.502 | 60 | 86.78 | 60 | iodine | [138] | [10] | 1 | 5 | 65 | normal | none | 8.3867 | 11.9851 | 100.5151 | 36.3897 | 52.0035 | 1892.3907 | 1.6538e-13 | 1.4673 | 0.0013521 | 0.067597 | 0.61623 | 0.002601 | 0.68075 | 0.52378 | 0.27848 | 1.6463 | 0.00057272 | 0.72519 | 0.25717 | 0.27498 | 0.0046543 | 0.9309 | 0.0071491 | 0.66968 | 1.2741 | 0.66261 | 0.058787 | 0.021458 | 0.92389 | 0.51088 | 0.58607 | 0.87101 | 0.26927 | 0.27781 | 0.79618 | 0.56029 | 0.44942
4428212 | VCUG | 13 | 10m_138032_419x226x576.dat | 0.0990;0.0990;0.2425 | 419;226;576 | (0.3854;71.2860;13.8158) | 110 | 3.9 | 52 | 86.78 | 60 | iodine | [138] | [10] | 1 | 5 | 65 | normal | none | 8.3867 | 11.9851 | 100.5151 | 36.3897 | 52.0035 | 1892.3907 | 2.2684e-13 | 1.0341 | 0.00076798 | 0.039156 | 0.38905 | 0.001737 | 0.42836 | 0.36467 | 0.16231 | 1.1879 | 0.00038713 | 0.46803 | 0.16562 | 0.16209 | 0.0031086 | 0.57383 | 0.0037462 | 0.4041 | 0.91257 | 0.40911 | 0.032557 | 0.011477 | 0.58662 | 0.33139 | 0.36267 | 0.64292 | 0.19106 | 0.24373 | 0.52208 | 0.38029 | 0.29016
4428212 | VCUG | 13 | 10m_138032_419x226x576.dat | 0.0990;0.0990;0.2425 | 419;226;576 | (0.3854;71.2860;13.8158) | 110 | 7.85 | 62 | 86.78 | 60 | iodine | [138] | [10] | 1 | 5 | 65 | normal | none | 8.3867 | 11.9851 | 100.5151 | 36.3897 | 52.0035 | 1892.3907 | 1.8117e-13 | 1.3735 | 0.0013734 | 0.06463 | 0.57289 | 0.0027093 | 0.64492 | 0.49839 | 0.25796 | 1.5366 | 0.0025478 | 0.67269 | 0.23807 | 0.25291 | 0.004387 | 0.85467 | 0.0069918 | 0.61766 | 1.1914 | 0.61302 | 0.054307 | 0.019804 | 0.8539 | 0.47929 | 0.53526 | 0.82363 | 0.25291 | 0.26954 | 0.73247 | 0.52259 | 0.41883
4428212 | VCUG | 13 | 10m_138032_419x226x576.dat | 0.0990;0.0990;0.2425 | 419;226;576 | (0.3854;71.2860;13.8158) | 110 | 9.9905 | 69 | 86.78 | 60 | iodine | [138] | [10] | 1 | 5 | 65 | normal | none | 8.3867 | 11.9851 | 100.5151 | 36.3897 | 52.0035 | 1892.3907 | 1.7518e-13 | 1.4618 | 0.0017652 | 0.077601 | 0.63792 | 0.0036836 | 0.71333 | 0.54748 | 0.29689 | 1.6129 | 0.0010516 | 0.7417 | 0.26179 | 0.29161 | 0.0052795 | 0.95041 | 0.0082082 | 0.69821 | 1.2498 | 0.68182 | 0.06422 | 0.024972 | 0.94829 | 0.53394 | 0.59576 | 0.86805 | 0.2714 | 0.27482 | 0.83783 | 0.56778 | 0.46417
4428212 | VCUG | 1 | 15f_161053_401x236x571.dat | 0.1200;0.1200;0.2828 | 401;236;571 | (0.1992;74.2800;19.4412) | 60 | 2.5 | 38 | 87.56 | 60 | iodine | [138] | [0] | 1 | 5 | 60 | normal | none | 10.6577 | 14.0003 | 149.2115 | 46.6594 | 61.2935 | 2859.9187 | 2.976e-13 | 0.39089 | 0.00014031 | 0.016756 | 0.10091 | 0.00035326 | 0.11356 | 0.11969 | 0.06336 | 0.62463 | 0.00050285 | 0.12622 | 0.11954 | 0.07845 | 0.00099337 | 0.23137 | 0.0009263 | 0.13616 | 0.37429 | 0.11868 | 0.0096888 | 0.0049647 | 0.1057 | 0.12603 | 0.10391 | 0.11786 | 0.056927 | 0.13829 | 0.16369 | 0.14247 | 0.099546
4428212 | VCUG | 1 | 15f_161053_401x236x571.dat | 0.1200;0.1200;0.2828 | 401;236;571 | (0.1992;74.2800;19.4412) | 60 | 5.7448 | 47 | 87.56 | 60 | iodine | [138] | [0] | 1 | 5 | 60 | normal | none | 10.6577 | 14.0003 | 149.2115 | 46.6594 | 61.2935 | 2859.9187 | 1.932e-13 | 0.71874 | 0.00043116 | 0.042092 | 0.22566 | 0.00087718 | 0.27381 | 0.28172 | 0.14998 | 1.0019 | 0.00019821 | 0.2778 | 0.22761 | 0.18442 | 0.003138 | 0.48661 | 0.0025624 | 0.30252 | 0.64674 | 0.26678 | 0.02636 | 0.013843 | 0.24635 | 0.26076 | 0.22716 | 0.22261 | 0.1006 | 0.16481 | 0.36166 | 0.27166 | 0.21073
4428212 | VCUG | 1 | 15f_161053_401x236x571.dat | 0.1200;0.1200;0.2828 | 401;236;571 | (0.1992;74.2800;19.4412) | 60 | 6.3535 | 49 | 87.56 | 60 | iodine | [138] | [0] | 1 | 5 | 60 | normal | none | 10.6577 | 14.0003 | 149.2115 | 46.6594 | 61.2935 | 2859.9187 | 1.8447e-13 | 0.76267 | 0.00050491 | 0.047133 | 0.24725 | 0.0010326 | 0.30224 | 0.30243 | 0.16688 | 1.047 | 0 | 0.30384 | 0.24362 | 0.20068 | 0.0037396 | 0.52913 | 0.0030124 | 0.3316 | 0.68065 | 0.29371 | 0.02997 | 0.016669 | 0.27047 | 0.28375 | 0.2492 | 0.23851 | 0.10716 | 0.16793 | 0.39883 | 0.29145 | 0.2289
4428212 | VCUG | 1 | 15f_161053_401x236x571.dat | 0.1200;0.1200;0.2828 | 401;236;571 | (0.1992;74.2800;19.4412) | 80 | 2.9 | 44 | 87.56 | 60 | iodine | [138] | [0] | 1 | 5 | 60 | normal | none | 10.6577 | 14.0003 | 149.2115 | 46.6594 | 61.2935 | 2859.9187 | 2.6643e-13 | 0.47295 | 0.00027545 | 0.025415 | 0.13747 | 0.00058518 | 0.16294 | 0.16467 | 0.090353 | 0.70266 | 0.00068734 | 0.16981 | 0.14677 | 0.10933 | 0.0019046 | 0.30003 | 0.0015271 | 0.18467 | 0.43572 | 0.16122 | 0.015544 | 0.0077389 | 0.14901 | 0.16524 | 0.14017 | 0.14424 | 0.068082 | 0.14375 | 0.21854 | 0.17598 | 0.13092
4428212 | VCUG | 1 | 15f_161053_401x236x571.dat | 0.1200;0.1200;0.2828 | 401;236;571 | (0.1992;74.2800;19.4412) | 80 | 7.702 | 57 | 87.56 | 60 | iodine | [138] | [0] | 1 | 5 | 60 | normal | none | 10.6577 | 14.0003 | 149.2115 | 46.6594 | 61.2935 | 2859.9187 | 1.7804e-13 | 0.83566 | 0.00082179 | 0.06152 | 0.29254 | 0.0024536 | 0.36742 | 0.35817 | 0.20238 | 1.0898 | 0.00032554 | 0.35405 | 0.26886 | 0.23691 | 0.0047194 | 0.59734 | 0.0041682 | 0.39079 | 0.71906 | 0.34391 | 0.038887 | 0.020716 | 0.32602 | 0.33271 | 0.29337 | 0.26815 | 0.11825 | 0.17019 | 0.46428 | 0.32528 | 0.26583
4428212 | VCUG | 1 | 15f_161053_401x236x571.dat | 0.1200;0.1200;0.2828 | 401;236;571 | (0.1992;74.2800;19.4412) | 80 | 8.502 | 60 | 87.56 | 60 | iodine | [138] | [0] | 1 | 5 | 60 | normal | none | 10.6577 | 14.0003 | 149.2115 | 46.6594 | 61.2935 | 2859.9187 | 1.7362e-13 | 0.878 | 0.00092937 | 0.067359 | 0.31252 | 0.0027311 | 0.39829 | 0.39145 | 0.21769 | 1.1184 | 0.0014254 | 0.3777 | 0.28156 | 0.25609 | 0.0053116 | 0.63125 | 0.0047763 | 0.41754 | 0.74391 | 0.36771 | 0.042582 | 0.023314 | 0.35142 | 0.35463 | 0.31352 | 0.28238 | 0.12367 | 0.17226 | 0.4945 | 0.34259 | 0.28374
4428212 | VCUG | 1 | 15f_161053_401x236x571.dat | 0.1200;0.1200;0.2828 | 401;236;571 | (0.1992;74.2800;19.4412) | 110 | 3.9 | 52 | 87.56 | 60 | iodine | [138] | [0] | 1 | 5 | 60 | normal | none | 10.6577 | 14.0003 | 149.2115 | 46.6594 | 61.2935 | 2859.9187 | 2.3817e-13 | 0.57681 | 0.00051908 | 0.039253 | 0.18898 | 0.0012014 | 0.23317 | 0.23105 | 0.12672 | 0.8082 | 0.00012695 | 0.22921 | 0.18392 | 0.15141 | 0.0029973 | 0.39211 | 0.0026363 | 0.25252 | 0.51698 | 0.21844 | 0.024027 | 0.012618 | 0.20569 | 0.22137 | 0.1887 | 0.18473 | 0.083572 | 0.1508 | 0.29922 | 0.22195 | 0.17474
4428212 | VCUG | 1 | 15f_161053_401x236x571.dat | 0.1200;0.1200;0.2828 | 401;236;571 | (0.1992;74.2800;19.4412) | 110 | 7.85 | 62 | 87.56 | 60 | iodine | [138] | [0] | 1 | 5 | 60 | normal | none | 10.6577 | 14.0003 | 149.2115 | 46.6594 | 61.2935 | 2859.9187 | 1.9021e-13 | 0.81534 | 0.00098925 | 0.065326 | 0.29018 | 0.0021229 | 0.37409 | 0.36661 | 0.201 | 1.0458 | 0.0011458 | 0.34956 | 0.26212 | 0.23639 | 0.0047729 | 0.58592 | 0.0047727 | 0.38731 | 0.69316 | 0.33861 | 0.039604 | 0.020871 | 0.32487 | 0.33325 | 0.28755 | 0.26446 | 0.11577 | 0.16692 | 0.45905 | 0.31895 | 0.26421
4428212 | VCUG | 1 | 15f_161053_401x236x571.dat | 0.1200;0.1200;0.2828 | 401;236;571 | (0.1992;74.2800;19.4412) | 110 | 9.9905 | 69 | 87.56 | 60 | iodine | [138] | [0] | 1 | 5 | 60 | normal | none | 10.6577 | 14.0003 | 149.2115 | 46.6594 | 61.2935 | 2859.9187 | 1.8392e-13 | 0.88452 | 0.0012121 | 0.078644 | 0.33214 | 0.0032483 | 0.43051 | 0.4167 | 0.23238 | 1.0971 | 0.0019167 | 0.39634 | 0.28764 | 0.26784 | 0.0062805 | 0.65159 | 0.0057227 | 0.44188 | 0.73881 | 0.38504 | 0.048485 | 0.02633 | 0.3717 | 0.37885 | 0.3261 | 0.29423 | 0.12657 | 0.17004 | 0.5216 | 0.35136 | 0.29849
4428212 | VCUG | 2 | 15f_161053_401x236x571.dat | 0.1200;0.1200;0.2828 | 401;236;571 | (0.1885;74.2800;5.0224) | 60 | 2.5 | 38 | 87.56 | 60 | iodine | [138] | [10] | 0 | 5 | 60 | normal | none | 7.1051 | 6.1083 | 43.4001 | 31.1063 | 26.742 | 831.8447 | 2.8768e-13 | 0.0041907 | 3.439e-05 | 0.00021325 | 0.19811 | 1.6261e-06 | 0.0052829 | 0.39575 | 0.00039881 | 0.024753 | 0 | 0.0033126 | 0.00049972 | 0.00055492 | 1.8079e-05 | 0.011641 | 5.6903e-05 | 0.086992 | 0.0037354 | 0.004927 | 5.9166e-05 | 8.5056e-05 | 0.3881 | 0.15144 | 0.12302 | 0.12582 | 0.11789 | 0.15692 | 0.59086 | 0.067806 | 0.1009
4428212 | VCUG | 2 | 15f_161053_401x236x571.dat | 0.1200;0.1200;0.2828 | 401;236;571 | (0.1885;74.2800;5.0224) | 60 | 5.7448 | 47 | 87.56 | 60 | iodine | [138] | [10] | 0 | 5 | 60 | normal | none | 7.1051 | 6.1083 | 43.4001 | 31.1063 | 26.742 | 831.8447 | 1.8679e-13 | 0.012197 | 8.3409e-05 | 0.00074496 | 0.41749 | 2.668e-05 | 0.016119 | 0.88533 | 0.0015381 | 0.062155 | 0 | 0.010555 | 0.0015595 | 0.0019366 | 1.2019e-05 | 0.033908 | 0.00010698 | 0.23394 | 0.010846 | 0.015892 | 0.00027359 | 0.00013046 | 0.86782 | 0.33727 | 0.29077 | 0.25191 | 0.21447 | 0.19094 | 1.2663 | 0.14314 | 0.22079
4428212 | VCUG | 2 | 15f_161053_401x236x571.dat | 0.1200;0.1200;0.2828 | 401;236;571 | (0.1885;74.2800;5.0224) | 60 | 6.3535 | 49 | 87.56 | 60 | iodine | [138] | [10] | 0 | 5 | 60 | normal | none | 7.1051 | 6.1083 | 43.4001 | 31.1063 | 26.742 | 831.8447 | 1.7835e-13 | 0.01531 | 9.4108e-05 | 0.00086219 | 0.45394 | 5.4862e-05 | 0.020045 | 0.97125 | 0.0018483 | 0.069746 | 0 | 0.012435 | 0.0018072 | 0.0022885 | 0.00014098 | 0.03958 | 0.00010707 | 0.26481 | 0.012488 | 0.018753 | 0.00026561 | 0.00026919 | 0.95555 | 0.37053 | 0.32243 | 0.27411 | 0.2288 | 0.19529 | 1.3756 | 0.15599 | 0.24192
4428212 | VCUG | 2 | 15f_161053_401x236x571.dat | 0.1200;0.1200;0.2828 | 401;236;571 | (0.1885;74.2800;5.0224) | 80 | 2.9 | 44 | 87.56 | 60 | iodine | [138] | [10] | 0 | 5 | 60 | normal | none | 7.1051 | 6.1083 | 43.4001 | 31.1063 | 26.742 | 831.8447 | 2.5756e-13 | 0.0083153 | 4.3314e-05 | 0.0004932 | 0.26053 | 6.3379e-05 | 0.0099258 | 0.53719 | 0.0009784 | 0.037309 | 0.00015448 | 0.0066046 | 0.0010209 | 0.0012106 | 2.1451e-05 | 0.020588 | 7.2379e-05 | 0.13715 | 0.0066687 | 0.0098244 | 0.00018533 | 0.00014207 | 0.52449 | 0.20832 | 0.17536 | 0.16191 | 0.14236 | 0.16425 | 0.77255 | 0.088883 | 0.13596
4428212 | VCUG | 2 | 15f_161053_401x236x571.dat | 0.1200;0.1200;0.2828 | 401;236;571 | (0.1885;74.2800;5.0224) | 80 | 7.702 | 57 | 87.56 | 60 | iodine | [138] | [10] | 0 | 5 | 60 | normal | none | 7.1051 | 6.1083 | 43.4001 | 31.1063 | 26.742 | 831.8447 | 1.7215e-13 | 0.020613 | 0.0001162 | 0.0014421 | 0.5271 | 5.3983e-05 | 0.031779 | 1.1307 | 0.0031798 | 0.089128 | 0 | 0.019333 | 0.0028253 | 0.0036356 | 0.00016268 | 0.057235 | 0.00023881 | 0.34042 | 0.018263 | 0.027832 | 0.00063434 | 0.00038265 | 1.1235 | 0.44692 | 0.39244 | 0.31693 | 0.25208 | 0.19891 | 1.5745 | 0.18077 | 0.28467
4428212 | VCUG | 2 | 15f_161053_401x236x571.dat | 0.1200;0.1200;0.2828 | 401;236;571 | (0.1885;74.2800;5.0224) | 80 | 8.502 | 60 | 87.56 | 60 | iodine | [138] | [10] | 0 | 5 | 60 | normal | none | 7.1051 | 6.1083 | 43.4001 | 31.1063 | 26.742 | 831.8447 | 1.6788e-13 | 0.02319 | 0.00012397 | 0.0016443 | 0.5608 | 0.00015808 | 0.034759 | 1.2025 | 0.0037219 | 0.097403 | 0 | 0.021839 | 0.0031956 | 0.0040595 | 0.00031746 | 0.064385 | 0.00019409 | 0.37233 | 0.020587 | 0.031278 | 0.00071724 | 0.00059214 | 1.1946 | 0.48045 | 0.42341 | 0.33714 | 0.26388 | 0.20151 | 1.6665 | 0.19203 | 0.30362
4428212 | VCUG | 2 | 15f_161053_401x236x571.dat | 0.1200;0.1200;0.2828 | 401;236;571 | (0.1885;74.2800;5.0224) | 110 | 3.9 | 52 | 87.56 | 60 | iodine | [138] | [10] | 0 | 5 | 60 | normal | none | 7.1051 | 6.1083 | 43.4001 | 31.1063 | 26.742 | 831.8447 | 2.3024e-13 | 0.012931 | 7.248e-05 | 0.00097094 | 0.34738 | 4.3198e-05 | 0.019734 | 0.72806 | 0.0019096 | 0.055377 | 0 | 0.011907 | 0.0018059 | 0.0022125 | 0.00024382 | 0.034928 | 0.00012042 | 0.20954 | 0.011068 | 0.017169 | 0.0003964 | 0.00019828 | 0.72046 | 0.29123 | 0.24719 | 0.21346 | 0.17602 | 0.17348 | 1.0299 | 0.11902 | 0.18515
4428212 | VCUG | 2 | 15f_161053_401x236x571.dat | 0.1200;0.1200;0.2828 | 401;236;571 | (0.1885;74.2800;5.0224) | 110 | 7.85 | 62 | 87.56 | 60 | iodine | [138] | [10] | 0 | 5 | 60 | normal | none | 7.1051 | 6.1083 | 43.4001 | 31.1063 | 26.742 | 831.8447 | 1.8387e-13 | 0.022783 | 0.00012261 | 0.0016881 | 0.52234 | 8.8213e-05 | 0.035209 | 1.1239 | 0.0037707 | 0.090851 | 0 | 0.021414 | 0.0032748 | 0.0039265 | 0.00016119 | 0.060808 | 0.00027585 | 0.34853 | 0.019583 | 0.030771 | 0.00079713 | 0.00042442 | 1.1086 | 0.45327 | 0.38997 | 0.31724 | 0.24645 | 0.19426 | 1.5458 | 0.17907 | 0.28399
4428212 | VCUG | 2 | 15f_161053_401x236x571.dat | 0.1200;0.1200;0.2828 | 401;236;571 | (0.1885;74.2800;5.0224) | 110 | 9.9905 | 69 | 87.56 | 60 | iodine | [138] | [10] | 0 | 5 | 60 | normal | none | 7.1051 | 6.1083 | 43.4001 | 31.1063 | 26.742 | 831.8447 | 1.7778e-13 | 0.029498 | 0.00015901 | 0.0022854 | 0.59122 | 0.00018439 | 0.04202 | 1.2853 | 0.0048397 | 0.10693 | 0 | 0.026992 | 0.0042049 | 0.0058172 | 0.00031505 | 0.075907 | 0.00025974 | 0.41568 | 0.02393 | 0.038539 | 0.00098411 | 0.00052373 | 1.2544 | 0.52374 | 0.45029 | 0.35977 | 0.26961 | 0.19877 | 1.7322 | 0.20217 | 0.32429
4428212 | VCUG | 3 | 15f_161053_401x236x571.dat | 0.1200;0.1200;0.2828 | 401;236;571 | (0.1885;74.2800;5.0224) | 60 | 2.5 | 38 | 87.56 | 60 | iodine | [138] | [30] | 0 | 5 | 60 | normal | none | 7.1051 | 6.1083 | 43.4001 | 31.1063 | 26.742 | 831.8447 | 2.8768e-13 | 0.0041866 | 3.4216e-05 | 0.00021317 | 0.19766 | 1.6261e-06 | 0.0052808 | 0.39165 | 0.00040051 | 0.024728 | 0 | 0.0033019 | 0.00049958 | 0.00055367 | 1.8079e-05 | 0.011609 | 5.6903e-05 | 0.086297 | 0.0037288 | 0.0049193 | 5.9166e-05 | 8.5647e-05 | 0.35814 | 0.15086 | 0.12248 | 0.12555 | 0.11762 | 0.15682 | 0.59034 | 0.067719 | 0.099233
4428212 | VCUG | 3 | 15f_161053_401x236x571.dat | 0.1200;0.1200;0.2828 | 401;236;571 | (0.1885;74.2800;5.0224) | 60 | 5.7448 | 47 | 87.56 | 60 | iodine | [138] | [30] | 0 | 5 | 60 | normal | none | 7.1051 | 6.1083 | 43.4001 | 31.1063 | 26.742 | 831.8447 | 1.8679e-13 | 0.012192 | 8.312e-05 | 0.00073917 | 0.41612 | 2.668e-05 | 0.016153 | 0.87505 | 0.0015292 | 0.062043 | 0 | 0.010517 | 0.0015584 | 0.0019223 | 1.2019e-05 | 0.033805 | 0.00010642 | 0.23184 | 0.010828 | 0.01582 | 0.00027522 | 0.00013046 | 0.80513 | 0.33559 | 0.28915 | 0.25094 | 0.21366 | 0.19061 | 1.2635 | 0.14277 | 0.21702
4428212 | VCUG | 3 | 15f_161053_401x236x571.dat | 0.1200;0.1200;0.2828 | 401;236;571 | (0.1885;74.2800;5.0224) | 60 | 6.3535 | 49 | 87.56 | 60 | iodine | [138] | [30] | 0 | 5 | 60 | normal | none | 7.1051 | 6.1083 | 43.4001 | 31.1063 | 26.742 | 831.8447 | 1.7835e-13 | 0.01531 | 9.4428e-05 | 0.00085501 | 0.45226 | 5.4862e-05 | 0.01988 | 0.96065 | 0.0018441 | 0.069628 | 0 | 0.01239 | 0.0018034 | 0.0022601 | 0.00014098 | 0.039449 | 0.00010707 | 0.26227 | 0.012466 | 0.018651 | 0.00026561 | 0.00026919 | 0.88787 | 0.36859 | 0.32056 | 0.27292 | 0.22789 | 0.19493 | 1.3735 | 0.15563 | 0.23786
4428212 | VCUG | 3 | 15f_161053_401x236x571.dat | 0.1200;0.1200;0.2828 | 401;236;571 | (0.1885;74.2800;5.0224) | 80 | 2.9 | 44 | 87.56 | 60 | iodine | [138] | [30] | 0 | 5 | 60 | normal | none | 7.1051 | 6.1083 | 43.4001 | 31.1063 | 26.742 | 831.8447 | 2.5756e-13 | 0.0083463 | 4.3314e-05 | 0.0004894 | 0.25962 | 4.2429e-05 | 0.0098854 | 0.5295 | 0.00097541 | 0.037247 | 0.00015448 | 0.0065751 | 0.0010193 | 0.001175 | 2.1451e-05 | 0.020528 | 7.2379e-05 | 0.13589 | 0.0066605 | 0.0097852 | 0.00018533 | 0.00014207 | 0.48819 | 0.20735 | 0.17443 | 0.16138 | 0.1419 | 0.16406 | 0.77131 | 0.088695 | 0.13362
4428212 | VCUG | 3 | 15f_161053_401x236x571.dat | 0.1200;0.1200;0.2828 | 401;236;571 | (0.1885;74.2800;5.0224) | 80 | 7.702 | 57 | 87.56 | 60 | iodine | [138] | [30] | 0 | 5 | 60 | normal | none | 7.1051 | 6.1083 | 43.4001 | 31.1063 | 26.742 | 831.8447 | 1.7215e-13 | 0.020728 | 0.00011629 | 0.0014292 | 0.52486 | 5.3983e-05 | 0.031746 | 1.1142 | 0.0031757 | 0.088953 | 0 | 0.019247 | 0.0028173 | 0.0036238 | 0.00016268 | 0.057024 | 0.00023876 | 0.33702 | 0.018227 | 0.027709 | 0.00063446 | 0.00038265 | 1.052 | 0.44439 | 0.38995 | 0.31562 | 0.25089 | 0.19842 | 1.5672 | 0.17999 | 0.27978
4428212 | VCUG | 3 | 15f_161053_401x236x571.dat | 0.1200;0.1200;0.2828 | 401;236;571 | (0.1885;74.2800;5.0224) | 80 | 8.502 | 60 | 87.56 | 60 | iodine | [138] | [30] | 0 | 5 | 60 | normal | none | 7.1051 | 6.1083 | 43.4001 | 31.1063 | 26.742 | 831.8447 | 1.6788e-13 | 0.023293 | 0.00012386 | 0.00164 | 0.55808 | 0.00015808 | 0.034285 | 1.1825 | 0.0037175 | 0.097164 | 0 | 0.021738 | 0.0031906 | 0.0040204 | 0.0002833 | 0.064189 | 0.00019351 | 0.36868 | 0.020516 | 0.031139 | 0.0007092 | 0.00058714 | 1.1242 | 0.47765 | 0.42064 | 0.33553 | 0.26258 | 0.20101 | 1.6586 | 0.19113 | 0.29838
4428212 | VCUG | 3 | 15f_161053_401x236x571.dat | 0.1200;0.1200;0.2828 | 401;236;571 | (0.1885;74.2800;5.0224) | 110 | 3.9 | 52 | 87.56 | 60 | iodine | [138] | [30] | 0 | 5 | 60 | normal | none | 7.1051 | 6.1083 | 43.4001 | 31.1063 | 26.742 | 831.8447 | 2.3024e-13 | 0.012924 | 7.2558e-05 | 0.00096485 | 0.34615 | 3.839e-05 | 0.019563 | 0.71955 | 0.0019085 | 0.055246 | 0 | 0.011857 | 0.0018004 | 0.0021926 | 0.00022384 | 0.034806 | 0.00011595 | 0.20763 | 0.011039 | 0.017086 | 0.00039472 | 0.00019828 | 0.67394 | 0.28973 | 0.24573 | 0.21272 | 0.17533 | 0.17321 | 1.0253 | 0.11851 | 0.18219
4428212 | VCUG | 3 | 15f_161053_401x236x571.dat | 0.1200;0.1200;0.2828 | 401;236;571 | (0.1885;74.2800;5.0224) | 110 | 7.85 | 62 | 87.56 | 60 | iodine | [138] | [30] | 0 | 5 | 60 | normal | none | 7.1051 | 6.1083 | 43.4001 | 31.1063 | 26.742 | 831.8447 | 1.8387e-13 | 0.022659 | 0.00012255 | 0.0016898 | 0.52008 | 8.8213e-05 | 0.035232 | 1.1146 | 0.0037597 | 0.090655 | 0 | 0.021332 | 0.0032646 | 0.0039218 | 0.00016016 | 0.060612 | 0.00027942 | 0.34509 | 0.019513 | 0.030606 | 0.00078744 | 0.00042442 | 1.0442 | 0.45079 | 0.38754 | 0.31602 | 0.24529 | 0.19378 | 1.5389 | 0.17832 | 0.27995
4428212 | VCUG | 3 | 15f_161053_401x236x571.dat | 0.1200;0.1200;0.2828 | 401;236;571 | (0.1885;74.2800;5.0224) | 110 | 9.9905 | 69 | 87.56 | 60 | iodine | [138] | [30] | 0 | 5 | 60 | normal | none | 7.1051 | 6.1083 | 43.4001 | 31.1063 | 26.742 | 831.8447 | 1.7778e-13 | 0.029199 | 0.00015857 | 0.002273 | 0.58813 | 0.00018439 | 0.041928 | 1.2672 | 0.0048206 | 0.10665 | 0 | 0.026895 | 0.004191 | 0.0058065 | 0.00031505 | 0.075524 | 0.00026151 | 0.41148 | 0.023854 | 0.038359 | 0.00098468 | 0.00052553 | 1.1908 | 0.52076 | 0.44735 | 0.35805 | 0.26827 | 0.1982 | 1.7188 | 0.20083 | 0.31934
4428212 | VCUG | 4 | 15f_161053_401x236x571.dat | 0.1200;0.1200;0.2828 | 401;236;571 | (0.1885;74.2800;5.0224) | 60 | 2.5 | 38 | 87.56 | 60 | iodine | [138] | [50] | 0 | 5 | 60 | normal | none | 7.1051 | 6.1083 | 43.4001 | 31.1063 | 26.742 | 831.8447 | 2.8768e-13 | 0.0041866 | 3.4216e-05 | 0.00021308 | 0.19746 | 1.6261e-06 | 0.0053212 | 0.38817 | 0.00039968 | 0.024722 | 0 | 0.0032995 | 0.00049923 | 0.00055867 | 1.8079e-05 | 0.011614 | 5.6903e-05 | 0.085935 | 0.0037284 | 0.0049145 | 5.9166e-05 | 8.5056e-05 | 0.34063 | 0.15058 | 0.12223 | 0.12544 | 0.11748 | 0.15677 | 0.58832 | 0.067548 | 0.098173
4428212 | VCUG | 4 | 15f_161053_401x236x571.dat | 0.1200;0.1200;0.2828 | 401;236;571 | (0.1885;74.2800;5.0224) | 60 | 5.7448 | 47 | 87.56 | 60 | iodine | [138] | [50] | 0 | 5 | 60 | normal | none | 7.1051 | 6.1083 | 43.4001 | 31.1063 | 26.742 | 831.8447 | 1.8679e-13 | 0.012198 | 8.312e-05 | 0.00073628 | 0.41549 | 2.668e-05 | 0.016089 | 0.86771 | 0.0015277 | 0.061995 | 0 | 0.010501 | 0.0015552 | 0.0019223 | 1.2797e-05 | 0.033781 | 0.00010642 | 0.23075 | 0.010811 | 0.015809 | 0.00027359 | 0.00013046 | 0.76332 | 0.33475 | 0.28837 | 0.25065 | 0.21327 | 0.19046 | 1.2601 | 0.14245 | 0.21454
4428212 | VCUG | 4 | 15f_161053_401x236x571.dat | 0.1200;0.1200;0.2828 | 401;236;571 | (0.1885;74.2800;5.0224) | 60 | 6.3535 | 49 | 87.56 | 60 | iodine | [138] | [50] | 0 | 5 | 60 | normal | none | 7.1051 | 6.1083 | 43.4001 | 31.1063 | 26.742 | 831.8447 | 1.7835e-13 | 0.015282 | 9.4388e-05 | 0.00085428 | 0.45165 | 5.4862e-05 | 0.01993 | 0.95022 | 0.0018395 | 0.069577 | 0 | 0.01237 | 0.001801 | 0.0022601 | 0.00014098 | 0.039419 | 0.00010707 | 0.26097 | 0.012444 | 0.018636 | 0.00026561 | 0.00026919 | 0.842 | 0.36759 | 0.31963 | 0.27256 | 0.22744 | 0.19474 | 1.3693 | 0.15524 | 0.23493
4428212 | VCUG | 4 | 15f_161053_401x236x571.dat | 0.1200;0.1200;0.2828 | 401;236;571 | (0.1885;74.2800;5.0224) | 80 | 2.9 | 44 | 87.56 | 60 | iodine | [138] | [50] | 0 | 5 | 60 | normal | none | 7.1051 | 6.1083 | 43.4001 | 31.1063 | 26.742 | 831.8447 | 2.5756e-13 | 0.0082683 | 4.3314e-05 | 0.00048932 | 0.25915 | 4.0394e-05 | 0.0098019 | 0.52446 | 0.00097254 | 0.037232 | 0.00015448 | 0.0065561 | 0.0010179 | 0.001173 | 2.1451e-05 | 0.020486 | 7.2379e-05 | 0.13525 | 0.0066473 | 0.0097592 | 0.00018533 | 0.00014207 | 0.46365 | 0.20684 | 0.17395 | 0.16115 | 0.14167 | 0.16397 | 0.76789 | 0.088379 | 0.13207
4428212 | VCUG | 4 | 15f_161053_401x236x571.dat | 0.1200;0.1200;0.2828 | 401;236;571 | (0.1885;74.2800;5.0224) | 80 | 7.702 | 57 | 87.56 | 60 | iodine | [138] | [50] | 0 | 5 | 60 | normal | none | 7.1051 | 6.1083 | 43.4001 | 31.1063 | 26.742 | 831.8447 | 1.7215e-13 | 0.020757 | 0.00011596 | 0.0014312 | 0.52361 | 5.3983e-05 | 0.03176 | 1.1067 | 0.0031713 | 0.088831 | 0 | 0.019199 | 0.002812 | 0.0036091 | 0.00016268 | 0.056896 | 0.00023876 | 0.33521 | 0.018176 | 0.027657 | 0.00063446 | 0.00038265 | 1.0005 | 0.44298 | 0.38859 | 0.31483 | 0.25025 | 0.19817 | 1.5605 | 0.17934 | 0.27669
4428212 | VCUG | 4 | 15f_161053_401x236x571.dat | 0.1200;0.1200;0.2828 | 401;236;571 | (0.1885;74.2800;5.0224) | 80 | 8.502 | 60 | 87.56 | 60 | iodine | [138] | [50] | 0 | 5 | 60 | normal | none | 7.1051 | 6.1083 | 43.4001 | 31.1063 | 26.742 | 831.8447 | 1.6788e-13 | 0.023278 | 0.00012319 | 0.0016318 | 0.55667 | 0.00015808 | 0.03438 | 1.1698 | 0.0037032 | 0.097093 | 0 | 0.021678 | 0.003185 | 0.0040051 | 0.00030692 | 0.064058 | 0.00019707 | 0.36659 | 0.020479 | 0.031085 | 0.0007092 | 0.00058714 | 1.067 | 0.47608 | 0.41912 | 0.33469 | 0.26187 | 0.20067 | 1.6499 | 0.19033 | 0.29459
4428212 | VCUG | 4 | 15f_161053_401x236x571.dat | 0.1200;0.1200;0.2828 | 401;236;571 | (0.1885;74.2800;5.0224) | 110 | 3.9 | 52 | 87.56 | 60 | iodine | [138] | [50] | 0 | 5 | 60 | normal | none | 7.1051 | 6.1083 | 43.4001 | 31.1063 | 26.742 | 831.8447 | 2.3024e-13 | 0.012907 | 7.1968e-05 | 0.00096455 | 0.34534 | 3.839e-05 | 0.019509 | 0.71529 | 0.001906 | 0.05519 | 0 | 0.011829 | 0.0017968 | 0.0021992 | 0.00022384 | 0.034728 | 0.00011704 | 0.20662 | 0.011024 | 0.017064 | 0.00039472 | 0.00019828 | 0.64193 | 0.28888 | 0.24493 | 0.2123 | 0.17494 | 0.17305 | 1.0204 | 0.11806 | 0.1803
4428212 | VCUG | 4 | 15f_161053_401x236x571.dat | 0.1200;0.1200;0.2828 | 401;236;571 | (0.1885;74.2800;5.0224) | 110 | 7.85 | 62 | 87.56 | 60 | iodine | [138] | [50] | 0 | 5 | 60 | normal | none | 7.1051 | 6.1083 | 43.4001 | 31.1063 | 26.742 | 831.8447 | 1.8387e-13 | 0.022664 | 0.00012262 | 0.0016854 | 0.51861 | 8.8213e-05 | 0.035078 | 1.1038 | 0.003756 | 0.090584 | 0 | 0.021273 | 0.0032554 | 0.003911 | 0.00016016 | 0.06046 | 0.00027509 | 0.34336 | 0.019492 | 0.030528 | 0.00082225 | 0.00042442 | 0.99313 | 0.44931 | 0.38613 | 0.31523 | 0.24463 | 0.19353 | 1.5289 | 0.17742 | 0.27655
4428212 | VCUG | 4 | 15f_161053_401x236x571.dat | 0.1200;0.1200;0.2828 | 401;236;571 | (0.1885;74.2800;5.0224) | 110 | 9.9905 | 69 | 87.56 | 60 | iodine | [138] | [50] | 0 | 5 | 60 | normal | none | 7.1051 | 6.1083 | 43.4001 | 31.1063 | 26.742 | 831.8447 | 1.7778e-13 | 0.029322 | 0.00015797 | 0.0022685 | 0.58622 | 0.00018439 | 0.041642 | 1.2498 | 0.0048145 | 0.10649 | 0 | 0.026827 | 0.0041822 | 0.0057885 | 0.00031505 | 0.075367 | 0.00025974 | 0.40926 | 0.023817 | 0.03831 | 0.0009826 | 0.00052569 | 1.1371 | 0.51899 | 0.44565 | 0.35726 | 0.26747 | 0.19791 | 1.709 | 0.19991 | 0.31522
4428212 | VCUG | 5 | 15f_161053_401x236x571.dat | 0.1200;0.1200;0.2828 | 401;236;571 | (-0.6410;79.1343;9.1475) | 60 | 2.5 | 38 | 91.1347 | 60 | iodine | [138] | [50] | 0 | 5 | 60 | normal | none | 9.044 | 7.7918 | 70.4683 | 41.2109 | 35.505 | 1463.1917 | 2.9268e-13 | 0.016787 | 4.1782e-05 | 0.0010396 | 0.1973 | 2.4186e-05 | 0.018961 | 0.1611 | 0.0016731 | 0.20349 | 0 | 0.010729 | 0.0013392 | 0.0021402 | 0.00010924 | 0.071244 | 8.5868e-05 | 0.17595 | 0.020622 | 0.032127 | 0.00024894 | 0.00024631 | 0.11927 | 0.11352 | 0.097038 | 0.20975 | 0.067859 | 0.16433 | 0.2319 | 0.063402 | 0.069846
4428212 | VCUG | 5 | 15f_161053_401x236x571.dat | 0.1200;0.1200;0.2828 | 401;236;571 | (-0.6410;79.1343;9.1475) | 60 | 5.7448 | 47 | 91.1347 | 60 | iodine | [138] | [50] | 0 | 5 | 60 | normal | none | 9.044 | 7.7918 | 70.4683 | 41.2109 | 35.505 | 1463.1917 | 1.9002e-13 | 0.044419 | 0.00011861 | 0.0024534 | 0.38247 | 3.9263e-05 | 0.055366 | 0.38775 | 0.0052767 | 0.36338 | 0.0015045 | 0.030769 | 0.0040987 | 0.0062276 | 0.00017136 | 0.16367 | 0.0002401 | 0.3748 | 0.050058 | 0.077295 | 0.0006215 | 0.00047623 | 0.30238 | 0.24641 | 0.22099 | 0.34773 | 0.12412 | 0.19415 | 0.52354 | 0.12574 | 0.14939
4428212 | VCUG | 5 | 15f_161053_401x236x571.dat | 0.1200;0.1200;0.2828 | 401;236;571 | (-0.6410;79.1343;9.1475) | 60 | 6.3535 | 49 | 91.1347 | 60 | iodine | [138] | [50] | 0 | 5 | 60 | normal | none | 9.044 | 7.7918 | 70.4683 | 41.2109 | 35.505 | 1463.1917 | 1.8143e-13 | 0.050086 | 0.00012047 | 0.0027152 | 0.41241 | 6.9601e-05 | 0.063003 | 0.43427 | 0.006103 | 0.38533 | 0 | 0.035284 | 0.0047331 | 0.0075234 | 0.00025615 | 0.1809 | 0.00017503 | 0.41005 | 0.055337 | 0.085744 | 0.00084537 | 0.00050986 | 0.33718 | 0.26974 | 0.24366 | 0.36739 | 0.13263 | 0.19739 | 0.57663 | 0.13622 | 0.16376
4428212 | VCUG | 5 | 15f_161053_401x236x571.dat | 0.1200;0.1200;0.2828 | 401;236;571 | (-0.6410;79.1343;9.1475) | 80 | 2.9 | 44 | 91.1347 | 60 | iodine | [138] | [50] | 0 | 5 | 60 | normal | none | 9.044 | 7.7918 | 70.4683 | 41.2109 | 35.505 | 1463.1917 | 2.6204e-13 | 0.026413 | 6.9941e-05 | 0.0016355 | 0.24756 | 8.9736e-05 | 0.032676 | 0.22891 | 0.0031149 | 0.24128 | 0 | 0.018193 | 0.0024896 | 0.0040639 | 7.1937e-05 | 0.099051 | 0.00014174 | 0.23335 | 0.029786 | 0.046066 | 0.00044757 | 0.00031772 | 0.17939 | 0.15341 | 0.13455 | 0.24394 | 0.082273 | 0.1701 | 0.31655 | 0.080774 | 0.093272
4428212 | VCUG | 5 | 15f_161053_401x236x571.dat | 0.1200;0.1200;0.2828 | 401;236;571 | (-0.6410;79.1343;9.1475) | 80 | 7.702 | 57 | 91.1347 | 60 | iodine | [138] | [50] | 0 | 5 | 60 | normal | none | 9.044 | 7.7918 | 70.4683 | 41.2109 | 35.505 | 1463.1917 | 1.7513e-13 | 0.065935 | 0.0001615 | 0.003987 | 0.46754 | 0.00018661 | 0.084396 | 0.5294 | 0.0091841 | 0.41635 | 0 | 0.047748 | 0.0069732 | 0.011287 | 0.00057712 | 0.21315 | 0.00029303 | 0.47771 | 0.067362 | 0.10455 | 0.0015386 | 0.0010861 | 0.41853 | 0.32182 | 0.29148 | 0.39842 | 0.14671 | 0.19922 | 0.67105 | 0.15531 | 0.19363
4428212 | VCUG | 5 | 15f_161053_401x236x571.dat | 0.1200;0.1200;0.2828 | 401;236;571 | (-0.6410;79.1343;9.1475) | 80 | 8.502 | 60 | 91.1347 | 60 | iodine | [138] | [50] | 0 | 5 | 60 | normal | none | 9.044 | 7.7918 | 70.4683 | 41.2109 | 35.505 | 1463.1917 | 1.7079e-13 | 0.073688 | 0.00017638 | 0.0044067 | 0.49438 | 4.4182e-05 | 0.095364 | 0.57259 | 0.010271 | 0.43241 | 0.00013273 | 0.0529 | 0.007791 | 0.012658 | 0.00034713 | 0.2284 | 0.00041622 | 0.50915 | 0.072552 | 0.11239 | 0.0018029 | 0.0010253 | 0.45638 | 0.34491 | 0.31302 | 0.41125 | 0.15368 | 0.20125 | 0.71709 | 0.16439 | 0.20727
4428212 | VCUG | 5 | 15f_161053_401x236x571.dat | 0.1200;0.1200;0.2828 | 401;236;571 | (-0.6410;79.1343;9.1475) | 110 | 3.9 | 52 | 91.1347 | 60 | iodine | [138] | [50] | 0 | 5 | 60 | normal | none | 9.044 | 7.7918 | 70.4683 | 41.2109 | 35.505 | 1463.1917 | 2.3424e-13 | 0.040676 | 0.00010797 | 0.0025993 | 0.31888 | 0.00011538 | 0.052381 | 0.32945 | 0.0056808 | 0.2925 | 0.0001005 | 0.029197 | 0.004248 | 0.0065594 | 0.00027029 | 0.1346 | 0.00023638 | 0.31291 | 0.041736 | 0.064992 | 0.0010439 | 0.00045636 | 0.26268 | 0.21107 | 0.18538 | 0.29167 | 0.10221 | 0.17766 | 0.43194 | 0.1046 | 0.12671
4428212 | VCUG | 5 | 15f_161053_401x236x571.dat | 0.1200;0.1200;0.2828 | 401;236;571 | (-0.6410;79.1343;9.1475) | 110 | 7.85 | 62 | 91.1347 | 60 | iodine | [138] | [50] | 0 | 5 | 60 | normal | none | 9.044 | 7.7918 | 70.4683 | 41.2109 | 35.505 | 1463.1917 | 1.8708e-13 | 0.0688 | 0.00017872 | 0.0044598 | 0.4619 | 0.00026463 | 0.088177 | 0.52565 | 0.010071 | 0.40205 | 0 | 0.049854 | 0.007446 | 0.011722 | 0.00026476 | 0.20848 | 0.00044444 | 0.47439 | 0.066528 | 0.10361 | 0.0016395 | 0.0011711 | 0.42632 | 0.32472 | 0.28768 | 0.38926 | 0.14367 | 0.19502 | 0.66277 | 0.15288 | 0.19305
4428212 | VCUG | 5 | 15f_161053_401x236x571.dat | 0.1200;0.1200;0.2828 | 401;236;571 | (-0.6410;79.1343;9.1475) | 110 | 9.9905 | 69 | 91.1347 | 60 | iodine | [138] | [50] | 0 | 5 | 60 | normal | none | 9.044 | 7.7918 | 70.4683 | 41.2109 | 35.505 | 1463.1917 | 1.8089e-13 | 0.080908 | 0.00022219 | 0.0055682 | 0.5161 | 0.00024891 | 0.10606 | 0.60519 | 0.012675 | 0.43283 | 0 | 0.06063 | 0.0093507 | 0.014289 | 0.00028453 | 0.23745 | 0.00042014 | 0.53812 | 0.076303 | 0.11909 | 0.0020855 | 0.0014018 | 0.49975 | 0.37315 | 0.32939 | 0.41993 | 0.15763 | 0.1982 | 0.75639 | 0.17085 | 0.22003
4428212 | VCUG | 6 | 15f_161053_401x236x571.dat | 0.1200;0.1200;0.2828 | 401;236;571 | (0.4290;78.9646;9.2745) | 60 | 2.5 | 38 | 91.2195 | 60 | iodine | [138] | [50] | 0 | 5 | 60 | normal | none | 9.3395 | 7.7041 | 71.9517 | 42.5971 | 35.138 | 1496.776 | 2.9088e-13 | 0.01562 | 4.4383e-05 | 0.00097116 | 0.21878 | 8.8655e-05 | 0.025491 | 0.15544 | 0.0012211 | 0.23867 | 4.824e-05 | 0.020718 | 0.0012858 | 0.0017322 | 0.00011769 | 0.043393 | 0.00011139 | 0.1761 | 0.010018 | 0.015524 | 0.00022039 | 0.00019783 | 0.11663 | 0.10975 | 0.093791 | 0.21578 | 0.064497 | 0.15891 | 0.22229 | 0.063785 | 0.069746
4428212 | VCUG | 6 | 15f_161053_401x236x571.dat | 0.1200;0.1200;0.2828 | 401;236;571 | (0.4290;78.9646;9.2745) | 60 | 5.7448 | 47 | 91.2195 | 60 | iodine | [138] | [50] | 0 | 5 | 60 | normal | none | 9.3395 | 7.7041 | 71.9517 | 42.5971 | 35.138 | 1496.776 | 1.8886e-13 | 0.04372 | 0.00011621 | 0.0024009 | 0.4302 | 0.00013353 | 0.066711 | 0.38023 | 0.0041285 | 0.40531 | 0 | 0.050878 | 0.0039063 | 0.0056328 | 0.0003518 | 0.11183 | 0.00021432 | 0.37669 | 0.026976 | 0.0437 | 0.00071498 | 0.00072282 | 0.29213 | 0.23866 | 0.21385 | 0.35055 | 0.11821 | 0.18724 | 0.50444 | 0.12399 | 0.14955
4428212 | VCUG | 6 | 15f_161053_401x236x571.dat | 0.1200;0.1200;0.2828 | 401;236;571 | (0.4290;78.9646;9.2745) | 60 | 6.3535 | 49 | 91.2195 | 60 | iodine | [138] | [50] | 0 | 5 | 60 | normal | none | 9.3395 | 7.7041 | 71.9517 | 42.5971 | 35.138 | 1496.776 | 1.8032e-13 | 0.048983 | 0.0001177 | 0.0027844 | 0.46396 | 0.00012531 | 0.075389 | 0.41833 | 0.004939 | 0.42727 | 0 | 0.056861 | 0.0045374 | 0.0064752 | 0.00042525 | 0.1246 | 0.00025158 | 0.41164 | 0.030659 | 0.049262 | 0.00077629 | 0.00052056 | 0.32637 | 0.2613 | 0.23584 | 0.36985 | 0.1263 | 0.19055 | 0.55449 | 0.13383 | 0.16322
4428212 | VCUG | 6 | 15f_161053_401x236x571.dat | 0.1200;0.1200;0.2828 | 401;236;571 | (0.4290;78.9646;9.2745) | 80 | 2.9 | 44 | 91.2195 | 60 | iodine | [138] | [50] | 0 | 5 | 60 | normal | none | 9.3395 | 7.7041 | 71.9517 | 42.5971 | 35.138 | 1496.776 | 2.6042e-13 | 0.026359 | 6.7068e-05 | 0.0015731 | 0.27495 | 8.75e-05 | 0.039928 | 0.22664 | 0.0024697 | 0.27674 | 9.3329e-06 | 0.030574 | 0.0023849 | 0.003639 | 0.00016515 | 0.06597 | 0.0001518 | 0.23332 | 0.016021 | 0.025564 | 0.00048395 | 0.00042285 | 0.17332 | 0.14841 | 0.13009 | 0.24826 | 0.078285 | 0.16429 | 0.30394 | 0.080493 | 0.093401
4428212 | VCUG | 6 | 15f_161053_401x236x571.dat | 0.1200;0.1200;0.2828 | 401;236;571 | (0.4290;78.9646;9.2745) | 80 | 7.702 | 57 | 91.2195 | 60 | iodine | [138] | [50] | 0 | 5 | 60 | normal | none | 9.3395 | 7.7041 | 71.9517 | 42.5971 | 35.138 | 1496.776 | 1.7405e-13 | 0.067509 | 0.00015575 | 0.0039396 | 0.52073 | 0.00010431 | 0.098867 | 0.50081 | 0.0076253 | 0.45573 | 1.8497e-05 | 0.07056 | 0.0066848 | 0.0099425 | 0.00029979 | 0.15617 | 0.00037576 | 0.47857 | 0.039758 | 0.066262 | 0.0015105 | 0.0010647 | 0.40613 | 0.312 | 0.28238 | 0.3987 | 0.13989 | 0.19265 | 0.65107 | 0.15289 | 0.19183
4428212 | VCUG | 6 | 15f_161053_401x236x571.dat | 0.1200;0.1200;0.2828 | 401;236;571 | (0.4290;78.9646;9.2745) | 80 | 8.502 | 60 | 91.2195 | 60 | iodine | [138] | [50] | 0 | 5 | 60 | normal | none | 9.3395 | 7.7041 | 71.9517 | 42.5971 | 35.138 | 1496.776 | 1.6974e-13 | 0.073418 | 0.00016521 | 0.0043628 | 0.55106 | 0.00026598 | 0.10455 | 0.54764 | 0.0087056 | 0.47204 | 0 | 0.076357 | 0.0074307 | 0.011 | 0.00048592 | 0.16993 | 0.0003923 | 0.5092 | 0.043051 | 0.072658 | 0.0017586 | 0.0011808 | 0.44173 | 0.3345 | 0.30337 | 0.41549 | 0.14662 | 0.19435 | 0.69665 | 0.16163 | 0.2058
4428212 | VCUG | 6 | 15f_161053_401x236x571.dat | 0.1200;0.1200;0.2828 | 401;236;571 | (0.4290;78.9646;9.2745) | 110 | 3.9 | 52 | 91.2195 | 60 | iodine | [138] | [50] | 0 | 5 | 60 | normal | none | 9.3395 | 7.7041 | 71.9517 | 42.5971 | 35.138 | 1496.776 | 2.328e-13 | 0.03937 | 9.9532e-05 | 0.0025813 | 0.35281 | 0.00013848 | 0.058909 | 0.31796 | 0.0047925 | 0.32807 | 0 | 0.044046 | 0.0040834 | 0.0059274 | 0.00019902 | 0.096233 | 0.00027072 | 0.31378 | 0.024607 | 0.040054 | 0.0008253 | 0.00065438 | 0.25409 | 0.20459 | 0.17956 | 0.2949 | 0.097313 | 0.17173 | 0.41732 | 0.10339 | 0.12604
4428212 | VCUG | 6 | 15f_161053_401x236x571.dat | 0.1200;0.1200;0.2828 | 401;236;571 | (0.4290;78.9646;9.2745) | 110 | 7.85 | 62 | 91.2195 | 60 | iodine | [138] | [50] | 0 | 5 | 60 | normal | none | 9.3395 | 7.7041 | 71.9517 | 42.5971 | 35.138 | 1496.776 | 1.8592e-13 | 0.068093 | 0.00016767 | 0.0043786 | 0.51314 | 0.00012472 | 0.099401 | 0.50956 | 0.0085223 | 0.43907 | 0.00022556 | 0.07047 | 0.0072449 | 0.010188 | 0.00036696 | 0.15664 | 0.0004363 | 0.47348 | 0.040704 | 0.068141 | 0.0018269 | 0.0013043 | 0.41282 | 0.31506 | 0.27892 | 0.39089 | 0.13707 | 0.18847 | 0.64688 | 0.15071 | 0.19228
4428212 | VCUG | 6 | 15f_161053_401x236x571.dat | 0.1200;0.1200;0.2828 | 401;236;571 | (0.4290;78.9646;9.2745) | 110 | 9.9905 | 69 | 91.2195 | 60 | iodine | [138] | [50] | 0 | 5 | 60 | normal | none | 9.3395 | 7.7041 | 71.9517 | 42.5971 | 35.138 | 1496.776 | 1.7977e-13 | 0.080068 | 0.00019645 | 0.0054426 | 0.57145 | 0.00030957 | 0.11954 | 0.59553 | 0.010921 | 0.4685 | 0 | 0.082266 | 0.0088251 | 0.013954 | 0.00066585 | 0.18209 | 0.00049208 | 0.536 | 0.048144 | 0.08157 | 0.0024194 | 0.0011861 | 0.48734 | 0.36228 | 0.31961 | 0.42236 | 0.15041 | 0.19118 | 0.73716 | 0.16836 | 0.2199
4428212 | VCUG | 7 | 15f_161053_401x236x571.dat | 0.1200;0.1200;0.2828 | 401;236;571 | (0.1885;74.2800;5.0224) | 60 | 2.5 | 38 | 87.56 | 60 | iodine | [138] | [70] | 0 | 5 | 60 | normal | none | 7.1051 | 6.1083 | 43.4001 | 31.1063 | 26.742 | 831.8447 | 2.8768e-13 | 0.0041866 | 3.4216e-05 | 0.00021382 | 0.1973 | 1.6261e-06 | 0.0052805 | 0.38675 | 0.00039867 | 0.024718 | 0 | 0.0032976 | 0.00049888 | 0.00055367 | 1.8079e-05 | 0.011609 | 5.6903e-05 | 0.085758 | 0.0037295 | 0.0049082 | 5.9166e-05 | 8.5056e-05 | 0.3287 | 0.15042 | 0.12209 | 0.12539 | 0.1174 | 0.15675 | 0.58735 | 0.067459 | 0.09753
4428212 | VCUG | 7 | 15f_161053_401x236x571.dat | 0.1200;0.1200;0.2828 | 401;236;571 | (0.1885;74.2800;5.0224) | 60 | 5.7448 | 47 | 87.56 | 60 | iodine | [138] | [70] | 0 | 5 | 60 | normal | none | 7.1051 | 6.1083 | 43.4001 | 31.1063 | 26.742 | 831.8447 | 1.8679e-13 | 0.012163 | 8.312e-05 | 0.00073591 | 0.41501 | 2.668e-05 | 0.016129 | 0.85883 | 0.0015244 | 0.061995 | 0 | 0.010492 | 0.001555 | 0.0019223 | 1.2019e-05 | 0.033761 | 0.00010642 | 0.23016 | 0.010807 | 0.015801 | 0.00027359 | 0.00013046 | 0.73537 | 0.33427 | 0.28793 | 0.25042 | 0.21305 | 0.19038 | 1.2573 | 0.1422 | 0.21256
4428212 | VCUG | 7 | 15f_161053_401x236x571.dat | 0.1200;0.1200;0.2828 | 401;236;571 | (0.1885;74.2800;5.0224) | 60 | 6.3535 | 49 | 87.56 | 60 | iodine | [138] | [70] | 0 | 5 | 60 | normal | none | 7.1051 | 6.1083 | 43.4001 | 31.1063 | 26.742 | 831.8447 | 1.7835e-13 | 0.015275 | 9.4108e-05 | 0.00085479 | 0.45109 | 5.4862e-05 | 0.019883 | 0.94691 | 0.0018389 | 0.069566 | 0 | 0.012359 | 0.0017998 | 0.0022601 | 0.00014098 | 0.039391 | 0.00010707 | 0.26031 | 0.012432 | 0.018639 | 0.00026561 | 0.00026919 | 0.81049 | 0.36704 | 0.31912 | 0.27222 | 0.22717 | 0.19463 | 1.3652 | 0.15487 | 0.23322
4428212 | VCUG | 7 | 15f_161053_401x236x571.dat | 0.1200;0.1200;0.2828 | 401;236;571 | (0.1885;74.2800;5.0224) | 80 | 2.9 | 44 | 87.56 | 60 | iodine | [138] | [70] | 0 | 5 | 60 | normal | none | 7.1051 | 6.1083 | 43.4001 | 31.1063 | 26.742 | 831.8447 | 2.5756e-13 | 0.0082695 | 4.3314e-05 | 0.00048668 | 0.2588 | 4.0394e-05 | 0.0097965 | 0.52228 | 0.00097538 | 0.037219 | 0.00015448 | 0.006551 | 0.0010165 | 0.001173 | 2.1451e-05 | 0.020475 | 7.2379e-05 | 0.13485 | 0.0066384 | 0.009765 | 0.00018533 | 0.00014207 | 0.44727 | 0.20652 | 0.17366 | 0.16102 | 0.14152 | 0.16392 | 0.7656 | 0.08818 | 0.13114
4428212 | VCUG | 7 | 15f_161053_401x236x571.dat | 0.1200;0.1200;0.2828 | 401;236;571 | (0.1885;74.2800;5.0224) | 80 | 7.702 | 57 | 87.56 | 60 | iodine | [138] | [70] | 0 | 5 | 60 | normal | none | 7.1051 | 6.1083 | 43.4001 | 31.1063 | 26.742 | 831.8447 | 1.7215e-13 | 0.020623 | 0.00011619 | 0.0014311 | 0.52269 | 5.4121e-05 | 0.03164 | 1.0919 | 0.0031672 | 0.088808 | 0 | 0.01918 | 0.0028102 | 0.0036259 | 0.00016268 | 0.056855 | 0.00023876 | 0.33426 | 0.018168 | 0.027625 | 0.00063434 | 0.00038265 | 0.96087 | 0.4421 | 0.38776 | 0.31443 | 0.24985 | 0.19799 | 1.5543 | 0.17878 | 0.27362
4428212 | VCUG | 7 | 15f_161053_401x236x571.dat | 0.1200;0.1200;0.2828 | 401;236;571 | (0.1885;74.2800;5.0224) | 80 | 8.502 | 60 | 87.56 | 60 | iodine | [138] | [70] | 0 | 5 | 60 | normal | none | 7.1051 | 6.1083 | 43.4001 | 31.1063 | 26.742 | 831.8447 | 1.6788e-13 | 0.023258 | 0.00012349 | 0.0016329 | 0.5556 | 0.00015808 | 0.034251 | 1.162 | 0.0037058 | 0.097033 | 0 | 0.021653 | 0.0031827 | 0.0040258 | 0.0002833 | 0.064046 | 0.00019351 | 0.3654 | 0.020445 | 0.031038 | 0.00070908 | 0.00058714 | 1.0254 | 0.47509 | 0.41818 | 0.33427 | 0.26141 | 0.20051 | 1.6443 | 0.18982 | 0.29198
4428212 | VCUG | 7 | 15f_161053_401x236x571.dat | 0.1200;0.1200;0.2828 | 401;236;571 | (0.1885;74.2800;5.0224) | 110 | 3.9 | 52 | 87.56 | 60 | iodine | [138] | [70] | 0 | 5 | 60 | normal | none | 7.1051 | 6.1083 | 43.4001 | 31.1063 | 26.742 | 831.8447 | 2.3024e-13 | 0.012946 | 7.1963e-05 | 0.00096147 | 0.34474 | 3.839e-05 | 0.019523 | 0.7106 | 0.0019111 | 0.055151 | 0 | 0.011813 | 0.0017959 | 0.0022156 | 0.00022384 | 0.034723 | 0.00011595 | 0.20591 | 0.011002 | 0.017033 | 0.0003957 | 0.00019828 | 0.61765 | 0.28833 | 0.24441 | 0.21204 | 0.17469 | 0.17294 | 1.0152 | 0.11763 | 0.17876
4428212 | VCUG | 7 | 15f_161053_401x236x571.dat | 0.1200;0.1200;0.2828 | 401;236;571 | (0.1885;74.2800;5.0224) | 110 | 7.85 | 62 | 87.56 | 60 | iodine | [138] | [70] | 0 | 5 | 60 | normal | none | 7.1051 | 6.1083 | 43.4001 | 31.1063 | 26.742 | 831.8447 | 1.8387e-13 | 0.022614 | 0.00012232 | 0.0016783 | 0.51763 | 8.8213e-05 | 0.034779 | 1.089 | 0.0037544 | 0.090486 | 0 | 0.021234 | 0.0032545 | 0.0038997 | 0.00016016 | 0.060395 | 0.00027489 | 0.34209 | 0.019462 | 0.03052 | 0.00078864 | 0.00042442 | 0.95773 | 0.44835 | 0.38521 | 0.31471 | 0.24419 | 0.19335 | 1.5227 | 0.17682 | 0.27363
4428212 | VCUG | 7 | 15f_161053_401x236x571.dat | 0.1200;0.1200;0.2828 | 401;236;571 | (0.1885;74.2800;5.0224) | 110 | 9.9905 | 69 | 87.56 | 60 | iodine | [138] | [70] | 0 | 5 | 60 | normal | none | 7.1051 | 6.1083 | 43.4001 | 31.1063 | 26.742 | 831.8447 | 1.7778e-13 | 0.02911 | 0.00015835 | 0.0022607 | 0.58492 | 0.00018439 | 0.041693 | 1.2398 | 0.0048066 | 0.10642 | 0 | 0.026779 | 0.0041782 | 0.0057969 | 0.00031505 | 0.075339 | 0.00026559 | 0.40779 | 0.023803 | 0.038205 | 0.00098046 | 0.00052373 | 1.0927 | 0.5178 | 0.44451 | 0.35665 | 0.26692 | 0.19768 | 1.6998 | 0.19909 | 0.31222
4428212 | VCUG | 8 | 15f_161053_401x236x571.dat | 0.1200;0.1200;0.2828 | 401;236;571 | (0.1885;74.2800;5.0224) | 60 | 2.5 | 38 | 87.56 | 60 | iodine | [138] | [100] | 0 | 5 | 60 | normal | none | 7.1051 | 6.1083 | 43.4001 | 31.1063 | 26.742 | 831.8447 | 2.8768e-13 | 0.0041866 | 3.4216e-05 | 0.00021382 | 0.19716 | 1.6261e-06 | 0.0052805 | 0.38428 | 0.00039867 | 0.024713 | 0 | 0.0032969 | 0.0004993 | 0.00055867 | 1.8079e-05 | 0.011601 | 5.6903e-05 | 0.085584 | 0.0037298 | 0.0049023 | 5.9166e-05 | 8.5056e-05 | 0.31937 | 0.15029 | 0.12198 | 0.12531 | 0.11734 | 0.15672 | 0.58568 | 0.06732 | 0.096908
4428212 | VCUG | 8 | 15f_161053_401x236x571.dat | 0.1200;0.1200;0.2828 | 401;236;571 | (0.1885;74.2800;5.0224) | 60 | 5.7448 | 47 | 87.56 | 60 | iodine | [138] | [100] | 0 | 5 | 60 | normal | none | 7.1051 | 6.1083 | 43.4001 | 31.1063 | 26.742 | 831.8447 | 1.8679e-13 | 0.012167 | 8.3318e-05 | 0.00073489 | 0.41469 | 2.668e-05 | 0.016156 | 0.85235 | 0.0015241 | 0.061973 | 0 | 0.010487 | 0.0015544 | 0.0019223 | 1.2019e-05 | 0.033745 | 0.00010642 | 0.22966 | 0.010809 | 0.015777 | 0.00027359 | 0.00013046 | 0.71342 | 0.33386 | 0.28756 | 0.25019 | 0.21287 | 0.19031 | 1.2541 | 0.14192 | 0.21103
4428212 | VCUG | 8 | 15f_161053_401x236x571.dat | 0.1200;0.1200;0.2828 | 401;236;571 | (0.1885;74.2800;5.0224) | 60 | 6.3535 | 49 | 87.56 | 60 | iodine | [138] | [100] | 0 | 5 | 60 | normal | none | 7.1051 | 6.1083 | 43.4001 | 31.1063 | 26.742 | 831.8447 | 1.7835e-13 | 0.015275 | 9.4108e-05 | 0.00085232 | 0.45067 | 5.4862e-05 | 0.019891 | 0.93659 | 0.0018358 | 0.069544 | 0 | 0.01235 | 0.0017993 | 0.0022601 | 0.00014098 | 0.039361 | 0.00010707 | 0.25966 | 0.012428 | 0.018598 | 0.00026561 | 0.00026919 | 0.78229 | 0.36656 | 0.31867 | 0.27204 | 0.22696 | 0.19457 | 1.3615 | 0.15455 | 0.23111
4428212 | VCUG | 8 | 15f_161053_401x236x571.dat | 0.1200;0.1200;0.2828 | 401;236;571 | (0.1885;74.2800;5.0224) | 80 | 2.9 | 44 | 87.56 | 60 | iodine | [138] | [100] | 0 | 5 | 60 | normal | none | 7.1051 | 6.1083 | 43.4001 | 31.1063 | 26.742 | 831.8447 | 2.5756e-13 | 0.0082928 | 4.3314e-05 | 0.00048582 | 0.25856 | 4.0394e-05 | 0.0098656 | 0.51661 | 0.00097363 | 0.037201 | 0.00015448 | 0.0065456 | 0.001016 | 0.001173 | 2.1451e-05 | 0.020482 | 7.2379e-05 | 0.13455 | 0.0066361 | 0.0097573 | 0.00018533 | 0.00014207 | 0.43337 | 0.20625 | 0.17341 | 0.16086 | 0.1414 | 0.16387 | 0.76343 | 0.087997 | 0.13004
4428212 | VCUG | 8 | 15f_161053_401x236x571.dat | 0.1200;0.1200;0.2828 | 401;236;571 | (0.1885;74.2800;5.0224) | 80 | 7.702 | 57 | 87.56 | 60 | iodine | [138] | [100] | 0 | 5 | 60 | normal | none | 7.1051 | 6.1083 | 43.4001 | 31.1063 | 26.742 | 831.8447 | 1.7215e-13 | 0.020636 | 0.00011624 | 0.0014262 | 0.52196 | 5.3983e-05 | 0.031617 | 1.0854 | 0.0031611 | 0.088767 | 0 | 0.019153 | 0.002807 | 0.0036238 | 0.00016268 | 0.056796 | 0.00023876 | 0.3332 | 0.018146 | 0.027594 | 0.00063498 | 0.00038265 | 0.91893 | 0.44128 | 0.38699 | 0.31397 | 0.24946 | 0.19784 | 1.5458 | 0.17806 | 0.27114
4428212 | VCUG | 8 | 15f_161053_401x236x571.dat | 0.1200;0.1200;0.2828 | 401;236;571 | (0.1885;74.2800;5.0224) | 80 | 8.502 | 60 | 87.56 | 60 | iodine | [138] | [100] | 0 | 5 | 60 | normal | none | 7.1051 | 6.1083 | 43.4001 | 31.1063 | 26.742 | 831.8447 | 1.6788e-13 | 0.023317 | 0.00012399 | 0.0016321 | 0.55472 | 0.00015808 | 0.034267 | 1.153 | 0.0036929 | 0.096986 | 0 | 0.021628 | 0.0031805 | 0.0040174 | 0.00028459 | 0.063956 | 0.00019351 | 0.36421 | 0.02043 | 0.031009 | 0.00070908 | 0.00058714 | 0.98374 | 0.47414 | 0.41728 | 0.33367 | 0.26098 | 0.20035 | 1.634 | 0.18894 | 0.28925
4428212 | VCUG | 8 | 15f_161053_401x236x571.dat | 0.1200;0.1200;0.2828 | 401;236;571 | (0.1885;74.2800;5.0224) | 110 | 3.9 | 52 | 87.56 | 60 | iodine | [138] | [100] | 0 | 5 | 60 | normal | none | 7.1051 | 6.1083 | 43.4001 | 31.1063 | 26.742 | 831.8447 | 2.3024e-13 | 0.012919 | 7.2181e-05 | 0.00095903 | 0.34426 | 3.839e-05 | 0.019554 | 0.70213 | 0.0019029 | 0.055125 | 0 | 0.011793 | 0.0017957 | 0.0021928 | 0.00022384 | 0.034653 | 0.00011595 | 0.20528 | 0.010996 | 0.017026 | 0.00039472 | 0.00019828 | 0.59155 | 0.28783 | 0.24394 | 0.21178 | 0.17446 | 0.17287 | 1.0108 | 0.11724 | 0.17686
4428212 | VCUG | 8 | 15f_161053_401x236x571.dat | 0.1200;0.1200;0.2828 | 401;236;571 | (0.1885;74.2800;5.0224) | 110 | 7.85 | 62 | 87.56 | 60 | iodine | [138] | [100] | 0 | 5 | 60 | normal | none | 7.1051 | 6.1083 | 43.4001 | 31.1063 | 26.742 | 831.8447 | 1.8387e-13 | 0.022678 | 0.0001224 | 0.0016813 | 0.51661 | 8.8213e-05 | 0.034845 | 1.081 | 0.0037568 | 0.090432 | 0 | 0.021208 | 0.0032516 | 0.003913 | 0.00016135 | 0.06027 | 0.00027368 | 0.34091 | 0.019439 | 0.030503 | 0.00078744 | 0.00042442 | 0.91688 | 0.44743 | 0.38435 | 0.31418 | 0.24378 | 0.19319 | 1.5119 | 0.17591 | 0.271
4428212 | VCUG | 8 | 15f_161053_401x236x571.dat | 0.1200;0.1200;0.2828 | 401;236;571 | (0.1885;74.2800;5.0224) | 110 | 9.9905 | 69 | 87.56 | 60 | iodine | [138] | [100] | 0 | 5 | 60 | normal | none | 7.1051 | 6.1083 | 43.4001 | 31.1063 | 26.742 | 831.8447 | 1.7778e-13 | 0.029212 | 0.00015833 | 0.0022577 | 0.58385 | 0.00018439 | 0.04163 | 1.2251 | 0.004799 | 0.10635 | 0 | 0.02673 | 0.0041767 | 0.0058121 | 0.00031505 | 0.075181 | 0.00026094 | 0.40631 | 0.023791 | 0.038147 | 0.00098018 | 0.00052373 | 1.0416 | 0.51658 | 0.44338 | 0.35604 | 0.26638 | 0.19747 | 1.6897 | 0.19822 | 0.3086
4428212 | VCUG | 9 | 15f_161053_401x236x571.dat | 0.1200;0.1200;0.2828 | 401;236;571 | (-0.6410;79.1343;9.1475) | 60 | 2.5 | 38 | 91.1347 | 60 | iodine | [138] | [100] | 1 | 5 | 60 | normal | none | 9.044 | 7.7918 | 70.4683 | 41.2109 | 35.505 | 1463.1917 | 2.9268e-13 | 0.016787 | 4.1782e-05 | 0.0010382 | 0.19722 | 2.4186e-05 | 0.018961 | 0.15928 | 0.0016731 | 0.20349 | 0 | 0.010728 | 0.0013392 | 0.0021402 | 0.00010924 | 0.071237 | 8.5868e-05 | 0.17581 | 0.020623 | 0.032123 | 0.00024894 | 0.00024631 | 0.11203 | 0.11343 | 0.096952 | 0.20972 | 0.067811 | 0.16431 | 0.23042 | 0.063281 | 0.069373
4428212 | VCUG | 9 | 15f_161053_401x236x571.dat | 0.1200;0.1200;0.2828 | 401;236;571 | (-0.6410;79.1343;9.1475) | 60 | 5.7448 | 47 | 91.1347 | 60 | iodine | [138] | [100] | 1 | 5 | 60 | normal | none | 9.044 | 7.7918 | 70.4683 | 41.2109 | 35.505 | 1463.1917 | 1.9002e-13 | 0.044415 | 0.00011861 | 0.0024519 | 0.38208 | 3.9263e-05 | 0.055361 | 0.38362 | 0.0052751 | 0.36336 | 0.0015045 | 0.030763 | 0.0040984 | 0.0062276 | 0.00017136 | 0.16367 | 0.0002401 | 0.3744 | 0.050058 | 0.077285 | 0.0006215 | 0.00047623 | 0.28153 | 0.2461 | 0.22071 | 0.34755 | 0.12397 | 0.1941 | 0.51962 | 0.12541 | 0.14809
4428212 | VCUG | 9 | 15f_161053_401x236x571.dat | 0.1200;0.1200;0.2828 | 401;236;571 | (-0.6410;79.1343;9.1475) | 60 | 6.3535 | 49 | 91.1347 | 60 | iodine | [138] | [100] | 1 | 5 | 60 | normal | none | 9.044 | 7.7918 | 70.4683 | 41.2109 | 35.505 | 1463.1917 | 1.8143e-13 | 0.050082 | 0.00012047 | 0.0027136 | 0.41198 | 6.9601e-05 | 0.063031 | 0.42859 | 0.0061025 | 0.38532 | 0 | 0.03528 | 0.004733 | 0.0075234 | 0.00025615 | 0.1809 | 0.00017503 | 0.40957 | 0.055326 | 0.085733 | 0.00084537 | 0.00050986 | 0.31444 | 0.26937 | 0.24331 | 0.36722 | 0.13245 | 0.19732 | 0.5726 | 0.13588 | 0.16226
4428212 | VCUG | 9 | 15f_161053_401x236x571.dat | 0.1200;0.1200;0.2828 | 401;236;571 | (-0.6410;79.1343;9.1475) | 80 | 2.9 | 44 | 91.1347 | 60 | iodine | [138] | [100] | 1 | 5 | 60 | normal | none | 9.044 | 7.7918 | 70.4683 | 41.2109 | 35.505 | 1463.1917 | 2.6204e-13 | 0.026406 | 6.9941e-05 | 0.0016344 | 0.24733 | 8.9736e-05 | 0.032632 | 0.22619 | 0.0031149 | 0.24127 | 0 | 0.018188 | 0.0024892 | 0.0040639 | 7.1937e-05 | 0.099028 | 0.00014174 | 0.23309 | 0.029787 | 0.046066 | 0.00044624 | 0.00031772 | 0.16662 | 0.1532 | 0.13434 | 0.24388 | 0.082173 | 0.17006 | 0.31373 | 0.080538 | 0.092459
4428212 | VCUG | 9 | 15f_161053_401x236x571.dat | 0.1200;0.1200;0.2828 | 401;236;571 | (-0.6410;79.1343;9.1475) | 80 | 7.702 | 57 | 91.1347 | 60 | iodine | [138] | [100] | 1 | 5 | 60 | normal | none | 9.044 | 7.7918 | 70.4683 | 41.2109 | 35.505 | 1463.1917 | 1.7513e-13 | 0.065929 | 0.0001615 | 0.0039895 | 0.46684 | 0.00018661 | 0.08439 | 0.51857 | 0.0091824 | 0.41631 | 0 | 0.04773 | 0.0069703 | 0.0113 | 0.00057712 | 0.21311 | 0.00029303 | 0.47686 | 0.067345 | 0.10457 | 0.0015386 | 0.0010861 | 0.3859 | 0.32114 | 0.29085 | 0.39804 | 0.14639 | 0.19909 | 0.66494 | 0.15478 | 0.19122
4428212 | VCUG | 9 | 15f_161053_401x236x571.dat | 0.1200;0.1200;0.2828 | 401;236;571 | (-0.6410;79.1343;9.1475) | 80 | 8.502 | 60 | 91.1347 | 60 | iodine | [138] | [100] | 1 | 5 | 60 | normal | none | 9.044 | 7.7918 | 70.4683 | 41.2109 | 35.505 | 1463.1917 | 1.7079e-13 | 0.073688 | 0.0001764 | 0.0044 | 0.49362 | 4.4182e-05 | 0.095241 | 0.56182 | 0.010273 | 0.43236 | 0.00013273 | 0.052876 | 0.0077857 | 0.012684 | 0.00034713 | 0.22834 | 0.00041684 | 0.50811 | 0.072535 | 0.11236 | 0.0018044 | 0.0010253 | 0.42034 | 0.34414 | 0.31229 | 0.41087 | 0.15333 | 0.2011 | 0.70983 | 0.16376 | 0.20469
4428212 | VCUG | 9 | 15f_161053_401x236x571.dat | 0.1200;0.1200;0.2828 | 401;236;571 | (-0.6410;79.1343;9.1475) | 110 | 3.9 | 52 | 91.1347 | 60 | iodine | [138] | [100] | 1 | 5 | 60 | normal | none | 9.044 | 7.7918 | 70.4683 | 41.2109 | 35.505 | 1463.1917 | 2.3424e-13 | 0.040639 | 0.00010796 | 0.0025964 | 0.31834 | 0.00011538 | 0.052381 | 0.32376 | 0.0056787 | 0.29249 | 0.0001005 | 0.029181 | 0.0042482 | 0.0065492 | 0.00027029 | 0.13456 | 0.00023638 | 0.31231 | 0.041722 | 0.064984 | 0.0010439 | 0.00045636 | 0.24275 | 0.21064 | 0.18497 | 0.29148 | 0.10201 | 0.17759 | 0.42772 | 0.10423 | 0.12529
4428212 | VCUG | 9 | 15f_161053_401x236x571.dat | 0.1200;0.1200;0.2828 | 401;236;571 | (-0.6410;79.1343;9.1475) | 110 | 7.85 | 62 | 91.1347 | 60 | iodine | [138] | [100] | 1 | 5 | 60 | normal | none | 9.044 | 7.7918 | 70.4683 | 41.2109 | 35.505 | 1463.1917 | 1.8708e-13 | 0.068821 | 0.00017872 | 0.0044544 | 0.46105 | 0.00026463 | 0.087963 | 0.51765 | 0.010073 | 0.40201 | 0 | 0.049828 | 0.0074412 | 0.011734 | 0.00030608 | 0.20839 | 0.00044444 | 0.47339 | 0.066517 | 0.10358 | 0.0016395 | 0.0011711 | 0.39458 | 0.32393 | 0.28693 | 0.38882 | 0.14331 | 0.19487 | 0.65715 | 0.15237 | 0.19087
4428212 | VCUG | 9 | 15f_161053_401x236x571.dat | 0.1200;0.1200;0.2828 | 401;236;571 | (-0.6410;79.1343;9.1475) | 110 | 9.9905 | 69 | 91.1347 | 60 | iodine | [138] | [100] | 1 | 5 | 60 | normal | none | 9.044 | 7.7918 | 70.4683 | 41.2109 | 35.505 | 1463.1917 | 1.8089e-13 | 0.080858 | 0.00022254 | 0.005566 | 0.51491 | 0.00024891 | 0.10602 | 0.59209 | 0.012674 | 0.43278 | 0 | 0.060591 | 0.0093446 | 0.01427 | 0.00028453 | 0.23733 | 0.00042004 | 0.53694 | 0.076269 | 0.11904 | 0.0020855 | 0.0014018 | 0.45936 | 0.37211 | 0.3284 | 0.41929 | 0.15716 | 0.19801 | 0.74821 | 0.17011 | 0.21699
4428212 | VCUG | 10 | 15f_161053_401x236x571.dat | 0.1200;0.1200;0.2828 | 401;236;571 | (0.4290;78.9646;9.2745) | 60 | 2.5 | 38 | 91.2195 | 60 | iodine | [138] | [100] | 1 | 5 | 60 | normal | none | 9.3395 | 7.7041 | 71.9517 | 42.5971 | 35.138 | 1496.776 | 2.9088e-13 | 0.01562 | 4.4383e-05 | 0.00097116 | 0.21869 | 8.8655e-05 | 0.025488 | 0.15352 | 0.0012211 | 0.23867 | 4.824e-05 | 0.020717 | 0.001286 | 0.0017323 | 0.00011769 | 0.043396 | 0.00011139 | 0.17598 | 0.010018 | 0.01552 | 0.00022039 | 0.00019783 | 0.10987 | 0.10966 | 0.093709 | 0.21575 | 0.064452 | 0.1589 | 0.2211 | 0.063688 | 0.069287
4428212 | VCUG | 10 | 15f_161053_401x236x571.dat | 0.1200;0.1200;0.2828 | 401;236;571 | (0.4290;78.9646;9.2745) | 60 | 5.7448 | 47 | 91.2195 | 60 | iodine | [138] | [100] | 1 | 5 | 60 | normal | none | 9.3395 | 7.7041 | 71.9517 | 42.5971 | 35.138 | 1496.776 | 1.8886e-13 | 0.04372 | 0.00011621 | 0.0023994 | 0.42983 | 0.00013353 | 0.066658 | 0.37552 | 0.0041286 | 0.4053 | 0 | 0.050869 | 0.0039058 | 0.0056328 | 0.0003518 | 0.11183 | 0.00021432 | 0.37627 | 0.026974 | 0.043669 | 0.00071498 | 0.00072282 | 0.2734 | 0.23836 | 0.21357 | 0.35042 | 0.11807 | 0.1872 | 0.50083 | 0.12369 | 0.1483
4428212 | VCUG | 10 | 15f_161053_401x236x571.dat | 0.1200;0.1200;0.2828 | 401;236;571 | (0.4290;78.9646;9.2745) | 60 | 6.3535 | 49 | 91.2195 | 60 | iodine | [138] | [100] | 1 | 5 | 60 | normal | none | 9.3395 | 7.7041 | 71.9517 | 42.5971 | 35.138 | 1496.776 | 1.8032e-13 | 0.048983 | 0.0001177 | 0.0027814 | 0.46364 | 0.00012531 | 0.075389 | 0.41176 | 0.0049388 | 0.42726 | 0 | 0.05685 | 0.0045367 | 0.0064752 | 0.00042525 | 0.12459 | 0.00024649 | 0.41121 | 0.03066 | 0.049246 | 0.00077629 | 0.00052056 | 0.30579 | 0.26094 | 0.2355 | 0.3696 | 0.12613 | 0.19048 | 0.54993 | 0.13344 | 0.16174
4428212 | VCUG | 10 | 15f_161053_401x236x571.dat | 0.1200;0.1200;0.2828 | 401;236;571 | (0.4290;78.9646;9.2745) | 80 | 2.9 | 44 | 91.2195 | 60 | iodine | [138] | [100] | 1 | 5 | 60 | normal | none | 9.3395 | 7.7041 | 71.9517 | 42.5971 | 35.138 | 1496.776 | 2.6042e-13 | 0.026359 | 6.7068e-05 | 0.0015738 | 0.27467 | 8.75e-05 | 0.039931 | 0.22361 | 0.0024697 | 0.27673 | 9.3329e-06 | 0.030567 | 0.0023847 | 0.003639 | 0.00016515 | 0.065958 | 0.0001518 | 0.23305 | 0.016018 | 0.025562 | 0.00048395 | 0.00042285 | 0.16175 | 0.1482 | 0.1299 | 0.24816 | 0.078181 | 0.16425 | 0.301 | 0.08025 | 0.092604
4428212 | VCUG | 10 | 15f_161053_401x236x571.dat | 0.1200;0.1200;0.2828 | 401;236;571 | (0.4290;78.9646;9.2745) | 80 | 7.702 | 57 | 91.2195 | 60 | iodine | [138] | [100] | 1 | 5 | 60 | normal | none | 9.3395 | 7.7041 | 71.9517 | 42.5971 | 35.138 | 1496.776 | 1.7405e-13 | 0.067555 | 0.00015575 | 0.0039372 | 0.52008 | 0.00010431 | 0.098822 | 0.49682 | 0.0076236 | 0.45569 | 1.8497e-05 | 0.070542 | 0.0066842 | 0.0099557 | 0.00029979 | 0.15612 | 0.00037576 | 0.47777 | 0.039718 | 0.066216 | 0.0015105 | 0.0010647 | 0.37738 | 0.31136 | 0.28178 | 0.39836 | 0.13959 | 0.19254 | 0.64487 | 0.15235 | 0.19013
4428212 | VCUG | 10 | 15f_161053_401x236x571.dat | 0.1200;0.1200;0.2828 | 401;236;571 | (0.4290;78.9646;9.2745) | 80 | 8.502 | 60 | 91.2195 | 60 | iodine | [138] | [100] | 1 | 5 | 60 | normal | none | 9.3395 | 7.7041 | 71.9517 | 42.5971 | 35.138 | 1496.776 | 1.6974e-13 | 0.0734 | 0.00016561 | 0.0043584 | 0.55021 | 0.00026598 | 0.10455 | 0.54008 | 0.0087074 | 0.472 | 0 | 0.07634 | 0.0074266 | 0.010991 | 0.00048592 | 0.16985 | 0.0003923 | 0.50831 | 0.043027 | 0.072622 | 0.0017586 | 0.0011786 | 0.40723 | 0.33377 | 0.30267 | 0.41509 | 0.14626 | 0.19422 | 0.68899 | 0.16097 | 0.20353
4428212 | VCUG | 10 | 15f_161053_401x236x571.dat | 0.1200;0.1200;0.2828 | 401;236;571 | (0.4290;78.9646;9.2745) | 110 | 3.9 | 52 | 91.2195 | 60 | iodine | [138] | [100] | 1 | 5 | 60 | normal | none | 9.3395 | 7.7041 | 71.9517 | 42.5971 | 35.138 | 1496.776 | 2.328e-13 | 0.039338 | 9.9781e-05 | 0.0025788 | 0.35232 | 0.00013848 | 0.058926 | 0.31258 | 0.0047921 | 0.32805 | 0 | 0.044029 | 0.0040817 | 0.0059364 | 0.00019902 | 0.096207 | 0.00027072 | 0.31324 | 0.02459 | 0.040049 | 0.0008253 | 0.00065438 | 0.23609 | 0.20418 | 0.17916 | 0.29467 | 0.09712 | 0.17165 | 0.41309 | 0.10303 | 0.12473
4428212 | VCUG | 10 | 15f_161053_401x236x571.dat | 0.1200;0.1200;0.2828 | 401;236;571 | (0.4290;78.9646;9.2745) | 110 | 7.85 | 62 | 91.2195 | 60 | iodine | [138] | [100] | 1 | 5 | 60 | normal | none | 9.3395 | 7.7041 | 71.9517 | 42.5971 | 35.138 | 1496.776 | 1.8592e-13 | 0.068103 | 0.00016767 | 0.0043806 | 0.51224 | 0.00012472 | 0.099364 | 0.4987 | 0.008511 | 0.439 | 0.00022556 | 0.070448 | 0.0072433 | 0.010174 | 0.00036696 | 0.15656 | 0.0004363 | 0.4726 | 0.040692 | 0.068125 | 0.0018263 | 0.0013043 | 0.38177 | 0.3143 | 0.2782 | 0.39049 | 0.13672 | 0.18833 | 0.63822 | 0.14997 | 0.18987
4428212 | VCUG | 10 | 15f_161053_401x236x571.dat | 0.1200;0.1200;0.2828 | 401;236;571 | (0.4290;78.9646;9.2745) | 110 | 9.9905 | 69 | 91.2195 | 60 | iodine | [138] | [100] | 1 | 5 | 60 | normal | none | 9.3395 | 7.7041 | 71.9517 | 42.5971 | 35.138 | 1496.776 | 1.7977e-13 | 0.080029 | 0.00019615 | 0.005445 | 0.57028 | 0.00030957 | 0.11959 | 0.58396 | 0.010916 | 0.4684 | 0 | 0.082238 | 0.008819 | 0.013956 | 0.00063241 | 0.18204 | 0.00049208 | 0.53481 | 0.048124 | 0.081526 | 0.0024181 | 0.0011861 | 0.44966 | 0.36127 | 0.31865 | 0.4218 | 0.14994 | 0.191 | 0.72792 | 0.16756 | 0.21709
4428212 | VCUG | 11 | 15f_161053_401x236x571.dat | 0.1200;0.1200;0.2828 | 401;236;571 | (0.1992;74.2800;19.4412) | 60 | 2.5 | 38 | 87.56 | 60 | iodine | [138] | [75] | 1 | 5 | 60 | normal | none | 10.6577 | 14.0003 | 149.2115 | 46.6594 | 61.2935 | 2859.9187 | 2.976e-13 | 0.39089 | 0.00014031 | 0.016754 | 0.1006 | 0.00035326 | 0.11354 | 0.11741 | 0.06336 | 0.62463 | 0.00050285 | 0.12621 | 0.11953 | 0.07845 | 0.00099337 | 0.23136 | 0.0009263 | 0.13569 | 0.37426 | 0.11867 | 0.0096888 | 0.0049647 | 0.084962 | 0.12558 | 0.10349 | 0.1177 | 0.056718 | 0.13821 | 0.16309 | 0.14239 | 0.098427
4428212 | VCUG | 11 | 15f_161053_401x236x571.dat | 0.1200;0.1200;0.2828 | 401;236;571 | (0.1992;74.2800;19.4412) | 60 | 5.7448 | 47 | 87.56 | 60 | iodine | [138] | [75] | 1 | 5 | 60 | normal | none | 10.6577 | 14.0003 | 149.2115 | 46.6594 | 61.2935 | 2859.9187 | 1.932e-13 | 0.71874 | 0.00043116 | 0.042088 | 0.22471 | 0.00087718 | 0.27379 | 0.27345 | 0.14997 | 1.0019 | 0.00019821 | 0.27777 | 0.22761 | 0.18442 | 0.003138 | 0.48651 | 0.0025618 | 0.30094 | 0.64674 | 0.26674 | 0.02636 | 0.013843 | 0.20095 | 0.25944 | 0.2259 | 0.22201 | 0.099981 | 0.16456 | 0.36166 | 0.27156 | 0.20795
4428212 | VCUG | 11 | 15f_161053_401x236x571.dat | 0.1200;0.1200;0.2828 | 401;236;571 | (0.1992;74.2800;19.4412) | 60 | 6.3535 | 49 | 87.56 | 60 | iodine | [138] | [75] | 1 | 5 | 60 | normal | none | 10.6577 | 14.0003 | 149.2115 | 46.6594 | 61.2935 | 2859.9187 | 1.8447e-13 | 0.76262 | 0.00050439 | 0.04713 | 0.24612 | 0.0010326 | 0.30224 | 0.29429 | 0.16689 | 1.0469 | 0 | 0.30381 | 0.24362 | 0.20068 | 0.0037396 | 0.52901 | 0.0030124 | 0.32977 | 0.6806 | 0.29365 | 0.02997 | 0.016669 | 0.22105 | 0.28224 | 0.24773 | 0.23781 | 0.10645 | 0.16763 | 0.3989 | 0.29133 | 0.22591
4428212 | VCUG | 11 | 15f_161053_401x236x571.dat | 0.1200;0.1200;0.2828 | 401;236;571 | (0.1992;74.2800;19.4412) | 80 | 2.9 | 44 | 87.56 | 60 | iodine | [138] | [75] | 1 | 5 | 60 | normal | none | 10.6577 | 14.0003 | 149.2115 | 46.6594 | 61.2935 | 2859.9187 | 2.6643e-13 | 0.47295 | 0.00027545 | 0.025414 | 0.13679 | 0.00058518 | 0.16291 | 0.15857 | 0.090349 | 0.70262 | 0.00068734 | 0.1698 | 0.14676 | 0.10933 | 0.0019046 | 0.29998 | 0.0015271 | 0.18378 | 0.43572 | 0.1612 | 0.015544 | 0.0077389 | 0.12149 | 0.16446 | 0.13942 | 0.14386 | 0.067719 | 0.1436 | 0.21726 | 0.17582 | 0.12912
4428212 | VCUG | 11 | 15f_161053_401x236x571.dat | 0.1200;0.1200;0.2828 | 401;236;571 | (0.1992;74.2800;19.4412) | 80 | 7.702 | 57 | 87.56 | 60 | iodine | [138] | [75] | 1 | 5 | 60 | normal | none | 10.6577 | 14.0003 | 149.2115 | 46.6594 | 61.2935 | 2859.9187 | 1.7804e-13 | 0.83555 | 0.0008215 | 0.061509 | 0.29057 | 0.0024536 | 0.36736 | 0.34871 | 0.20238 | 1.0896 | 0.00032554 | 0.354 | 0.26886 | 0.2369 | 0.0047194 | 0.59712 | 0.0041682 | 0.38834 | 0.719 | 0.34383 | 0.038887 | 0.020716 | 0.26558 | 0.33061 | 0.29131 | 0.26714 | 0.11728 | 0.16978 | 0.45997 | 0.32475 | 0.26206
4428212 | VCUG | 11 | 15f_161053_401x236x571.dat | 0.1200;0.1200;0.2828 | 401;236;571 | (0.1992;74.2800;19.4412) | 80 | 8.502 | 60 | 87.56 | 60 | iodine | [138] | [75] | 1 | 5 | 60 | normal | none | 10.6577 | 14.0003 | 149.2115 | 46.6594 | 61.2935 | 2859.9187 | 1.7362e-13 | 0.87794 | 0.00092972 | 0.067347 | 0.3104 | 0.0027244 | 0.39821 | 0.37961 | 0.21769 | 1.1183 | 0.0014254 | 0.37762 | 0.28156 | 0.25607 | 0.0053116 | 0.63102 | 0.0047763 | 0.41485 | 0.74391 | 0.36763 | 0.042582 | 0.023314 | 0.28932 | 0.35231 | 0.31125 | 0.2813 | 0.12261 | 0.17181 | 0.48917 | 0.34197 | 0.27966
4428212 | VCUG | 11 | 15f_161053_401x236x571.dat | 0.1200;0.1200;0.2828 | 401;236;571 | (0.1992;74.2800;19.4412) | 110 | 3.9 | 52 | 87.56 | 60 | iodine | [138] | [75] | 1 | 5 | 60 | normal | none | 10.6577 | 14.0003 | 149.2115 | 46.6594 | 61.2935 | 2859.9187 | 2.3817e-13 | 0.57677 | 0.00051908 | 0.039246 | 0.18787 | 0.0012014 | 0.23311 | 0.22616 | 0.12672 | 0.80812 | 0.00012695 | 0.22918 | 0.18392 | 0.1514 | 0.0029973 | 0.392 | 0.0026363 | 0.25111 | 0.51698 | 0.21839 | 0.024027 | 0.01263 | 0.16998 | 0.22014 | 0.18751 | 0.1841 | 0.083005 | 0.15057 | 0.29515 | 0.22152 | 0.17256
4428212 | VCUG | 11 | 15f_161053_401x236x571.dat | 0.1200;0.1200;0.2828 | 401;236;571 | (0.1992;74.2800;19.4412) | 110 | 7.85 | 62 | 87.56 | 60 | iodine | [138] | [75] | 1 | 5 | 60 | normal | none | 10.6577 | 14.0003 | 149.2115 | 46.6594 | 61.2935 | 2859.9187 | 1.9021e-13 | 0.81539 | 0.00098893 | 0.06531 | 0.28818 | 0.0021229 | 0.37386 | 0.35726 | 0.201 | 1.0456 | 0.0011458 | 0.34949 | 0.26211 | 0.23632 | 0.0047729 | 0.58571 | 0.0047727 | 0.38488 | 0.69316 | 0.33851 | 0.039595 | 0.020871 | 0.27269 | 0.33112 | 0.28549 | 0.26338 | 0.11481 | 0.16653 | 0.45271 | 0.31826 | 0.26075
4428212 | VCUG | 11 | 15f_161053_401x236x571.dat | 0.1200;0.1200;0.2828 | 401;236;571 | (0.1992;74.2800;19.4412) | 110 | 9.9905 | 69 | 87.56 | 60 | iodine | [138] | [75] | 1 | 5 | 60 | normal | none | 10.6577 | 14.0003 | 149.2115 | 46.6594 | 61.2935 | 2859.9187 | 1.8392e-13 | 0.88452 | 0.0012121 | 0.078638 | 0.32958 | 0.0032483 | 0.43018 | 0.40874 | 0.23235 | 1.0969 | 0.0019167 | 0.39625 | 0.28763 | 0.26781 | 0.0062805 | 0.65138 | 0.0057237 | 0.43889 | 0.73875 | 0.38485 | 0.048488 | 0.026332 | 0.31168 | 0.37627 | 0.32356 | 0.29291 | 0.12541 | 0.16956 | 0.51162 | 0.35034 | 0.29466
4428212 | VCUG | 12 | 15f_161053_401x236x571.dat | 0.1200;0.1200;0.2828 | 401;236;571 | (0.1992;74.2800;19.4412) | 60 | 2.5 | 38 | 87.56 | 60 | iodine | [138] | [10] | 1 | 5 | 60 | normal | none | 10.6577 | 14.0003 | 149.2115 | 46.6594 | 61.2935 | 2859.9187 | 2.976e-13 | 0.39089 | 0.00014031 | 0.016756 | 0.10079 | 0.00035326 | 0.11354 | 0.12033 | 0.06336 | 0.62463 | 0.00050285 | 0.12622 | 0.11954 | 0.07845 | 0.00099337 | 0.23137 | 0.0009263 | 0.13601 | 0.37429 | 0.11868 | 0.0096888 | 0.0049647 | 0.10056 | 0.12587 | 0.10376 | 0.11782 | 0.056856 | 0.13826 | 0.16425 | 0.1425 | 0.099361
4428212 | VCUG | 12 | 15f_161053_401x236x571.dat | 0.1200;0.1200;0.2828 | 401;236;571 | (0.1992;74.2800;19.4412) | 60 | 5.7448 | 47 | 87.56 | 60 | iodine | [138] | [10] | 1 | 5 | 60 | normal | none | 10.6577 | 14.0003 | 149.2115 | 46.6594 | 61.2935 | 2859.9187 | 1.932e-13 | 0.71874 | 0.00043122 | 0.04209 | 0.22535 | 0.00087718 | 0.27379 | 0.28009 | 0.14997 | 1.0019 | 0.00019821 | 0.27778 | 0.22761 | 0.18442 | 0.003138 | 0.48656 | 0.0025618 | 0.30196 | 0.64674 | 0.26676 | 0.02636 | 0.013843 | 0.23684 | 0.26029 | 0.22671 | 0.22236 | 0.10039 | 0.16473 | 0.36271 | 0.2717 | 0.21012
4428212 | VCUG | 12 | 15f_161053_401x236x571.dat | 0.1200;0.1200;0.2828 | 401;236;571 | (0.1992;74.2800;19.4412) | 60 | 6.3535 | 49 | 87.56 | 60 | iodine | [138] | [10] | 1 | 5 | 60 | normal | none | 10.6577 | 14.0003 | 149.2115 | 46.6594 | 61.2935 | 2859.9187 | 1.8447e-13 | 0.76267 | 0.00050439 | 0.047134 | 0.24684 | 0.0010326 | 0.30229 | 0.30236 | 0.16689 | 1.0469 | 0 | 0.30383 | 0.24362 | 0.20068 | 0.0037396 | 0.52907 | 0.0030124 | 0.33095 | 0.68065 | 0.29367 | 0.02997 | 0.016669 | 0.26331 | 0.28323 | 0.24867 | 0.23828 | 0.10692 | 0.16783 | 0.40034 | 0.29153 | 0.22849
4428212 | VCUG | 12 | 15f_161053_401x236x571.dat | 0.1200;0.1200;0.2828 | 401;236;571 | (0.1992;74.2800;19.4412) | 80 | 2.9 | 44 | 87.56 | 60 | iodine | [138] | [10] | 1 | 5 | 60 | normal | none | 10.6577 | 14.0003 | 149.2115 | 46.6594 | 61.2935 | 2859.9187 | 2.6643e-13 | 0.47295 | 0.00027567 | 0.025415 | 0.1373 | 0.00058518 | 0.16294 | 0.16372 | 0.090349 | 0.70266 | 0.00068734 | 0.1698 | 0.14677 | 0.10933 | 0.0019046 | 0.30002 | 0.0015271 | 0.18439 | 0.43572 | 0.16122 | 0.015544 | 0.0077389 | 0.14322 | 0.16498 | 0.13992 | 0.14413 | 0.067959 | 0.14369 | 0.21884 | 0.17598 | 0.13055
4428212 | VCUG | 12 | 15f_161053_401x236x571.dat | 0.1200;0.1200;0.2828 | 401;236;571 | (0.1992;74.2800;19.4412) | 80 | 7.702 | 57 | 87.56 | 60 | iodine | [138] | [10] | 1 | 5 | 60 | normal | none | 10.6577 | 14.0003 | 149.2115 | 46.6594 | 61.2935 | 2859.9187 | 1.7804e-13 | 0.83566 | 0.00082173 | 0.061515 | 0.29186 | 0.0024571 | 0.36755 | 0.3578 | 0.20238 | 1.0897 | 0.00032554 | 0.35403 | 0.26886 | 0.2369 | 0.0047194 | 0.59723 | 0.0041682 | 0.39 | 0.71906 | 0.34389 | 0.038888 | 0.020716 | 0.31421 | 0.33204 | 0.2927 | 0.26796 | 0.11794 | 0.17005 | 0.466 | 0.32537 | 0.26516
4428212 | VCUG | 12 | 15f_161053_401x236x571.dat | 0.1200;0.1200;0.2828 | 401;236;571 | (0.1992;74.2800;19.4412) | 80 | 8.502 | 60 | 87.56 | 60 | iodine | [138] | [10] | 1 | 5 | 60 | normal | none | 10.6577 | 14.0003 | 149.2115 | 46.6594 | 61.2935 | 2859.9187 | 1.7362e-13 | 0.87805 | 0.00092937 | 0.067353 | 0.31183 | 0.0027244 | 0.39824 | 0.39164 | 0.21769 | 1.1184 | 0.0014254 | 0.37768 | 0.28156 | 0.25609 | 0.0053444 | 0.6312 | 0.0047763 | 0.41675 | 0.74391 | 0.3677 | 0.042582 | 0.023319 | 0.34154 | 0.35392 | 0.3128 | 0.28206 | 0.12335 | 0.17212 | 0.49508 | 0.34258 | 0.28318
4428212 | VCUG | 12 | 15f_161053_401x236x571.dat | 0.1200;0.1200;0.2828 | 401;236;571 | (0.1992;74.2800;19.4412) | 110 | 3.9 | 52 | 87.56 | 60 | iodine | [138] | [10] | 1 | 5 | 60 | normal | none | 10.6577 | 14.0003 | 149.2115 | 46.6594 | 61.2935 | 2859.9187 | 2.3817e-13 | 0.57677 | 0.00051912 | 0.039252 | 0.18868 | 0.0012014 | 0.23312 | 0.22942 | 0.12672 | 0.8082 | 0.00012695 | 0.2292 | 0.18392 | 0.15141 | 0.0029973 | 0.39207 | 0.0026363 | 0.25207 | 0.51698 | 0.21841 | 0.024027 | 0.012597 | 0.19915 | 0.221 | 0.18833 | 0.1846 | 0.0834 | 0.15073 | 0.29952 | 0.22194 | 0.17426
4428212 | VCUG | 12 | 15f_161053_401x236x571.dat | 0.1200;0.1200;0.2828 | 401;236;571 | (0.1992;74.2800;19.4412) | 110 | 7.85 | 62 | 87.56 | 60 | iodine | [138] | [10] | 1 | 5 | 60 | normal | none | 10.6577 | 14.0003 | 149.2115 | 46.6594 | 61.2935 | 2859.9187 | 1.9021e-13 | 0.81534 | 0.00098972 | 0.065316 | 0.28954 | 0.0021229 | 0.37399 | 0.36613 | 0.201 | 1.0457 | 0.0011458 | 0.34954 | 0.26212 | 0.23634 | 0.0047729 | 0.58586 | 0.0047727 | 0.38657 | 0.69316 | 0.33859 | 0.039595 | 0.020871 | 0.31766 | 0.33262 | 0.28693 | 0.26417 | 0.11549 | 0.16681 | 0.46047 | 0.319 | 0.26372
4428212 | VCUG | 12 | 15f_161053_401x236x571.dat | 0.1200;0.1200;0.2828 | 401;236;571 | (0.1992;74.2800;19.4412) | 110 | 9.9905 | 69 | 87.56 | 60 | iodine | [138] | [10] | 1 | 5 | 60 | normal | none | 10.6577 | 14.0003 | 149.2115 | 46.6594 | 61.2935 | 2859.9187 | 1.8392e-13 | 0.88452 | 0.0012121 | 0.078644 | 0.3314 | 0.0032483 | 0.43053 | 0.41688 | 0.23237 | 1.0971 | 0.0019167 | 0.39631 | 0.28763 | 0.26781 | 0.0062805 | 0.65154 | 0.0057227 | 0.44107 | 0.73881 | 0.38499 | 0.048488 | 0.026328 | 0.36549 | 0.37812 | 0.32537 | 0.29375 | 0.12624 | 0.1699 | 0.52137 | 0.35127 | 0.29806
4428212 | VCUG | 1 | 15m_167056_407x225x586.dat | 0.1250;0.1250;0.2832 | 407;225;586 | (0.1462;74.1875;20.3501) | 60 | 2.5 | 38 | 87.375 | 60 | iodine | [138] | [0] | 1 | 5 | 65 | normal | none | 11.3116 | 15.3976 | 174.1704 | 49.4174 | 67.2681 | 3324.2128 | 2.9835e-13 | 0.28502 | 0.00010681 | 0.013516 | 0.12143 | 0.00037968 | 0.078913 | 0.095913 | 0.060338 | 0.48583 | 0.0012707 | 0.083629 | 0.13681 | 0.062191 | 0.0011032 | 0.17685 | 0.00069082 | 0.1207 | 0.36802 | 0.11665 | 0.011673 | 0.0050829 | 0.21564 | 0.12758 | 0.098891 | 0.19674 | 0.087579 | 0.12954 | 0.26574 | 0.13175 | 0.10236
4428212 | VCUG | 1 | 15m_167056_407x225x586.dat | 0.1250;0.1250;0.2832 | 407;225;586 | (0.1462;74.1875;20.3501) | 60 | 5.7448 | 47 | 87.375 | 60 | iodine | [138] | [0] | 1 | 5 | 65 | normal | none | 11.3116 | 15.3976 | 174.1704 | 49.4174 | 67.2681 | 3324.2128 | 1.9369e-13 | 0.55221 | 0.00033545 | 0.032139 | 0.2494 | 0.00092692 | 0.20954 | 0.21044 | 0.14686 | 0.82263 | 4.6391e-05 | 0.19686 | 0.2616 | 0.15515 | 0.0022204 | 0.38958 | 0.0019989 | 0.2808 | 0.62273 | 0.26068 | 0.03343 | 0.01396 | 0.43626 | 0.2608 | 0.2146 | 0.33996 | 0.14474 | 0.15444 | 0.47211 | 0.25156 | 0.21058
4428212 | VCUG | 1 | 15m_167056_407x225x586.dat | 0.1250;0.1250;0.2832 | 407;225;586 | (0.1462;74.1875;20.3501) | 60 | 6.3535 | 49 | 87.375 | 60 | iodine | [138] | [0] | 1 | 5 | 65 | normal | none | 11.3116 | 15.3976 | 174.1704 | 49.4174 | 67.2681 | 3324.2128 | 1.8492e-13 | 0.59227 | 0.00038962 | 0.037861 | 0.27081 | 0.001085 | 0.23026 | 0.22709 | 0.1629 | 0.8658 | 0.00021567 | 0.21761 | 0.27993 | 0.1726 | 0.0026777 | 0.42593 | 0.0024836 | 0.31053 | 0.65527 | 0.28566 | 0.037945 | 0.016341 | 0.46793 | 0.28311 | 0.23495 | 0.35858 | 0.15297 | 0.15745 | 0.5011 | 0.26963 | 0.22834
4428212 | VCUG | 1 | 15m_167056_407x225x586.dat | 0.1250;0.1250;0.2832 | 407;225;586 | (0.1462;74.1875;20.3501) | 80 | 2.9 | 44 | 87.375 | 60 | iodine | [138] | [0] | 1 | 5 | 65 | normal | none | 11.3116 | 15.3976 | 174.1704 | 49.4174 | 67.2681 | 3324.2128 | 2.6711e-13 | 0.35347 | 0.00022924 | 0.020364 | 0.15822 | 0.00053323 | 0.12475 | 0.12811 | 0.087253 | 0.56075 | 2.7093e-06 | 0.1178 | 0.16782 | 0.091139 | 0.0011842 | 0.23621 | 0.0012557 | 0.16897 | 0.42399 | 0.15722 | 0.019899 | 0.0079979 | 0.27303 | 0.16568 | 0.13237 | 0.23217 | 0.10161 | 0.13478 | 0.32231 | 0.16399 | 0.13253
4428212 | VCUG | 1 | 15m_167056_407x225x586.dat | 0.1250;0.1250;0.2832 | 407;225;586 | (0.1462;74.1875;20.3501) | 80 | 7.702 | 57 | 87.375 | 60 | iodine | [138] | [0] | 1 | 5 | 65 | normal | none | 11.3116 | 15.3976 | 174.1704 | 49.4174 | 67.2681 | 3324.2128 | 1.7847e-13 | 0.65668 | 0.00067439 | 0.048691 | 0.31398 | 0.0013601 | 0.28668 | 0.26894 | 0.19845 | 0.91616 | 0.00042418 | 0.26051 | 0.3081 | 0.207 | 0.0040155 | 0.49321 | 0.0037461 | 0.36981 | 0.69036 | 0.33313 | 0.050772 | 0.021947 | 0.52789 | 0.32961 | 0.27471 | 0.39075 | 0.16575 | 0.16042 | 0.54005 | 0.30094 | 0.26274
4428212 | VCUG | 1 | 15m_167056_407x225x586.dat | 0.1250;0.1250;0.2832 | 407;225;586 | (0.1462;74.1875;20.3501) | 80 | 8.502 | 60 | 87.375 | 60 | iodine | [138] | [0] | 1 | 5 | 65 | normal | none | 11.3116 | 15.3976 | 174.1704 | 49.4174 | 67.2681 | 3324.2128 | 1.7405e-13 | 0.69568 | 0.00077111 | 0.055035 | 0.33328 | 0.0018531 | 0.31625 | 0.28425 | 0.21425 | 0.94745 | 0.0024862 | 0.28001 | 0.32265 | 0.22653 | 0.0051902 | 0.52573 | 0.0042439 | 0.39746 | 0.71262 | 0.3567 | 0.055249 | 0.024141 | 0.55856 | 0.35064 | 0.29304 | 0.40694 | 0.17231 | 0.16212 | 0.5647 | 0.318 | 0.27927
4428212 | VCUG | 1 | 15m_167056_407x225x586.dat | 0.1250;0.1250;0.2832 | 407;225;586 | (0.1462;74.1875;20.3501) | 110 | 3.9 | 52 | 87.375 | 60 | iodine | [138] | [0] | 1 | 5 | 65 | normal | none | 11.3116 | 15.3976 | 174.1704 | 49.4174 | 67.2681 | 3324.2128 | 2.3877e-13 | 0.44432 | 0.00043628 | 0.031813 | 0.20783 | 0.0010051 | 0.17862 | 0.1719 | 0.12419 | 0.66009 | 0.0013373 | 0.16511 | 0.21039 | 0.13029 | 0.0025756 | 0.31862 | 0.0021689 | 0.23497 | 0.49839 | 0.21482 | 0.030243 | 0.013962 | 0.35248 | 0.22021 | 0.17704 | 0.27958 | 0.12098 | 0.14177 | 0.39033 | 0.20629 | 0.1744
4428212 | VCUG | 1 | 15m_167056_407x225x586.dat | 0.1250;0.1250;0.2832 | 407;225;586 | (0.1462;74.1875;20.3501) | 110 | 7.85 | 62 | 87.375 | 60 | iodine | [138] | [0] | 1 | 5 | 65 | normal | none | 11.3116 | 15.3976 | 174.1704 | 49.4174 | 67.2681 | 3324.2128 | 1.9068e-13 | 0.6418 | 0.00079048 | 0.053996 | 0.3104 | 0.0020928 | 0.28873 | 0.26419 | 0.19792 | 0.88042 | 0.0015404 | 0.25918 | 0.2995 | 0.20703 | 0.0050675 | 0.48375 | 0.0041082 | 0.36701 | 0.66325 | 0.3279 | 0.050742 | 0.022573 | 0.5176 | 0.32924 | 0.26834 | 0.38324 | 0.16188 | 0.15715 | 0.52501 | 0.2946 | 0.25957
4428212 | VCUG | 1 | 15m_167056_407x225x586.dat | 0.1250;0.1250;0.2832 | 407;225;586 | (0.1462;74.1875;20.3501) | 110 | 9.9905 | 69 | 87.375 | 60 | iodine | [138] | [0] | 1 | 5 | 65 | normal | none | 11.3116 | 15.3976 | 174.1704 | 49.4174 | 67.2681 | 3324.2128 | 1.8438e-13 | 0.70421 | 0.00099763 | 0.063663 | 0.35211 | 0.0022361 | 0.34433 | 0.29848 | 0.22958 | 0.93911 | 0.0001767 | 0.2981 | 0.32799 | 0.23877 | 0.0056222 | 0.54752 | 0.0048648 | 0.4212 | 0.70546 | 0.37385 | 0.06119 | 0.026969 | 0.571 | 0.37286 | 0.30318 | 0.41472 | 0.17465 | 0.16045 | 0.57708 | 0.32625 | 0.29197
4428212 | VCUG | 2 | 15m_167056_407x225x586.dat | 0.1250;0.1250;0.2832 | 407;225;586 | (0.0769;80.8597;4.6619) | 60 | 2.5 | 38 | 92.4004 | 60 | iodine | [138] | [10] | 0 | 5 | 65 | normal | none | 9.0655 | 6.4937 | 58.8682 | 41.8827 | 30.0008 | 1256.5164 | 2.787e-13 | 0.0028016 | 2.5933e-05 | 0.00029445 | 0.17437 | 9.5791e-05 | 0.0036168 | 0.11593 | 0.00045605 | 0.018311 | 0 | 0.0021663 | 0.00039089 | 0.00047291 | 3.6814e-05 | 0.01415 | 6.8113e-05 | 0.093237 | 0.0051848 | 0.0068106 | 3.8278e-05 | 7.5153e-05 | 0.36125 | 0.11059 | 0.095137 | 0.14184 | 0.11598 | 0.14986 | 0.34376 | 0.049358 | 0.067301
4428212 | VCUG | 2 | 15m_167056_407x225x586.dat | 0.1250;0.1250;0.2832 | 407;225;586 | (0.0769;80.8597;4.6619) | 60 | 5.7448 | 47 | 92.4004 | 60 | iodine | [138] | [10] | 0 | 5 | 65 | normal | none | 9.0655 | 6.4937 | 58.8682 | 41.8827 | 30.0008 | 1256.5164 | 1.8096e-13 | 0.0097253 | 6.6014e-05 | 0.00081797 | 0.3449 | 6.7053e-05 | 0.013137 | 0.29127 | 0.0013833 | 0.04838 | 4.2598e-05 | 0.0071264 | 0.001189 | 0.0012561 | 0.00018258 | 0.040661 | 0.0001245 | 0.2342 | 0.013935 | 0.02035 | 0.00023679 | 0.00024283 | 0.76503 | 0.23891 | 0.21631 | 0.25532 | 0.19745 | 0.17784 | 0.71922 | 0.099006 | 0.14281
4428212 | VCUG | 2 | 15m_167056_407x225x586.dat | 0.1250;0.1250;0.2832 | 407;225;586 | (0.0769;80.8597;4.6619) | 60 | 6.3535 | 49 | 92.4004 | 60 | iodine | [138] | [10] | 0 | 5 | 65 | normal | none | 9.0655 | 6.4937 | 58.8682 | 41.8827 | 30.0008 | 1256.5164 | 1.7278e-13 | 0.011561 | 8.034e-05 | 0.00091348 | 0.37298 | 5.5377e-05 | 0.014728 | 0.32275 | 0.0017841 | 0.054874 | 0 | 0.0083581 | 0.0013683 | 0.0016412 | 0.00022797 | 0.047076 | 0.00014216 | 0.26142 | 0.015774 | 0.024042 | 0.00033627 | 8.6307e-05 | 0.83599 | 0.26119 | 0.23834 | 0.27369 | 0.2092 | 0.18107 | 0.78355 | 0.1076 | 0.15603
4428212 | VCUG | 2 | 15m_167056_407x225x586.dat | 0.1250;0.1250;0.2832 | 407;225;586 | (0.0769;80.8597;4.6619) | 80 | 2.9 | 44 | 92.4004 | 60 | iodine | [138] | [10] | 0 | 5 | 65 | normal | none | 9.0655 | 6.4937 | 58.8682 | 41.8827 | 30.0008 | 1256.5164 | 2.4952e-13 | 0.0064131 | 4.1376e-05 | 0.0005299 | 0.22072 | 6.8516e-05 | 0.0085501 | 0.17061 | 0.00093091 | 0.029072 | 0 | 0.0044397 | 0.00076732 | 0.00098245 | 6.7261e-05 | 0.024485 | 9.1769e-05 | 0.13831 | 0.0083052 | 0.012032 | 0.00019978 | 0.00016308 | 0.47568 | 0.14878 | 0.13151 | 0.17136 | 0.13611 | 0.15566 | 0.44418 | 0.063267 | 0.089304
4428212 | VCUG | 2 | 15m_167056_407x225x586.dat | 0.1250;0.1250;0.2832 | 407;225;586 | (0.0769;80.8597;4.6619) | 80 | 7.702 | 57 | 92.4004 | 60 | iodine | [138] | [10] | 0 | 5 | 65 | normal | none | 9.0655 | 6.4937 | 58.8682 | 41.8827 | 30.0008 | 1256.5164 | 1.6677e-13 | 0.018357 | 0.00010521 | 0.0012985 | 0.42453 | 7.3843e-05 | 0.02338 | 0.40324 | 0.0028491 | 0.07127 | 6.3865e-05 | 0.013256 | 0.0022168 | 0.0023315 | 0.00034743 | 0.064141 | 0.0001418 | 0.32303 | 0.020862 | 0.033038 | 0.00046047 | 0.00049509 | 0.96574 | 0.31071 | 0.28426 | 0.30519 | 0.2278 | 0.18399 | 0.87124 | 0.12212 | 0.18349
4428212 | VCUG | 2 | 15m_167056_407x225x586.dat | 0.1250;0.1250;0.2832 | 407;225;586 | (0.0769;80.8597;4.6619) | 80 | 8.502 | 60 | 92.4004 | 60 | iodine | [138] | [10] | 0 | 5 | 65 | normal | none | 9.0655 | 6.4937 | 58.8682 | 41.8827 | 30.0008 | 1256.5164 | 1.6265e-13 | 0.019883 | 0.00010834 | 0.0013863 | 0.44823 | 0.00018307 | 0.026949 | 0.43941 | 0.0033875 | 0.077954 | 0 | 0.014975 | 0.0024871 | 0.0029446 | 0.00022058 | 0.071511 | 0.00017379 | 0.34971 | 0.023265 | 0.036222 | 0.00063131 | 0.00044209 | 1.0283 | 0.33262 | 0.30494 | 0.31976 | 0.23723 | 0.18605 | 0.91265 | 0.12873 | 0.19589
4428212 | VCUG | 2 | 15m_167056_407x225x586.dat | 0.1250;0.1250;0.2832 | 407;225;586 | (0.0769;80.8597;4.6619) | 110 | 3.9 | 52 | 92.4004 | 60 | iodine | [138] | [10] | 0 | 5 | 65 | normal | none | 9.0655 | 6.4937 | 58.8682 | 41.8827 | 30.0008 | 1256.5164 | 2.2306e-13 | 0.011308 | 7.0384e-05 | 0.00084442 | 0.28656 | 6.0817e-05 | 0.014805 | 0.25387 | 0.0018439 | 0.044017 | 0.0006664 | 0.0081067 | 0.0013636 | 0.0017127 | 0.00010754 | 0.038941 | 0.00011996 | 0.20219 | 0.012983 | 0.02011 | 0.0002942 | 0.00026599 | 0.63036 | 0.20428 | 0.18079 | 0.21275 | 0.16412 | 0.16342 | 0.58432 | 0.082642 | 0.12087
4428212 | VCUG | 2 | 15m_167056_407x225x586.dat | 0.1250;0.1250;0.2832 | 407;225;586 | (0.0769;80.8597;4.6619) | 110 | 7.85 | 62 | 92.4004 | 60 | iodine | [138] | [10] | 0 | 5 | 65 | normal | none | 9.0655 | 6.4937 | 58.8682 | 41.8827 | 30.0008 | 1256.5164 | 1.7815e-13 | 0.019933 | 0.00010711 | 0.0014237 | 0.41904 | 0.00010448 | 0.025017 | 0.40567 | 0.0034707 | 0.073151 | 0 | 0.014788 | 0.0025236 | 0.0030501 | 0.00022991 | 0.066482 | 0.00021088 | 0.32606 | 0.021709 | 0.034369 | 0.0006065 | 0.00038533 | 0.95424 | 0.31353 | 0.28007 | 0.30077 | 0.22281 | 0.18069 | 0.85382 | 0.12073 | 0.18296
4428212 | VCUG | 2 | 15m_167056_407x225x586.dat | 0.1250;0.1250;0.2832 | 407;225;586 | (0.0769;80.8597;4.6619) | 110 | 9.9905 | 69 | 92.4004 | 60 | iodine | [138] | [10] | 0 | 5 | 65 | normal | none | 9.0655 | 6.4937 | 58.8682 | 41.8827 | 30.0008 | 1256.5164 | 1.7227e-13 | 0.024074 | 0.00012633 | 0.0019132 | 0.46856 | 0.00018647 | 0.034455 | 0.4805 | 0.0043973 | 0.087539 | 0 | 0.018726 | 0.0032035 | 0.0038764 | 4.9541e-05 | 0.080985 | 0.00024033 | 0.38127 | 0.025866 | 0.041627 | 0.00073375 | 0.00056414 | 1.0718 | 0.35967 | 0.32002 | 0.332 | 0.24152 | 0.18437 | 0.94969 | 0.13536 | 0.20853
4428212 | VCUG | 3 | 15m_167056_407x225x586.dat | 0.1250;0.1250;0.2832 | 407;225;586 | (0.0769;80.8597;4.6619) | 60 | 2.5 | 38 | 92.4004 | 60 | iodine | [138] | [30] | 0 | 5 | 65 | normal | none | 9.0655 | 6.4937 | 58.8682 | 41.8827 | 30.0008 | 1256.5164 | 2.787e-13 | 0.0028062 | 2.6076e-05 | 0.00029295 | 0.17372 | 9.5791e-05 | 0.0036372 | 0.11067 | 0.00045676 | 0.018283 | 0 | 0.0021571 | 0.00038942 | 0.00047216 | 3.6814e-05 | 0.014103 | 6.8113e-05 | 0.092128 | 0.0051834 | 0.0068131 | 3.8278e-05 | 7.5153e-05 | 0.3376 | 0.11005 | 0.094667 | 0.14152 | 0.11564 | 0.14978 | 0.33672 | 0.048762 | 0.065714
4428212 | VCUG | 3 | 15m_167056_407x225x586.dat | 0.1250;0.1250;0.2832 | 407;225;586 | (0.0769;80.8597;4.6619) | 60 | 5.7448 | 47 | 92.4004 | 60 | iodine | [138] | [30] | 0 | 5 | 65 | normal | none | 9.0655 | 6.4937 | 58.8682 | 41.8827 | 30.0008 | 1256.5164 | 1.8096e-13 | 0.0095949 | 6.6478e-05 | 0.0008157 | 0.3433 | 6.7053e-05 | 0.013189 | 0.27664 | 0.0013742 | 0.048252 | 4.2598e-05 | 0.0070767 | 0.0011861 | 0.0012351 | 0.00018258 | 0.040494 | 0.0001245 | 0.23106 | 0.013913 | 0.020282 | 0.00023679 | 0.00024283 | 0.71573 | 0.23727 | 0.21487 | 0.25438 | 0.19648 | 0.17758 | 0.70253 | 0.097545 | 0.13908
4428212 | VCUG | 3 | 15m_167056_407x225x586.dat | 0.1250;0.1250;0.2832 | 407;225;586 | (0.0769;80.8597;4.6619) | 60 | 6.3535 | 49 | 92.4004 | 60 | iodine | [138] | [30] | 0 | 5 | 65 | normal | none | 9.0655 | 6.4937 | 58.8682 | 41.8827 | 30.0008 | 1256.5164 | 1.7278e-13 | 0.011507 | 8.0051e-05 | 0.00089016 | 0.37096 | 5.5377e-05 | 0.014607 | 0.30726 | 0.001772 | 0.054719 | 0 | 0.0082968 | 0.0013672 | 0.0016063 | 0.00022797 | 0.04684 | 0.00014243 | 0.25775 | 0.015747 | 0.023895 | 0.00033627 | 8.6307e-05 | 0.78251 | 0.25931 | 0.23665 | 0.27252 | 0.20808 | 0.18077 | 0.76277 | 0.10578 | 0.15192
4428212 | VCUG | 3 | 15m_167056_407x225x586.dat | 0.1250;0.1250;0.2832 | 407;225;586 | (0.0769;80.8597;4.6619) | 80 | 2.9 | 44 | 92.4004 | 60 | iodine | [138] | [30] | 0 | 5 | 65 | normal | none | 9.0655 | 6.4937 | 58.8682 | 41.8827 | 30.0008 | 1256.5164 | 2.4952e-13 | 0.0063843 | 4.1336e-05 | 0.0005299 | 0.21957 | 6.8516e-05 | 0.0085717 | 0.16226 | 0.00092855 | 0.028979 | 0 | 0.0044069 | 0.0007668 | 0.0009754 | 6.7261e-05 | 0.02435 | 9.4526e-05 | 0.13642 | 0.0082868 | 0.011959 | 0.00019978 | 0.00017589 | 0.44618 | 0.14785 | 0.13067 | 0.17089 | 0.13554 | 0.15553 | 0.43444 | 0.062421 | 0.087086
4428212 | VCUG | 3 | 15m_167056_407x225x586.dat | 0.1250;0.1250;0.2832 | 407;225;586 | (0.0769;80.8597;4.6619) | 80 | 7.702 | 57 | 92.4004 | 60 | iodine | [138] | [30] | 0 | 5 | 65 | normal | none | 9.0655 | 6.4937 | 58.8682 | 41.8827 | 30.0008 | 1256.5164 | 1.6677e-13 | 0.018041 | 0.00010435 | 0.0012928 | 0.4216 | 7.3843e-05 | 0.023304 | 0.38359 | 0.0028401 | 0.071012 | 6.3865e-05 | 0.013148 | 0.0022064 | 0.0022996 | 0.00034743 | 0.063871 | 0.00014256 | 0.31841 | 0.02081 | 0.032855 | 0.00045955 | 0.00049509 | 0.91279 | 0.30818 | 0.28193 | 0.30389 | 0.22639 | 0.18363 | 0.84876 | 0.1201 | 0.17884
4428212 | VCUG | 3 | 15m_167056_407x225x586.dat | 0.1250;0.1250;0.2832 | 407;225;586 | (0.0769;80.8597;4.6619) | 80 | 8.502 | 60 | 92.4004 | 60 | iodine | [138] | [30] | 0 | 5 | 65 | normal | none | 9.0655 | 6.4937 | 58.8682 | 41.8827 | 30.0008 | 1256.5164 | 1.6265e-13 | 0.019735 | 0.00010756 | 0.001417 | 0.44483 | 0.00018307 | 0.026511 | 0.41706 | 0.0033722 | 0.077573 | 0 | 0.014864 | 0.0024768 | 0.0029263 | 0.00022058 | 0.071179 | 0.00017536 | 0.34435 | 0.023212 | 0.036087 | 0.00062663 | 0.00044209 | 0.97217 | 0.32978 | 0.30233 | 0.31802 | 0.23566 | 0.18562 | 0.89255 | 0.12683 | 0.19083
4428212 | VCUG | 3 | 15m_167056_407x225x586.dat | 0.1250;0.1250;0.2832 | 407;225;586 | (0.0769;80.8597;4.6619) | 110 | 3.9 | 52 | 92.4004 | 60 | iodine | [138] | [30] | 0 | 5 | 65 | normal | none | 9.0655 | 6.4937 | 58.8682 | 41.8827 | 30.0008 | 1256.5164 | 2.2306e-13 | 0.011161 | 7.0119e-05 | 0.00081923 | 0.28495 | 6.0817e-05 | 0.014813 | 0.24158 | 0.0018278 | 0.043856 | 0.0006664 | 0.0080614 | 0.0013602 | 0.0016991 | 0.00011364 | 0.038703 | 0.00011996 | 0.19956 | 0.012969 | 0.019969 | 0.00029214 | 0.00026599 | 0.59427 | 0.20281 | 0.17946 | 0.21203 | 0.16329 | 0.16319 | 0.56742 | 0.081178 | 0.11786
4428212 | VCUG | 3 | 15m_167056_407x225x586.dat | 0.1250;0.1250;0.2832 | 407;225;586 | (0.0769;80.8597;4.6619) | 110 | 7.85 | 62 | 92.4004 | 60 | iodine | [138] | [30] | 0 | 5 | 65 | normal | none | 9.0655 | 6.4937 | 58.8682 | 41.8827 | 30.0008 | 1256.5164 | 1.7815e-13 | 0.019693 | 0.00010716 | 0.0014257 | 0.41596 | 0.00010448 | 0.024956 | 0.38802 | 0.0034532 | 0.072881 | 0 | 0.014683 | 0.0025164 | 0.0030133 | 0.00022991 | 0.066089 | 0.0002112 | 0.32158 | 0.021643 | 0.034283 | 0.00061183 | 0.00036223 | 0.90086 | 0.31105 | 0.27781 | 0.29923 | 0.22145 | 0.1803 | 0.82334 | 0.11809 | 0.17838
4428212 | VCUG | 3 | 15m_167056_407x225x586.dat | 0.1250;0.1250;0.2832 | 407;225;586 | (0.0769;80.8597;4.6619) | 110 | 9.9905 | 69 | 92.4004 | 60 | iodine | [138] | [30] | 0 | 5 | 65 | normal | none | 9.0655 | 6.4937 | 58.8682 | 41.8827 | 30.0008 | 1256.5164 | 1.7227e-13 | 0.023817 | 0.00012599 | 0.0019191 | 0.4647 | 0.00018647 | 0.033854 | 0.46076 | 0.004369 | 0.087133 | 0 | 0.018588 | 0.0031887 | 0.0038791 | 4.2926e-05 | 0.080515 | 0.00023165 | 0.37598 | 0.025765 | 0.041389 | 0.00074524 | 0.00054629 | 1.0216 | 0.35673 | 0.31732 | 0.3302 | 0.23991 | 0.18391 | 0.92235 | 0.13286 | 0.20376
4428212 | VCUG | 4 | 15m_167056_407x225x586.dat | 0.1250;0.1250;0.2832 | 407;225;586 | (0.0769;80.8597;9.1698) | 60 | 2.5 | 38 | 92.4004 | 60 | iodine | [138] | [50] | 0 | 5 | 65 | normal | none | 9.0655 | 8.6924 | 78.8009 | 41.8827 | 40.1591 | 1681.9713 | 2.9695e-13 | 0.024317 | 3.6767e-05 | 0.00099602 | 0.25173 | 2.3252e-05 | 0.024716 | 0.076968 | 0.0026162 | 0.25879 | 0 | 0.012148 | 0.0018076 | 0.0025192 | 0.00013537 | 0.16626 | 8.1612e-05 | 0.17911 | 0.035794 | 0.061427 | 0.00018762 | 0.00012303 | 0.23502 | 0.11422 | 0.093395 | 0.26072 | 0.095677 | 0.14726 | 0.23731 | 0.082562 | 0.080087
4428212 | VCUG | 4 | 15m_167056_407x225x586.dat | 0.1250;0.1250;0.2832 | 407;225;586 | (0.0769;80.8597;9.1698) | 60 | 5.7448 | 47 | 92.4004 | 60 | iodine | [138] | [50] | 0 | 5 | 65 | normal | none | 9.0655 | 8.6924 | 78.8009 | 41.8827 | 40.1591 | 1681.9713 | 1.928e-13 | 0.062743 | 8.0694e-05 | 0.0027055 | 0.45939 | 0.00014382 | 0.06599 | 0.1937 | 0.0077214 | 0.47722 | 5.4247e-05 | 0.035058 | 0.0053034 | 0.007696 | 0.00012168 | 0.34516 | 0.00022282 | 0.38872 | 0.080513 | 0.13671 | 0.00078874 | 0.00052256 | 0.51618 | 0.24248 | 0.20894 | 0.42305 | 0.16314 | 0.1739 | 0.48595 | 0.15691 | 0.16213
4428212 | VCUG | 4 | 15m_167056_407x225x586.dat | 0.1250;0.1250;0.2832 | 407;225;586 | (0.0769;80.8597;9.1698) | 60 | 6.3535 | 49 | 92.4004 | 60 | iodine | [138] | [50] | 0 | 5 | 65 | normal | none | 9.0655 | 8.6924 | 78.8009 | 41.8827 | 40.1591 | 1681.9713 | 1.8409e-13 | 0.070901 | 0.00010158 | 0.0036685 | 0.49051 | 0.00017728 | 0.074421 | 0.22108 | 0.0087904 | 0.50834 | 0 | 0.040208 | 0.0062237 | 0.0086981 | 0.00030612 | 0.37398 | 0.00021778 | 0.42481 | 0.088572 | 0.15063 | 0.00088181 | 0.00051533 | 0.55979 | 0.26449 | 0.2297 | 0.44792 | 0.17289 | 0.17696 | 0.52418 | 0.16859 | 0.17622
4428212 | VCUG | 4 | 15m_167056_407x225x586.dat | 0.1250;0.1250;0.2832 | 407;225;586 | (0.0769;80.8597;9.1698) | 80 | 2.9 | 44 | 92.4004 | 60 | iodine | [138] | [50] | 0 | 5 | 65 | normal | none | 9.0655 | 8.6924 | 78.8009 | 41.8827 | 40.1591 | 1681.9713 | 2.6586e-13 | 0.037915 | 5.3167e-05 | 0.0016635 | 0.30493 | 6.3816e-05 | 0.037468 | 0.11526 | 0.0045347 | 0.31204 | 0 | 0.020761 | 0.0032446 | 0.0044505 | 0.00010504 | 0.21301 | 0.00015018 | 0.23982 | 0.048898 | 0.083601 | 0.0005389 | 0.00024438 | 0.31657 | 0.15191 | 0.12762 | 0.29961 | 0.11238 | 0.15254 | 0.29979 | 0.10169 | 0.10335
4428212 | VCUG | 4 | 15m_167056_407x225x586.dat | 0.1250;0.1250;0.2832 | 407;225;586 | (0.0769;80.8597;9.1698) | 80 | 7.702 | 57 | 92.4004 | 60 | iodine | [138] | [50] | 0 | 5 | 65 | normal | none | 9.0655 | 8.6924 | 78.8009 | 41.8827 | 40.1591 | 1681.9713 | 1.7768e-13 | 0.088851 | 0.00013412 | 0.0044128 | 0.54401 | 0.00028125 | 0.10512 | 0.27289 | 0.012189 | 0.55316 | 0 | 0.054883 | 0.0088333 | 0.011654 | 0.00021383 | 0.42334 | 0.00029842 | 0.4978 | 0.10186 | 0.17579 | 0.0016707 | 0.00074032 | 0.65336 | 0.31263 | 0.27221 | 0.48268 | 0.18841 | 0.17937 | 0.61588 | 0.19106 | 0.20359
4428212 | VCUG | 4 | 15m_167056_407x225x586.dat | 0.1250;0.1250;0.2832 | 407;225;586 | (0.0769;80.8597;9.1698) | 80 | 8.502 | 60 | 92.4004 | 60 | iodine | [138] | [50] | 0 | 5 | 65 | normal | none | 9.0655 | 8.6924 | 78.8009 | 41.8827 | 40.1591 | 1681.9713 | 1.7328e-13 | 0.098375 | 0.00014508 | 0.0054323 | 0.56984 | 0.0001098 | 0.11636 | 0.29614 | 0.013641 | 0.5774 | 0 | 0.060707 | 0.0098773 | 0.013235 | 0.00023381 | 0.44751 | 0.00032027 | 0.53091 | 0.10809 | 0.1871 | 0.0020389 | 0.0008898 | 0.69652 | 0.334 | 0.29145 | 0.50183 | 0.19629 | 0.18149 | 0.64827 | 0.20119 | 0.21617
4428212 | VCUG | 4 | 15m_167056_407x225x586.dat | 0.1250;0.1250;0.2832 | 407;225;586 | (0.0769;80.8597;9.1698) | 110 | 3.9 | 52 | 92.4004 | 60 | iodine | [138] | [50] | 0 | 5 | 65 | normal | none | 9.0655 | 8.6924 | 78.8009 | 41.8827 | 40.1591 | 1681.9713 | 2.3766e-13 | 0.056929 | 8.6601e-05 | 0.0031952 | 0.38027 | 0.00017241 | 0.060661 | 0.17326 | 0.0075662 | 0.38346 | 5.5945e-05 | 0.033549 | 0.0054278 | 0.0073684 | 0.00018755 | 0.27827 | 0.00015957 | 0.3236 | 0.064898 | 0.11353 | 0.0011369 | 0.00058326 | 0.42699 | 0.20647 | 0.17385 | 0.35446 | 0.13564 | 0.15986 | 0.39683 | 0.12945 | 0.13654
4428212 | VCUG | 4 | 15m_167056_407x225x586.dat | 0.1250;0.1250;0.2832 | 407;225;586 | (0.0769;80.8597;9.1698) | 110 | 7.85 | 62 | 92.4004 | 60 | iodine | [138] | [50] | 0 | 5 | 65 | normal | none | 9.0655 | 8.6924 | 78.8009 | 41.8827 | 40.1591 | 1681.9713 | 1.898e-13 | 0.089231 | 0.00014042 | 0.0045384 | 0.5343 | 0.00014581 | 0.1027 | 0.28318 | 0.013054 | 0.5362 | 6.2803e-05 | 0.057529 | 0.0094963 | 0.012521 | 0.00019355 | 0.41354 | 0.00030411 | 0.49231 | 0.098093 | 0.17342 | 0.002067 | 0.0010839 | 0.64742 | 0.3145 | 0.26753 | 0.47113 | 0.18439 | 0.17626 | 0.59763 | 0.18638 | 0.20256
4428212 | VCUG | 4 | 15m_167056_407x225x586.dat | 0.1250;0.1250;0.2832 | 407;225;586 | (0.0769;80.8597;9.1698) | 110 | 9.9905 | 69 | 92.4004 | 60 | iodine | [138] | [50] | 0 | 5 | 65 | normal | none | 9.0655 | 8.6924 | 78.8009 | 41.8827 | 40.1591 | 1681.9713 | 1.8352e-13 | 0.10784 | 0.00016885 | 0.0062843 | 0.58806 | 0.00028634 | 0.12453 | 0.33261 | 0.016302 | 0.58212 | 0 | 0.069791 | 0.011641 | 0.01552 | 0.00051044 | 0.46198 | 0.00052108 | 0.5613 | 0.11104 | 0.1968 | 0.0026388 | 0.001407 | 0.73976 | 0.35927 | 0.30451 | 0.50686 | 0.20002 | 0.17973 | 0.65949 | 0.20603 | 0.22869
4428212 | VCUG | 5 | 15m_167056_407x225x586.dat | 0.1250;0.1250;0.2832 | 407;225;586 | (0.2518;80.7713;9.2458) | 60 | 2.5 | 38 | 92.5772 | 60 | iodine | [138] | [50] | 0 | 5 | 65 | normal | none | 9.1383 | 8.7244 | 79.7256 | 42.2997 | 40.3839 | 1708.2267 | 2.9704e-13 | 0.024755 | 3.3749e-05 | 0.00076121 | 0.21628 | 1.9354e-05 | 0.036732 | 0.075195 | 0.0014975 | 0.28612 | 0.00043984 | 0.045553 | 0.001666 | 0.0020529 | 0.00013139 | 0.078134 | 6.7896e-05 | 0.16699 | 0.020699 | 0.026595 | 0.00019792 | 0.00018816 | 0.23638 | 0.11267 | 0.09214 | 0.26948 | 0.094553 | 0.14563 | 0.2431 | 0.079754 | 0.072288
4428212 | VCUG | 5 | 15m_167056_407x225x586.dat | 0.1250;0.1250;0.2832 | 407;225;586 | (0.2518;80.7713;9.2458) | 60 | 5.7448 | 47 | 92.5772 | 60 | iodine | [138] | [50] | 0 | 5 | 65 | normal | none | 9.1383 | 8.7244 | 79.7256 | 42.2997 | 40.3839 | 1708.2267 | 1.9286e-13 | 0.064802 | 9.4854e-05 | 0.0022223 | 0.42738 | 0.00012067 | 0.094134 | 0.19152 | 0.0048451 | 0.50734 | 0 | 0.096451 | 0.0049745 | 0.0060836 | 0.00028184 | 0.19632 | 0.00013205 | 0.37531 | 0.049779 | 0.071491 | 0.00067415 | 0.00048761 | 0.50984 | 0.23975 | 0.20652 | 0.43398 | 0.1614 | 0.17223 | 0.48552 | 0.15043 | 0.15118
4428212 | VCUG | 5 | 15m_167056_407x225x586.dat | 0.1250;0.1250;0.2832 | 407;225;586 | (0.2518;80.7713;9.2458) | 60 | 6.3535 | 49 | 92.5772 | 60 | iodine | [138] | [50] | 0 | 5 | 65 | normal | none | 9.1383 | 8.7244 | 79.7256 | 42.2997 | 40.3839 | 1708.2267 | 1.8414e-13 | 0.075979 | 0.00010623 | 0.0026335 | 0.46016 | 0.00017454 | 0.10487 | 0.21406 | 0.0057494 | 0.53838 | 4.4645e-05 | 0.10516 | 0.005757 | 0.0068751 | 0.0002167 | 0.21911 | 0.00020916 | 0.41226 | 0.05562 | 0.080384 | 0.00088323 | 0.00065422 | 0.55457 | 0.2616 | 0.22706 | 0.45604 | 0.17107 | 0.17523 | 0.5307 | 0.16232 | 0.16458
4428212 | VCUG | 5 | 15m_167056_407x225x586.dat | 0.1250;0.1250;0.2832 | 407;225;586 | (0.2518;80.7713;9.2458) | 80 | 2.9 | 44 | 92.5772 | 60 | iodine | [138] | [50] | 0 | 5 | 65 | normal | none | 9.1383 | 8.7244 | 79.7256 | 42.2997 | 40.3839 | 1708.2267 | 2.6594e-13 | 0.038892 | 5.3598e-05 | 0.001255 | 0.2722 | 5.5757e-05 | 0.055501 | 0.11415 | 0.0029166 | 0.33906 | 0.00084891 | 0.060367 | 0.0030556 | 0.0038415 | 0.00014603 | 0.11551 | 0.00013151 | 0.22821 | 0.029963 | 0.042167 | 0.00059562 | 0.00027015 | 0.31497 | 0.15008 | 0.12608 | 0.30866 | 0.11109 | 0.15106 | 0.3083 | 0.098817 | 0.095192
4428212 | VCUG | 5 | 15m_167056_407x225x586.dat | 0.1250;0.1250;0.2832 | 407;225;586 | (0.2518;80.7713;9.2458) | 80 | 7.702 | 57 | 92.5772 | 60 | iodine | [138] | [50] | 0 | 5 | 65 | normal | none | 9.1383 | 8.7244 | 79.7256 | 42.2997 | 40.3839 | 1708.2267 | 1.7773e-13 | 0.095025 | 0.00013012 | 0.0033661 | 0.51865 | 0.00016919 | 0.1357 | 0.26973 | 0.0087587 | 0.58228 | 1.7647e-05 | 0.12298 | 0.0083631 | 0.010502 | 0.00018288 | 0.269 | 0.00025267 | 0.48542 | 0.068356 | 0.10392 | 0.0016752 | 0.00087114 | 0.65075 | 0.30923 | 0.26911 | 0.48802 | 0.18644 | 0.17758 | 0.59882 | 0.18283 | 0.19262
4428212 | VCUG | 5 | 15m_167056_407x225x586.dat | 0.1250;0.1250;0.2832 | 407;225;586 | (0.2518;80.7713;9.2458) | 80 | 8.502 | 60 | 92.5772 | 60 | iodine | [138] | [50] | 0 | 5 | 65 | normal | none | 9.1383 | 8.7244 | 79.7256 | 42.2997 | 40.3839 | 1708.2267 | 1.7333e-13 | 0.10183 | 0.00014183 | 0.0044463 | 0.54621 | 0.00022223 | 0.14545 | 0.296 | 0.0099278 | 0.60606 | 0 | 0.13121 | 0.0093907 | 0.011965 | 0.00022713 | 0.29129 | 0.00026952 | 0.51841 | 0.073616 | 0.11308 | 0.001841 | 0.0009592 | 0.69462 | 0.33047 | 0.2882 | 0.50906 | 0.19425 | 0.17942 | 0.62568 | 0.19216 | 0.2054
4428212 | VCUG | 5 | 15m_167056_407x225x586.dat | 0.1250;0.1250;0.2832 | 407;225;586 | (0.2518;80.7713;9.2458) | 110 | 3.9 | 52 | 92.5772 | 60 | iodine | [138] | [50] | 0 | 5 | 65 | normal | none | 9.1383 | 8.7244 | 79.7256 | 42.2997 | 40.3839 | 1708.2267 | 2.3773e-13 | 0.057131 | 8.4359e-05 | 0.0023424 | 0.35035 | 9.527e-05 | 0.083404 | 0.16899 | 0.0053396 | 0.41136 | 0 | 0.080636 | 0.0051044 | 0.0065136 | 0.00022647 | 0.16813 | 0.00019385 | 0.31195 | 0.043301 | 0.063765 | 0.0010299 | 0.0005626 | 0.42299 | 0.20415 | 0.1719 | 0.36302 | 0.13417 | 0.15828 | 0.40101 | 0.1255 | 0.1274
4428212 | VCUG | 5 | 15m_167056_407x225x586.dat | 0.1250;0.1250;0.2832 | 407;225;586 | (0.2518;80.7713;9.2458) | 110 | 7.85 | 62 | 92.5772 | 60 | iodine | [138] | [50] | 0 | 5 | 65 | normal | none | 9.1383 | 8.7244 | 79.7256 | 42.2997 | 40.3839 | 1708.2267 | 1.8986e-13 | 0.093085 | 0.00012789 | 0.0046081 | 0.50947 | 9.4828e-05 | 0.13323 | 0.27677 | 0.0096751 | 0.56358 | 0.0010165 | 0.12159 | 0.0090178 | 0.01172 | 0.00034444 | 0.27016 | 0.0003297 | 0.48122 | 0.068704 | 0.1055 | 0.0018831 | 0.0012272 | 0.64448 | 0.31119 | 0.26458 | 0.47986 | 0.18246 | 0.1743 | 0.59049 | 0.17974 | 0.19204
4428212 | VCUG | 5 | 15m_167056_407x225x586.dat | 0.1250;0.1250;0.2832 | 407;225;586 | (0.2518;80.7713;9.2458) | 110 | 9.9905 | 69 | 92.5772 | 60 | iodine | [138] | [50] | 0 | 5 | 65 | normal | none | 9.1383 | 8.7244 | 79.7256 | 42.2997 | 40.3839 | 1708.2267 | 1.8358e-13 | 0.11121 | 0.00015878 | 0.0058869 | 0.56603 | 0.00025012 | 0.15211 | 0.3272 | 0.012294 | 0.60809 | 0.00045412 | 0.13765 | 0.011137 | 0.014263 | 0.00036846 | 0.31502 | 0.00037323 | 0.54887 | 0.079455 | 0.12461 | 0.0026007 | 0.0017159 | 0.72831 | 0.35582 | 0.30142 | 0.51336 | 0.19796 | 0.17728 | 0.65804 | 0.19891 | 0.21773
4428212 | VCUG | 6 | 15m_167056_407x225x586.dat | 0.1250;0.1250;0.2832 | 407;225;586 | (0.0769;80.8597;9.1698) | 60 | 2.5 | 38 | 92.4004 | 60 | iodine | [138] | [75] | 0 | 5 | 65 | normal | none | 9.0655 | 8.6924 | 78.8009 | 41.8827 | 40.1591 | 1681.9713 | 2.9695e-13 | 0.024338 | 3.6767e-05 | 0.00099602 | 0.25153 | 2.3252e-05 | 0.024686 | 0.075665 | 0.002617 | 0.25879 | 0 | 0.012146 | 0.0018074 | 0.0025146 | 0.00013537 | 0.16625 | 8.1612e-05 | 0.17885 | 0.035794 | 0.061417 | 0.00018762 | 0.00012303 | 0.22759 | 0.11411 | 0.093307 | 0.26065 | 0.095603 | 0.14724 | 0.2342 | 0.082309 | 0.079616
4428212 | VCUG | 6 | 15m_167056_407x225x586.dat | 0.1250;0.1250;0.2832 | 407;225;586 | (0.0769;80.8597;9.1698) | 60 | 5.7448 | 47 | 92.4004 | 60 | iodine | [138] | [75] | 0 | 5 | 65 | normal | none | 9.0655 | 8.6924 | 78.8009 | 41.8827 | 40.1591 | 1681.9713 | 1.928e-13 | 0.062707 | 8.0845e-05 | 0.0027055 | 0.4588 | 0.00014382 | 0.06599 | 0.19021 | 0.0077214 | 0.4772 | 5.4247e-05 | 0.035051 | 0.0053034 | 0.0076949 | 0.00012168 | 0.34513 | 0.00022282 | 0.38807 | 0.080507 | 0.13669 | 0.00078951 | 0.00052256 | 0.49774 | 0.24216 | 0.20867 | 0.42288 | 0.16292 | 0.17385 | 0.48026 | 0.15644 | 0.16094
4428212 | VCUG | 6 | 15m_167056_407x225x586.dat | 0.1250;0.1250;0.2832 | 407;225;586 | (0.0769;80.8597;9.1698) | 60 | 6.3535 | 49 | 92.4004 | 60 | iodine | [138] | [75] | 0 | 5 | 65 | normal | none | 9.0655 | 8.6924 | 78.8009 | 41.8827 | 40.1591 | 1681.9713 | 1.8409e-13 | 0.070901 | 0.00010158 | 0.0036685 | 0.48992 | 0.00017728 | 0.074427 | 0.21682 | 0.0087893 | 0.50831 | 0 | 0.040196 | 0.0062226 | 0.0086997 | 0.00030612 | 0.37395 | 0.00021778 | 0.42403 | 0.088561 | 0.15061 | 0.00088181 | 0.00051785 | 0.54125 | 0.2641 | 0.22936 | 0.44769 | 0.17263 | 0.1769 | 0.51498 | 0.16784 | 0.17492
4428212 | VCUG | 6 | 15m_167056_407x225x586.dat | 0.1250;0.1250;0.2832 | 407;225;586 | (0.0769;80.8597;9.1698) | 80 | 2.9 | 44 | 92.4004 | 60 | iodine | [138] | [75] | 0 | 5 | 65 | normal | none | 9.0655 | 8.6924 | 78.8009 | 41.8827 | 40.1591 | 1681.9713 | 2.6586e-13 | 0.037907 | 5.3167e-05 | 0.0016635 | 0.30459 | 6.3816e-05 | 0.037447 | 0.11306 | 0.0045347 | 0.31202 | 0 | 0.020754 | 0.0032442 | 0.0044415 | 0.00010504 | 0.21299 | 0.00015018 | 0.23933 | 0.048894 | 0.083586 | 0.0005389 | 0.00024438 | 0.30493 | 0.15168 | 0.12743 | 0.29946 | 0.11224 | 0.15251 | 0.2955 | 0.10133 | 0.10259
4428212 | VCUG | 6 | 15m_167056_407x225x586.dat | 0.1250;0.1250;0.2832 | 407;225;586 | (0.0769;80.8597;9.1698) | 80 | 7.702 | 57 | 92.4004 | 60 | iodine | [138] | [75] | 0 | 5 | 65 | normal | none | 9.0655 | 8.6924 | 78.8009 | 41.8827 | 40.1591 | 1681.9713 | 1.7768e-13 | 0.088867 | 0.00013412 | 0.0044088 | 0.54293 | 0.00028125 | 0.10501 | 0.267 | 0.012188 | 0.55308 | 0 | 0.054861 | 0.0088293 | 0.011651 | 0.00021383 | 0.42328 | 0.00029842 | 0.49655 | 0.10185 | 0.17577 | 0.0016707 | 0.00074032 | 0.62995 | 0.31195 | 0.27161 | 0.48224 | 0.18799 | 0.17927 | 0.60243 | 0.18994 | 0.20182
4428212 | VCUG | 6 | 15m_167056_407x225x586.dat | 0.1250;0.1250;0.2832 | 407;225;586 | (0.0769;80.8597;9.1698) | 80 | 8.502 | 60 | 92.4004 | 60 | iodine | [138] | [75] | 0 | 5 | 65 | normal | none | 9.0655 | 8.6924 | 78.8009 | 41.8827 | 40.1591 | 1681.9713 | 1.7328e-13 | 0.098427 | 0.00014504 | 0.0054493 | 0.56869 | 0.0001098 | 0.11624 | 0.28949 | 0.01364 | 0.57735 | 0 | 0.060672 | 0.0098756 | 0.013207 | 0.00023632 | 0.44739 | 0.00032066 | 0.52964 | 0.10808 | 0.18704 | 0.0020389 | 0.00088709 | 0.67061 | 0.33322 | 0.29077 | 0.50139 | 0.19582 | 0.18137 | 0.63546 | 0.20011 | 0.21423
4428212 | VCUG | 6 | 15m_167056_407x225x586.dat | 0.1250;0.1250;0.2832 | 407;225;586 | (0.0769;80.8597;9.1698) | 110 | 3.9 | 52 | 92.4004 | 60 | iodine | [138] | [75] | 0 | 5 | 65 | normal | none | 9.0655 | 8.6924 | 78.8009 | 41.8827 | 40.1591 | 1681.9713 | 2.3766e-13 | 0.056887 | 8.6467e-05 | 0.0031927 | 0.37959 | 0.00017241 | 0.060682 | 0.16968 | 0.0075607 | 0.38342 | 5.5945e-05 | 0.033531 | 0.0054253 | 0.0073642 | 0.00018755 | 0.27822 | 0.00015957 | 0.32284 | 0.064877 | 0.11346 | 0.0011369 | 0.00058326 | 0.40964 | 0.20604 | 0.17347 | 0.3542 | 0.13538 | 0.1598 | 0.39352 | 0.12915 | 0.13538
4428212 | VCUG | 6 | 15m_167056_407x225x586.dat | 0.1250;0.1250;0.2832 | 407;225;586 | (0.0769;80.8597;9.1698) | 110 | 7.85 | 62 | 92.4004 | 60 | iodine | [138] | [75] | 0 | 5 | 65 | normal | none | 9.0655 | 8.6924 | 78.8009 | 41.8827 | 40.1591 | 1681.9713 | 1.898e-13 | 0.089094 | 0.00014045 | 0.0045347 | 0.53309 | 0.00014581 | 0.10253 | 0.27723 | 0.013056 | 0.53609 | 6.2803e-05 | 0.057482 | 0.0094926 | 0.012527 | 0.00019355 | 0.41341 | 0.00029885 | 0.49096 | 0.098093 | 0.17339 | 0.002067 | 0.0010839 | 0.62434 | 0.31372 | 0.26685 | 0.47079 | 0.18394 | 0.17616 | 0.58767 | 0.18551 | 0.2008
4428212 | VCUG | 6 | 15m_167056_407x225x586.dat | 0.1250;0.1250;0.2832 | 407;225;586 | (0.0769;80.8597;9.1698) | 110 | 9.9905 | 69 | 92.4004 | 60 | iodine | [138] | [75] | 0 | 5 | 65 | normal | none | 9.0655 | 8.6924 | 78.8009 | 41.8827 | 40.1591 | 1681.9713 | 1.8352e-13 | 0.10786 | 0.00016893 | 0.0062849 | 0.58664 | 0.00028634 | 0.12446 | 0.32391 | 0.016285 | 0.58201 | 0 | 0.069742 | 0.011634 | 0.015544 | 0.00051044 | 0.46181 | 0.00052108 | 0.55972 | 0.11106 | 0.19675 | 0.0026388 | 0.001407 | 0.70892 | 0.3583 | 0.30364 | 0.50618 | 0.19945 | 0.17957 | 0.64522 | 0.20481 | 0.22631
4428212 | VCUG | 7 | 15m_167056_407x225x586.dat | 0.1250;0.1250;0.2832 | 407;225;586 | (0.0769;80.8597;9.1698) | 60 | 2.5 | 38 | 92.4004 | 60 | iodine | [138] | [100] | 1 | 5 | 65 | normal | none | 9.0655 | 8.6924 | 78.8009 | 41.8827 | 40.1591 | 1681.9713 | 2.9695e-13 | 0.024331 | 3.6767e-05 | 0.00099602 | 0.2514 | 2.3252e-05 | 0.024687 | 0.075069 | 0.0026162 | 0.25879 | 0 | 0.012145 | 0.0018076 | 0.0025146 | 0.00013537 | 0.16625 | 8.1612e-05 | 0.17875 | 0.035794 | 0.061424 | 0.00018762 | 0.00012303 | 0.22298 | 0.11406 | 0.093263 | 0.26062 | 0.095561 | 0.14723 | 0.23214 | 0.082144 | 0.079342
4428212 | VCUG | 7 | 15m_167056_407x225x586.dat | 0.1250;0.1250;0.2832 | 407;225;586 | (0.0769;80.8597;9.1698) | 60 | 5.7448 | 47 | 92.4004 | 60 | iodine | [138] | [100] | 1 | 5 | 65 | normal | none | 9.0655 | 8.6924 | 78.8009 | 41.8827 | 40.1591 | 1681.9713 | 1.928e-13 | 0.062707 | 8.0694e-05 | 0.0027055 | 0.45839 | 0.00014382 | 0.06599 | 0.18795 | 0.0077203 | 0.47721 | 5.4247e-05 | 0.035047 | 0.0053023 | 0.007696 | 0.00012168 | 0.34512 | 0.00022282 | 0.38771 | 0.080507 | 0.13668 | 0.00078874 | 0.00052256 | 0.48592 | 0.24198 | 0.20852 | 0.42272 | 0.1628 | 0.17382 | 0.47582 | 0.15608 | 0.16017
4428212 | VCUG | 7 | 15m_167056_407x225x586.dat | 0.1250;0.1250;0.2832 | 407;225;586 | (0.0769;80.8597;9.1698) | 60 | 6.3535 | 49 | 92.4004 | 60 | iodine | [138] | [100] | 1 | 5 | 65 | normal | none | 9.0655 | 8.6924 | 78.8009 | 41.8827 | 40.1591 | 1681.9713 | 1.8409e-13 | 0.070901 | 0.00010158 | 0.0036685 | 0.4893 | 0.00017728 | 0.074454 | 0.21403 | 0.0087888 | 0.50829 | 0 | 0.040192 | 0.0062221 | 0.0086981 | 0.00030612 | 0.37391 | 0.00021778 | 0.42358 | 0.088561 | 0.1506 | 0.00088181 | 0.00051533 | 0.52857 | 0.2639 | 0.22919 | 0.44754 | 0.17249 | 0.17687 | 0.5093 | 0.16738 | 0.17403
4428212 | VCUG | 7 | 15m_167056_407x225x586.dat | 0.1250;0.1250;0.2832 | 407;225;586 | (0.0769;80.8597;9.1698) | 80 | 2.9 | 44 | 92.4004 | 60 | iodine | [138] | [100] | 1 | 5 | 65 | normal | none | 9.0655 | 8.6924 | 78.8009 | 41.8827 | 40.1591 | 1681.9713 | 2.6586e-13 | 0.037907 | 5.3167e-05 | 0.0016635 | 0.30426 | 6.3816e-05 | 0.037447 | 0.11203 | 0.0045336 | 0.31201 | 0 | 0.020753 | 0.0032447 | 0.0044415 | 0.00010504 | 0.21299 | 0.00015018 | 0.23909 | 0.048887 | 0.083571 | 0.0005389 | 0.00024438 | 0.29801 | 0.15155 | 0.12732 | 0.29939 | 0.11215 | 0.15248 | 0.29287 | 0.10112 | 0.10215
4428212 | VCUG | 7 | 15m_167056_407x225x586.dat | 0.1250;0.1250;0.2832 | 407;225;586 | (0.0769;80.8597;9.1698) | 80 | 7.702 | 57 | 92.4004 | 60 | iodine | [138] | [100] | 1 | 5 | 65 | normal | none | 9.0655 | 8.6924 | 78.8009 | 41.8827 | 40.1591 | 1681.9713 | 1.7768e-13 | 0.088783 | 0.00013412 | 0.0044065 | 0.54207 | 0.00028125 | 0.10505 | 0.26302 | 0.012187 | 0.55306 | 0 | 0.05485 | 0.0088282 | 0.01165 | 0.00021383 | 0.42327 | 0.00029842 | 0.49578 | 0.10184 | 0.17572 | 0.0016707 | 0.00074032 | 0.61205 | 0.31156 | 0.27127 | 0.48202 | 0.18775 | 0.1792 | 0.59511 | 0.18933 | 0.20055
4428212 | VCUG | 7 | 15m_167056_407x225x586.dat | 0.1250;0.1250;0.2832 | 407;225;586 | (0.0769;80.8597;9.1698) | 80 | 8.502 | 60 | 92.4004 | 60 | iodine | [138] | [100] | 1 | 5 | 65 | normal | none | 9.0655 | 8.6924 | 78.8009 | 41.8827 | 40.1591 | 1681.9713 | 1.7328e-13 | 0.098393 | 0.00014504 | 0.0054289 | 0.56776 | 0.0001098 | 0.11628 | 0.28587 | 0.013639 | 0.57729 | 0 | 0.060666 | 0.0098756 | 0.013216 | 0.00023381 | 0.44734 | 0.00032027 | 0.52867 | 0.10807 | 0.18701 | 0.0020389 | 0.00088709 | 0.64874 | 0.33276 | 0.29036 | 0.50119 | 0.19554 | 0.1813 | 0.62784 | 0.19948 | 0.21281
4428212 | VCUG | 7 | 15m_167056_407x225x586.dat | 0.1250;0.1250;0.2832 | 407;225;586 | (0.0769;80.8597;9.1698) | 110 | 3.9 | 52 | 92.4004 | 60 | iodine | [138] | [100] | 1 | 5 | 65 | normal | none | 9.0655 | 8.6924 | 78.8009 | 41.8827 | 40.1591 | 1681.9713 | 2.3766e-13 | 0.056845 | 8.6425e-05 | 0.0031959 | 0.37905 | 0.00017241 | 0.060695 | 0.16724 | 0.007559 | 0.38339 | 5.5945e-05 | 0.033521 | 0.0054236 | 0.0073642 | 0.00018755 | 0.27816 | 0.00015957 | 0.32239 | 0.064877 | 0.11343 | 0.0011369 | 0.00058326 | 0.39785 | 0.20579 | 0.17325 | 0.35403 | 0.13522 | 0.15976 | 0.38549 | 0.1285 | 0.13453
4428212 | VCUG | 7 | 15m_167056_407x225x586.dat | 0.1250;0.1250;0.2832 | 407;225;586 | (0.0769;80.8597;9.1698) | 110 | 7.85 | 62 | 92.4004 | 60 | iodine | [138] | [100] | 1 | 5 | 65 | normal | none | 9.0655 | 8.6924 | 78.8009 | 41.8827 | 40.1591 | 1681.9713 | 1.898e-13 | 0.089094 | 0.00014033 | 0.0045375 | 0.53214 | 0.00014581 | 0.10263 | 0.27269 | 0.013047 | 0.53609 | 6.2803e-05 | 0.057471 | 0.0094911 | 0.012508 | 0.00019355 | 0.41332 | 0.00029885 | 0.49018 | 0.098072 | 0.17332 | 0.002067 | 0.0010839 | 0.60527 | 0.31324 | 0.26643 | 0.4705 | 0.18365 | 0.17607 | 0.57819 | 0.18474 | 0.19939
4428212 | VCUG | 7 | 15m_167056_407x225x586.dat | 0.1250;0.1250;0.2832 | 407;225;586 | (0.0769;80.8597;9.1698) | 110 | 9.9905 | 69 | 92.4004 | 60 | iodine | [138] | [100] | 1 | 5 | 65 | normal | none | 9.0655 | 8.6924 | 78.8009 | 41.8827 | 40.1591 | 1681.9713 | 1.8352e-13 | 0.10779 | 0.00016855 | 0.0062854 | 0.58561 | 0.00028634 | 0.12449 | 0.31927 | 0.016293 | 0.5819 | 0 | 0.069709 | 0.011629 | 0.015508 | 0.00051044 | 0.46167 | 0.00052108 | 0.55852 | 0.11101 | 0.19673 | 0.0026479 | 0.001407 | 0.68794 | 0.35767 | 0.30308 | 0.50592 | 0.19907 | 0.17949 | 0.63486 | 0.20394 | 0.22478
4428212 | VCUG | 8 | 15m_167056_407x225x586.dat | 0.1250;0.1250;0.2832 | 407;225;586 | (0.2518;80.7713;9.2458) | 60 | 2.5 | 38 | 92.5772 | 60 | iodine | [138] | [100] | 1 | 5 | 65 | normal | none | 9.1383 | 8.7244 | 79.7256 | 42.2997 | 40.3839 | 1708.2267 | 2.9704e-13 | 0.024771 | 3.3749e-05 | 0.00076121 | 0.21594 | 1.9354e-05 | 0.036779 | 0.073734 | 0.0014968 | 0.28612 | 0.00043984 | 0.045549 | 0.0016661 | 0.0020597 | 0.00013139 | 0.07812 | 6.7896e-05 | 0.16661 | 0.020698 | 0.026589 | 0.00019792 | 0.00018816 | 0.22266 | 0.11251 | 0.092009 | 0.26939 | 0.094437 | 0.14561 | 0.23873 | 0.079405 | 0.071518
4428212 | VCUG | 8 | 15m_167056_407x225x586.dat | 0.1250;0.1250;0.2832 | 407;225;586 | (0.2518;80.7713;9.2458) | 60 | 5.7448 | 47 | 92.5772 | 60 | iodine | [138] | [100] | 1 | 5 | 65 | normal | none | 9.1383 | 8.7244 | 79.7256 | 42.2997 | 40.3839 | 1708.2267 | 1.9286e-13 | 0.064781 | 9.4854e-05 | 0.0022218 | 0.42638 | 0.00012067 | 0.09417 | 0.18697 | 0.0048464 | 0.50729 | 0 | 0.096431 | 0.0049729 | 0.006083 | 0.00028184 | 0.19627 | 0.00013205 | 0.37426 | 0.049782 | 0.071486 | 0.00067415 | 0.00048761 | 0.48185 | 0.23925 | 0.20609 | 0.43367 | 0.16107 | 0.17216 | 0.47428 | 0.14951 | 0.14939
4428212 | VCUG | 8 | 15m_167056_407x225x586.dat | 0.1250;0.1250;0.2832 | 407;225;586 | (0.2518;80.7713;9.2458) | 60 | 6.3535 | 49 | 92.5772 | 60 | iodine | [138] | [100] | 1 | 5 | 65 | normal | none | 9.1383 | 8.7244 | 79.7256 | 42.2997 | 40.3839 | 1708.2267 | 1.8414e-13 | 0.076006 | 0.00010623 | 0.002637 | 0.45908 | 0.00017454 | 0.10496 | 0.20859 | 0.0057461 | 0.53833 | 4.4645e-05 | 0.10514 | 0.0057548 | 0.0068865 | 0.0002167 | 0.21903 | 0.00020916 | 0.41107 | 0.05562 | 0.080389 | 0.00088323 | 0.00065422 | 0.52371 | 0.26099 | 0.22655 | 0.45561 | 0.17068 | 0.17514 | 0.51688 | 0.1612 | 0.16257
4428212 | VCUG | 8 | 15m_167056_407x225x586.dat | 0.1250;0.1250;0.2832 | 407;225;586 | (0.2518;80.7713;9.2458) | 80 | 2.9 | 44 | 92.5772 | 60 | iodine | [138] | [100] | 1 | 5 | 65 | normal | none | 9.1383 | 8.7244 | 79.7256 | 42.2997 | 40.3839 | 1708.2267 | 2.6594e-13 | 0.038892 | 5.3377e-05 | 0.001255 | 0.27152 | 5.5757e-05 | 0.055501 | 0.11086 | 0.002915 | 0.33903 | 0.00084891 | 0.060359 | 0.003055 | 0.0038407 | 0.00014603 | 0.11547 | 0.00013147 | 0.22752 | 0.029956 | 0.042171 | 0.00059562 | 0.00027015 | 0.29627 | 0.14972 | 0.12578 | 0.30841 | 0.11086 | 0.151 | 0.30317 | 0.09838 | 0.094
4428212 | VCUG | 8 | 15m_167056_407x225x586.dat | 0.1250;0.1250;0.2832 | 407;225;586 | (0.2518;80.7713;9.2458) | 80 | 7.702 | 57 | 92.5772 | 60 | iodine | [138] | [100] | 1 | 5 | 65 | normal | none | 9.1383 | 8.7244 | 79.7256 | 42.2997 | 40.3839 | 1708.2267 | 1.7773e-13 | 0.095025 | 0.00013012 | 0.0033931 | 0.51687 | 0.00016919 | 0.13567 | 0.26052 | 0.0087531 | 0.58217 | 1.7647e-05 | 0.12294 | 0.0083598 | 0.010509 | 0.00018288 | 0.26885 | 0.00025016 | 0.48333 | 0.068316 | 0.10386 | 0.0016752 | 0.00087114 | 0.6049 | 0.30817 | 0.26817 | 0.48748 | 0.18578 | 0.1774 | 0.58127 | 0.18136 | 0.18951
4428212 | VCUG | 8 | 15m_167056_407x225x586.dat | 0.1250;0.1250;0.2832 | 407;225;586 | (0.2518;80.7713;9.2458) | 80 | 8.502 | 60 | 92.5772 | 60 | iodine | [138] | [100] | 1 | 5 | 65 | normal | none | 9.1383 | 8.7244 | 79.7256 | 42.2997 | 40.3839 | 1708.2267 | 1.7333e-13 | 0.10183 | 0.00014183 | 0.0044517 | 0.54402 | 0.00022223 | 0.14541 | 0.2861 | 0.0099163 | 0.60595 | 0 | 0.13118 | 0.0093855 | 0.011967 | 0.00022713 | 0.29112 | 0.00027006 | 0.51598 | 0.073593 | 0.11301 | 0.001841 | 0.0009592 | 0.6453 | 0.32924 | 0.28711 | 0.50841 | 0.1935 | 0.17922 | 0.60635 | 0.19054 | 0.20201
4428212 | VCUG | 8 | 15m_167056_407x225x586.dat | 0.1250;0.1250;0.2832 | 407;225;586 | (0.2518;80.7713;9.2458) | 110 | 3.9 | 52 | 92.5772 | 60 | iodine | [138] | [100] | 1 | 5 | 65 | normal | none | 9.1383 | 8.7244 | 79.7256 | 42.2997 | 40.3839 | 1708.2267 | 2.3773e-13 | 0.057148 | 8.4359e-05 | 0.002309 | 0.34919 | 9.527e-05 | 0.083329 | 0.16275 | 0.0053396 | 0.41129 | 0 | 0.080607 | 0.0051019 | 0.0065157 | 0.00022647 | 0.16802 | 0.00019385 | 0.3107 | 0.043288 | 0.063697 | 0.0010301 | 0.0005626 | 0.39562 | 0.20348 | 0.17131 | 0.36264 | 0.13375 | 0.15817 | 0.38986 | 0.12456 | 0.12545
4428212 | VCUG | 8 | 15m_167056_407x225x586.dat | 0.1250;0.1250;0.2832 | 407;225;586 | (0.2518;80.7713;9.2458) | 110 | 7.85 | 62 | 92.5772 | 60 | iodine | [138] | [100] | 1 | 5 | 65 | normal | none | 9.1383 | 8.7244 | 79.7256 | 42.2997 | 40.3839 | 1708.2267 | 1.8986e-13 | 0.09309 | 0.00012794 | 0.0046064 | 0.5075 | 9.4828e-05 | 0.13324 | 0.26764 | 0.009664 | 0.56342 | 0.0010165 | 0.12154 | 0.0090151 | 0.011729 | 0.00034444 | 0.26998 | 0.00033134 | 0.47892 | 0.068693 | 0.10542 | 0.0018831 | 0.0012272 | 0.60034 | 0.30994 | 0.26348 | 0.47909 | 0.18173 | 0.1741 | 0.57548 | 0.17845 | 0.18898
4428212 | VCUG | 8 | 15m_167056_407x225x586.dat | 0.1250;0.1250;0.2832 | 407;225;586 | (0.2518;80.7713;9.2458) | 110 | 9.9905 | 69 | 92.5772 | 60 | iodine | [138] | [100] | 1 | 5 | 65 | normal | none | 9.1383 | 8.7244 | 79.7256 | 42.2997 | 40.3839 | 1708.2267 | 1.8358e-13 | 0.11117 | 0.00015875 | 0.0058815 | 0.56342 | 0.00025012 | 0.15186 | 0.31344 | 0.012285 | 0.60792 | 0.00045412 | 0.13758 | 0.011129 | 0.014263 | 0.00036846 | 0.31483 | 0.00037323 | 0.54604 | 0.079411 | 0.1245 | 0.0026129 | 0.0017159 | 0.67629 | 0.3542 | 0.29999 | 0.51249 | 0.19701 | 0.17703 | 0.63881 | 0.19724 | 0.21381
4428212 | VCUG | 9 | 15m_167056_407x225x586.dat | 0.1250;0.1250;0.2832 | 407;225;586 | (0.0769;80.8597;9.1698) | 60 | 2.5 | 38 | 92.4004 | 60 | iodine | [138] | [100] | 1 | 5 | 65 | normal | none | 9.0655 | 8.6924 | 78.8009 | 41.8827 | 40.1591 | 1681.9713 | 2.9695e-13 | 0.024331 | 3.6767e-05 | 0.00099602 | 0.2514 | 2.3252e-05 | 0.024687 | 0.075069 | 0.0026162 | 0.25879 | 0 | 0.012145 | 0.0018076 | 0.0025146 | 0.00013537 | 0.16625 | 8.1612e-05 | 0.17875 | 0.035794 | 0.061424 | 0.00018762 | 0.00012303 | 0.22298 | 0.11406 | 0.093263 | 0.26062 | 0.095561 | 0.14723 | 0.23214 | 0.082144 | 0.079342
4428212 | VCUG | 9 | 15m_167056_407x225x586.dat | 0.1250;0.1250;0.2832 | 407;225;586 | (0.0769;80.8597;9.1698) | 60 | 5.7448 | 47 | 92.4004 | 60 | iodine | [138] | [100] | 1 | 5 | 65 | normal | none | 9.0655 | 8.6924 | 78.8009 | 41.8827 | 40.1591 | 1681.9713 | 1.928e-13 | 0.062707 | 8.0694e-05 | 0.0027055 | 0.45839 | 0.00014382 | 0.06599 | 0.18795 | 0.0077203 | 0.47721 | 5.4247e-05 | 0.035047 | 0.0053023 | 0.007696 | 0.00012168 | 0.34512 | 0.00022282 | 0.38771 | 0.080507 | 0.13668 | 0.00078874 | 0.00052256 | 0.48592 | 0.24198 | 0.20852 | 0.42272 | 0.1628 | 0.17382 | 0.47582 | 0.15608 | 0.16017
4428212 | VCUG | 9 | 15m_167056_407x225x586.dat | 0.1250;0.1250;0.2832 | 407;225;586 | (0.0769;80.8597;9.1698) | 60 | 6.3535 | 49 | 92.4004 | 60 | iodine | [138] | [100] | 1 | 5 | 65 | normal | none | 9.0655 | 8.6924 | 78.8009 | 41.8827 | 40.1591 | 1681.9713 | 1.8409e-13 | 0.070901 | 0.00010158 | 0.0036685 | 0.4893 | 0.00017728 | 0.074454 | 0.21401 | 0.0087888 | 0.50829 | 0 | 0.040192 | 0.0062221 | 0.0086981 | 0.00030612 | 0.37391 | 0.00021778 | 0.42358 | 0.088561 | 0.1506 | 0.00088181 | 0.00051533 | 0.52857 | 0.2639 | 0.22919 | 0.44754 | 0.17249 | 0.17687 | 0.5093 | 0.16738 | 0.17403
4428212 | VCUG | 9 | 15m_167056_407x225x586.dat | 0.1250;0.1250;0.2832 | 407;225;586 | (0.0769;80.8597;9.1698) | 80 | 2.9 | 44 | 92.4004 | 60 | iodine | [138] | [100] | 1 | 5 | 65 | normal | none | 9.0655 | 8.6924 | 78.8009 | 41.8827 | 40.1591 | 1681.9713 | 2.6586e-13 | 0.037907 | 5.3167e-05 | 0.0016635 | 0.30426 | 6.3816e-05 | 0.037447 | 0.11205 | 0.0045336 | 0.31201 | 0 | 0.020753 | 0.0032447 | 0.0044415 | 0.00010504 | 0.21299 | 0.00015018 | 0.23909 | 0.048887 | 0.083571 | 0.0005389 | 0.00024438 | 0.29801 | 0.15155 | 0.12732 | 0.29939 | 0.11215 | 0.15248 | 0.29287 | 0.10112 | 0.10215
4428212 | VCUG | 9 | 15m_167056_407x225x586.dat | 0.1250;0.1250;0.2832 | 407;225;586 | (0.0769;80.8597;9.1698) | 80 | 7.702 | 57 | 92.4004 | 60 | iodine | [138] | [100] | 1 | 5 | 65 | normal | none | 9.0655 | 8.6924 | 78.8009 | 41.8827 | 40.1591 | 1681.9713 | 1.7768e-13 | 0.088783 | 0.00013412 | 0.0044065 | 0.54207 | 0.00028125 | 0.10505 | 0.26303 | 0.012186 | 0.55306 | 0 | 0.05485 | 0.0088277 | 0.01165 | 0.00021383 | 0.42328 | 0.00029842 | 0.49578 | 0.10184 | 0.17572 | 0.0016707 | 0.00074032 | 0.61205 | 0.31156 | 0.27127 | 0.48202 | 0.18775 | 0.1792 | 0.59511 | 0.18933 | 0.20055
4428212 | VCUG | 9 | 15m_167056_407x225x586.dat | 0.1250;0.1250;0.2832 | 407;225;586 | (0.0769;80.8597;9.1698) | 80 | 8.502 | 60 | 92.4004 | 60 | iodine | [138] | [100] | 1 | 5 | 65 | normal | none | 9.0655 | 8.6924 | 78.8009 | 41.8827 | 40.1591 | 1681.9713 | 1.7328e-13 | 0.098393 | 0.00014504 | 0.0054289 | 0.56776 | 0.0001098 | 0.11628 | 0.28587 | 0.013639 | 0.57729 | 0 | 0.060666 | 0.0098756 | 0.013216 | 0.00023381 | 0.44734 | 0.00032027 | 0.52867 | 0.10807 | 0.18701 | 0.0020389 | 0.00088709 | 0.64874 | 0.33276 | 0.29036 | 0.50119 | 0.19554 | 0.1813 | 0.62784 | 0.19948 | 0.21281
4428212 | VCUG | 9 | 15m_167056_407x225x586.dat | 0.1250;0.1250;0.2832 | 407;225;586 | (0.0769;80.8597;9.1698) | 110 | 3.9 | 52 | 92.4004 | 60 | iodine | [138] | [100] | 1 | 5 | 65 | normal | none | 9.0655 | 8.6924 | 78.8009 | 41.8827 | 40.1591 | 1681.9713 | 2.3766e-13 | 0.056845 | 8.6425e-05 | 0.0031959 | 0.37905 | 0.00017241 | 0.060695 | 0.16724 | 0.007559 | 0.38339 | 5.5945e-05 | 0.033521 | 0.0054236 | 0.0073642 | 0.00018755 | 0.27816 | 0.00015957 | 0.32239 | 0.064877 | 0.11343 | 0.0011369 | 0.00058326 | 0.39785 | 0.20579 | 0.17325 | 0.35403 | 0.13522 | 0.15976 | 0.38549 | 0.1285 | 0.13453
4428212 | VCUG | 9 | 15m_167056_407x225x586.dat | 0.1250;0.1250;0.2832 | 407;225;586 | (0.0769;80.8597;9.1698) | 110 | 7.85 | 62 | 92.4004 | 60 | iodine | [138] | [100] | 1 | 5 | 65 | normal | none | 9.0655 | 8.6924 | 78.8009 | 41.8827 | 40.1591 | 1681.9713 | 1.898e-13 | 0.089094 | 0.00014033 | 0.0045375 | 0.53214 | 0.00014581 | 0.10263 | 0.27269 | 0.013047 | 0.53609 | 6.2803e-05 | 0.057471 | 0.0094911 | 0.012508 | 0.00019355 | 0.41332 | 0.00029885 | 0.49018 | 0.098072 | 0.17332 | 0.002067 | 0.0010839 | 0.60527 | 0.31324 | 0.26643 | 0.4705 | 0.18365 | 0.17607 | 0.57819 | 0.18474 | 0.19939
4428212 | VCUG | 9 | 15m_167056_407x225x586.dat | 0.1250;0.1250;0.2832 | 407;225;586 | (0.0769;80.8597;9.1698) | 110 | 9.9905 | 69 | 92.4004 | 60 | iodine | [138] | [100] | 1 | 5 | 65 | normal | none | 9.0655 | 8.6924 | 78.8009 | 41.8827 | 40.1591 | 1681.9713 | 1.8352e-13 | 0.10779 | 0.00016855 | 0.0062854 | 0.58561 | 0.00028634 | 0.12449 | 0.31927 | 0.016293 | 0.5819 | 0 | 0.069709 | 0.011629 | 0.015508 | 0.00051044 | 0.46167 | 0.00052108 | 0.55852 | 0.11101 | 0.19673 | 0.0026479 | 0.001407 | 0.68794 | 0.35767 | 0.30308 | 0.50592 | 0.19907 | 0.17949 | 0.63486 | 0.20394 | 0.22478
4428212 | VCUG | 10 | 15m_167056_407x225x586.dat | 0.1250;0.1250;0.2832 | 407;225;586 | (0.0769;80.8597;9.1698) | 60 | 2.5 | 38 | 92.4004 | 60 | iodine | [138] | [70] | 0 | 5 | 65 | normal | none | 9.0655 | 8.6924 | 78.8009 | 41.8827 | 40.1591 | 1681.9713 | 2.9695e-13 | 0.024319 | 3.6767e-05 | 0.00099602 | 0.25159 | 2.3252e-05 | 0.024712 | 0.075918 | 0.0026162 | 0.25879 | 0 | 0.012147 | 0.0018076 | 0.0025146 | 0.00013537 | 0.16626 | 8.1612e-05 | 0.1789 | 0.035794 | 0.061417 | 0.00018762 | 0.00012303 | 0.22899 | 0.11413 | 0.093321 | 0.26067 | 0.095615 | 0.14724 | 0.23422 | 0.082314 | 0.079702
4428212 | VCUG | 10 | 15m_167056_407x225x586.dat | 0.1250;0.1250;0.2832 | 407;225;586 | (0.0769;80.8597;9.1698) | 60 | 5.7448 | 47 | 92.4004 | 60 | iodine | [138] | [70] | 0 | 5 | 65 | normal | none | 9.0655 | 8.6924 | 78.8009 | 41.8827 | 40.1591 | 1681.9713 | 1.928e-13 | 0.062733 | 8.0694e-05 | 0.0027055 | 0.45891 | 0.00014382 | 0.065985 | 0.19067 | 0.0077203 | 0.47721 | 5.4247e-05 | 0.035052 | 0.0053028 | 0.007696 | 0.00012168 | 0.34512 | 0.00022282 | 0.3882 | 0.080513 | 0.13668 | 0.00078874 | 0.00052256 | 0.49976 | 0.24221 | 0.20871 | 0.42291 | 0.16295 | 0.17386 | 0.48092 | 0.1565 | 0.16108
4428212 | VCUG | 10 | 15m_167056_407x225x586.dat | 0.1250;0.1250;0.2832 | 407;225;586 | (0.0769;80.8597;9.1698) | 60 | 6.3535 | 49 | 92.4004 | 60 | iodine | [138] | [70] | 0 | 5 | 65 | normal | none | 9.0655 | 8.6924 | 78.8009 | 41.8827 | 40.1591 | 1681.9713 | 1.8409e-13 | 0.070901 | 0.00010176 | 0.0036685 | 0.48995 | 0.00017728 | 0.074454 | 0.21744 | 0.0087899 | 0.50831 | 0 | 0.0402 | 0.0062221 | 0.0086997 | 0.00030612 | 0.37395 | 0.00021778 | 0.42408 | 0.088561 | 0.1506 | 0.00088181 | 0.00051533 | 0.54425 | 0.26415 | 0.22941 | 0.44773 | 0.17267 | 0.17691 | 0.51597 | 0.16792 | 0.17511
4428212 | VCUG | 10 | 15m_167056_407x225x586.dat | 0.1250;0.1250;0.2832 | 407;225;586 | (0.0769;80.8597;9.1698) | 80 | 2.9 | 44 | 92.4004 | 60 | iodine | [138] | [70] | 0 | 5 | 65 | normal | none | 9.0655 | 8.6924 | 78.8009 | 41.8827 | 40.1591 | 1681.9713 | 2.6586e-13 | 0.037907 | 5.3167e-05 | 0.0016635 | 0.30462 | 6.3816e-05 | 0.037515 | 0.11323 | 0.0045347 | 0.31202 | 0 | 0.020757 | 0.0032453 | 0.0044415 | 0.00010504 | 0.213 | 0.00015018 | 0.23941 | 0.048894 | 0.083586 | 0.00053942 | 0.00024438 | 0.30661 | 0.15172 | 0.12746 | 0.29947 | 0.11226 | 0.15251 | 0.29635 | 0.1014 | 0.10269
4428212 | VCUG | 10 | 15m_167056_407x225x586.dat | 0.1250;0.1250;0.2832 | 407;225;586 | (0.0769;80.8597;9.1698) | 80 | 7.702 | 57 | 92.4004 | 60 | iodine | [138] | [70] | 0 | 5 | 65 | normal | none | 9.0655 | 8.6924 | 78.8009 | 41.8827 | 40.1591 | 1681.9713 | 1.7768e-13 | 0.088845 | 0.00013414 | 0.0044105 | 0.5432 | 0.00028125 | 0.10499 | 0.2676 | 0.01219 | 0.55309 | 0 | 0.054861 | 0.0088293 | 0.01165 | 0.00021383 | 0.42325 | 0.00029928 | 0.49674 | 0.10186 | 0.17575 | 0.0016707 | 0.00074032 | 0.6344 | 0.31205 | 0.27169 | 0.4823 | 0.18806 | 0.17928 | 0.60553 | 0.19018 | 0.20212
4428212 | VCUG | 10 | 15m_167056_407x225x586.dat | 0.1250;0.1250;0.2832 | 407;225;586 | (0.0769;80.8597;9.1698) | 80 | 8.502 | 60 | 92.4004 | 60 | iodine | [138] | [70] | 0 | 5 | 65 | normal | none | 9.0655 | 8.6924 | 78.8009 | 41.8827 | 40.1591 | 1681.9713 | 1.7328e-13 | 0.098364 | 0.00014504 | 0.0054289 | 0.56892 | 0.0001098 | 0.11623 | 0.2912 | 0.013642 | 0.5774 | 0 | 0.060678 | 0.0098762 | 0.013206 | 0.00023381 | 0.44744 | 0.00032027 | 0.52983 | 0.10809 | 0.18706 | 0.0020389 | 0.00088709 | 0.67655 | 0.33336 | 0.29089 | 0.50148 | 0.19589 | 0.18139 | 0.63748 | 0.20028 | 0.21467
4428212 | VCUG | 10 | 15m_167056_407x225x586.dat | 0.1250;0.1250;0.2832 | 407;225;586 | (0.0769;80.8597;9.1698) | 110 | 3.9 | 52 | 92.4004 | 60 | iodine | [138] | [70] | 0 | 5 | 65 | normal | none | 9.0655 | 8.6924 | 78.8009 | 41.8827 | 40.1591 | 1681.9713 | 2.3766e-13 | 0.056896 | 8.6404e-05 | 0.0031946 | 0.37966 | 0.00017241 | 0.06067 | 0.17007 | 0.007562 | 0.38343 | 5.5945e-05 | 0.033531 | 0.005427 | 0.0073676 | 0.00018755 | 0.2782 | 0.00015957 | 0.32293 | 0.06489 | 0.11348 | 0.0011369 | 0.00058549 | 0.41356 | 0.20611 | 0.17353 | 0.35421 | 0.13543 | 0.15981 | 0.393 | 0.12911 | 0.13558
4428212 | VCUG | 10 | 15m_167056_407x225x586.dat | 0.1250;0.1250;0.2832 | 407;225;586 | (0.0769;80.8597;9.1698) | 110 | 7.85 | 62 | 92.4004 | 60 | iodine | [138] | [70] | 0 | 5 | 65 | normal | none | 9.0655 | 8.6924 | 78.8009 | 41.8827 | 40.1591 | 1681.9713 | 1.898e-13 | 0.089104 | 0.0001403 | 0.0045386 | 0.53319 | 0.00014581 | 0.10253 | 0.27816 | 0.013057 | 0.53614 | 6.2803e-05 | 0.057497 | 0.0094916 | 0.012517 | 0.00019355 | 0.41341 | 0.00029885 | 0.49129 | 0.098103 | 0.17338 | 0.0020679 | 0.0010839 | 0.62893 | 0.31385 | 0.26696 | 0.47094 | 0.18402 | 0.17616 | 0.58888 | 0.18563 | 0.2011
4428212 | VCUG | 10 | 15m_167056_407x225x586.dat | 0.1250;0.1250;0.2832 | 407;225;586 | (0.0769;80.8597;9.1698) | 110 | 9.9905 | 69 | 92.4004 | 60 | iodine | [138] | [70] | 0 | 5 | 65 | normal | none | 9.0655 | 8.6924 | 78.8009 | 41.8827 | 40.1591 | 1681.9713 | 1.8352e-13 | 0.10785 | 0.0001689 | 0.0062903 | 0.58691 | 0.00028634 | 0.12447 | 0.32548 | 0.016294 | 0.58201 | 0 | 0.069747 | 0.011632 | 0.015521 | 0.00051044 | 0.46181 | 0.00052121 | 0.56005 | 0.11104 | 0.19675 | 0.0026388 | 0.001407 | 0.71186 | 0.35846 | 0.30378 | 0.50628 | 0.19955 | 0.1796 | 0.64936 | 0.20514 | 0.22664
4428212 | VCUG | 11 | 15m_167056_407x225x586.dat | 0.1250;0.1250;0.2832 | 407;225;586 | (0.0769;80.8597;9.1698) | 60 | 2.5 | 38 | 92.4004 | 60 | iodine | [138] | [50] | 1 | 5 | 65 | normal | none | 9.0655 | 8.6924 | 78.8009 | 41.8827 | 40.1591 | 1681.9713 | 2.9695e-13 | 0.024317 | 3.6767e-05 | 0.00099602 | 0.25173 | 2.3252e-05 | 0.024716 | 0.076968 | 0.0026162 | 0.25879 | 0 | 0.012148 | 0.0018076 | 0.0025192 | 0.00013537 | 0.16626 | 8.1612e-05 | 0.17911 | 0.035794 | 0.061427 | 0.00018762 | 0.00012303 | 0.23502 | 0.11422 | 0.093395 | 0.26072 | 0.095677 | 0.14726 | 0.23731 | 0.082562 | 0.080087
4428212 | VCUG | 11 | 15m_167056_407x225x586.dat | 0.1250;0.1250;0.2832 | 407;225;586 | (0.0769;80.8597;9.1698) | 60 | 5.7448 | 47 | 92.4004 | 60 | iodine | [138] | [50] | 1 | 5 | 65 | normal | none | 9.0655 | 8.6924 | 78.8009 | 41.8827 | 40.1591 | 1681.9713 | 1.928e-13 | 0.062743 | 8.0694e-05 | 0.0027055 | 0.45939 | 0.00014382 | 0.06599 | 0.1937 | 0.0077219 | 0.47722 | 5.4247e-05 | 0.035059 | 0.0053034 | 0.007696 | 0.00012168 | 0.34516 | 0.00022282 | 0.38872 | 0.080513 | 0.13671 | 0.00078874 | 0.00052256 | 0.51618 | 0.24248 | 0.20894 | 0.42305 | 0.16314 | 0.1739 | 0.48595 | 0.15691 | 0.16213
4428212 | VCUG | 11 | 15m_167056_407x225x586.dat | 0.1250;0.1250;0.2832 | 407;225;586 | (0.0769;80.8597;9.1698) | 60 | 6.3535 | 49 | 92.4004 | 60 | iodine | [138] | [50] | 1 | 5 | 65 | normal | none | 9.0655 | 8.6924 | 78.8009 | 41.8827 | 40.1591 | 1681.9713 | 1.8409e-13 | 0.070901 | 0.00010158 | 0.0036685 | 0.49051 | 0.00017728 | 0.074421 | 0.22108 | 0.0087904 | 0.50834 | 0 | 0.040208 | 0.0062237 | 0.0086981 | 0.00030612 | 0.37398 | 0.00021778 | 0.42481 | 0.088572 | 0.15063 | 0.00088181 | 0.00051533 | 0.55979 | 0.26449 | 0.2297 | 0.44792 | 0.17289 | 0.17696 | 0.52418 | 0.16859 | 0.17622
4428212 | VCUG | 11 | 15m_167056_407x225x586.dat | 0.1250;0.1250;0.2832 | 407;225;586 | (0.0769;80.8597;9.1698) | 80 | 2.9 | 44 | 92.4004 | 60 | iodine | [138] | [50] | 1 | 5 | 65 | normal | none | 9.0655 | 8.6924 | 78.8009 | 41.8827 | 40.1591 | 1681.9713 | 2.6586e-13 | 0.037915 | 5.3167e-05 | 0.0016635 | 0.30493 | 6.3816e-05 | 0.037468 | 0.11526 | 0.0045347 | 0.31204 | 0 | 0.020761 | 0.0032446 | 0.0044505 | 0.00010504 | 0.21301 | 0.00015018 | 0.23982 | 0.048898 | 0.083601 | 0.0005389 | 0.00024438 | 0.31657 | 0.15191 | 0.12762 | 0.29961 | 0.11238 | 0.15254 | 0.29979 | 0.10169 | 0.10335
4428212 | VCUG | 11 | 15m_167056_407x225x586.dat | 0.1250;0.1250;0.2832 | 407;225;586 | (0.0769;80.8597;9.1698) | 80 | 7.702 | 57 | 92.4004 | 60 | iodine | [138] | [50] | 1 | 5 | 65 | normal | none | 9.0655 | 8.6924 | 78.8009 | 41.8827 | 40.1591 | 1681.9713 | 1.7768e-13 | 0.088851 | 0.00013412 | 0.0044128 | 0.54401 | 0.00028125 | 0.10512 | 0.27289 | 0.012189 | 0.55316 | 0 | 0.054883 | 0.0088333 | 0.011654 | 0.00021383 | 0.42334 | 0.00029842 | 0.4978 | 0.10186 | 0.17579 | 0.0016707 | 0.00074032 | 0.65336 | 0.31263 | 0.27221 | 0.48268 | 0.18841 | 0.17937 | 0.61588 | 0.19106 | 0.20359
4428212 | VCUG | 11 | 15m_167056_407x225x586.dat | 0.1250;0.1250;0.2832 | 407;225;586 | (0.0769;80.8597;9.1698) | 80 | 8.502 | 60 | 92.4004 | 60 | iodine | [138] | [50] | 1 | 5 | 65 | normal | none | 9.0655 | 8.6924 | 78.8009 | 41.8827 | 40.1591 | 1681.9713 | 1.7328e-13 | 0.098375 | 0.00014508 | 0.0054323 | 0.56984 | 0.0001098 | 0.11636 | 0.29614 | 0.013641 | 0.5774 | 0 | 0.060707 | 0.0098773 | 0.013235 | 0.00023381 | 0.44751 | 0.00032027 | 0.53091 | 0.10809 | 0.1871 | 0.0020389 | 0.0008898 | 0.69652 | 0.334 | 0.29145 | 0.50183 | 0.19629 | 0.18149 | 0.64827 | 0.20119 | 0.21617
4428212 | VCUG | 11 | 15m_167056_407x225x586.dat | 0.1250;0.1250;0.2832 | 407;225;586 | (0.0769;80.8597;9.1698) | 110 | 3.9 | 52 | 92.4004 | 60 | iodine | [138] | [50] | 1 | 5 | 65 | normal | none | 9.0655 | 8.6924 | 78.8009 | 41.8827 | 40.1591 | 1681.9713 | 2.3766e-13 | 0.056929 | 8.6601e-05 | 0.0031952 | 0.38027 | 0.00017241 | 0.060661 | 0.17326 | 0.0075662 | 0.38346 | 5.5945e-05 | 0.033549 | 0.0054278 | 0.0073684 | 0.00018755 | 0.27827 | 0.00015957 | 0.3236 | 0.064898 | 0.11353 | 0.0011369 | 0.00058326 | 0.42699 | 0.20647 | 0.17385 | 0.35446 | 0.13564 | 0.15986 | 0.39683 | 0.12945 | 0.13654
4428212 | VCUG | 11 | 15m_167056_407x225x586.dat | 0.1250;0.1250;0.2832 | 407;225;586 | (0.0769;80.8597;9.1698) | 110 | 7.85 | 62 | 92.4004 | 60 | iodine | [138] | [50] | 1 | 5 | 65 | normal | none | 9.0655 | 8.6924 | 78.8009 | 41.8827 | 40.1591 | 1681.9713 | 1.898e-13 | 0.089231 | 0.00014042 | 0.0045384 | 0.5343 | 0.00014581 | 0.1027 | 0.28318 | 0.013054 | 0.5362 | 6.2803e-05 | 0.057529 | 0.0094963 | 0.012521 | 0.00019355 | 0.41354 | 0.00030411 | 0.49231 | 0.098093 | 0.17342 | 0.002067 | 0.0010839 | 0.64742 | 0.3145 | 0.26753 | 0.47113 | 0.18439 | 0.17626 | 0.59763 | 0.18638 | 0.20256
4428212 | VCUG | 11 | 15m_167056_407x225x586.dat | 0.1250;0.1250;0.2832 | 407;225;586 | (0.0769;80.8597;9.1698) | 110 | 9.9905 | 69 | 92.4004 | 60 | iodine | [138] | [50] | 1 | 5 | 65 | normal | none | 9.0655 | 8.6924 | 78.8009 | 41.8827 | 40.1591 | 1681.9713 | 1.8352e-13 | 0.10784 | 0.00016885 | 0.0062843 | 0.58806 | 0.00028634 | 0.12453 | 0.33261 | 0.016302 | 0.58212 | 0 | 0.069791 | 0.011641 | 0.01552 | 0.00051044 | 0.46198 | 0.00052108 | 0.5613 | 0.11104 | 0.1968 | 0.0026388 | 0.001407 | 0.73976 | 0.35927 | 0.30451 | 0.50686 | 0.20002 | 0.17973 | 0.65949 | 0.20603 | 0.22869
4428212 | VCUG | 12 | 15m_167056_407x225x586.dat | 0.1250;0.1250;0.2832 | 407;225;586 | (0.0769;80.8597;9.1698) | 60 | 2.5 | 38 | 92.4004 | 60 | iodine | [138] | [30] | 0 | 5 | 65 | normal | none | 9.0655 | 8.6924 | 78.8009 | 41.8827 | 40.1591 | 1681.9713 | 2.9695e-13 | 0.02432 | 3.6905e-05 | 0.00099602 | 0.25205 | 2.3252e-05 | 0.024686 | 0.078568 | 0.0026169 | 0.2588 | 0 | 0.012151 | 0.0018082 | 0.0025147 | 0.00013537 | 0.16628 | 8.1612e-05 | 0.17945 | 0.0358 | 0.061431 | 0.00018803 | 0.00012303 | 0.24508 | 0.11439 | 0.093541 | 0.2608 | 0.095791 | 0.14728 | 0.24177 | 0.082919 | 0.080722
4428212 | VCUG | 12 | 15m_167056_407x225x586.dat | 0.1250;0.1250;0.2832 | 407;225;586 | (0.0769;80.8597;9.1698) | 60 | 5.7448 | 47 | 92.4004 | 60 | iodine | [138] | [30] | 0 | 5 | 65 | normal | none | 9.0655 | 8.6924 | 78.8009 | 41.8827 | 40.1591 | 1681.9713 | 1.928e-13 | 0.062738 | 8.0699e-05 | 0.0027055 | 0.46012 | 0.00014382 | 0.066083 | 0.19909 | 0.0077214 | 0.47728 | 5.4247e-05 | 0.035071 | 0.0053049 | 0.0076949 | 0.00012168 | 0.34521 | 0.00022738 | 0.38977 | 0.080518 | 0.13674 | 0.00078874 | 0.00052256 | 0.53967 | 0.24301 | 0.20941 | 0.42329 | 0.16347 | 0.17399 | 0.49864 | 0.15795 | 0.16378
4428212 | VCUG | 12 | 15m_167056_407x225x586.dat | 0.1250;0.1250;0.2832 | 407;225;586 | (0.0769;80.8597;9.1698) | 60 | 6.3535 | 49 | 92.4004 | 60 | iodine | [138] | [30] | 0 | 5 | 65 | normal | none | 9.0655 | 8.6924 | 78.8009 | 41.8827 | 40.1591 | 1681.9713 | 1.8409e-13 | 0.070929 | 0.00010159 | 0.0036685 | 0.49127 | 0.00017728 | 0.07453 | 0.227 | 0.008792 | 0.5084 | 0 | 0.040222 | 0.0062237 | 0.0086981 | 0.00030612 | 0.37402 | 0.00022224 | 0.42604 | 0.088572 | 0.15067 | 0.00088181 | 0.00051533 | 0.58728 | 0.2651 | 0.23024 | 0.44827 | 0.17328 | 0.17706 | 0.53609 | 0.16958 | 0.17809
4428212 | VCUG | 12 | 15m_167056_407x225x586.dat | 0.1250;0.1250;0.2832 | 407;225;586 | (0.0769;80.8597;9.1698) | 80 | 2.9 | 44 | 92.4004 | 60 | iodine | [138] | [30] | 0 | 5 | 65 | normal | none | 9.0655 | 8.6924 | 78.8009 | 41.8827 | 40.1591 | 1681.9713 | 2.6586e-13 | 0.037907 | 5.3167e-05 | 0.0016635 | 0.30543 | 6.3816e-05 | 0.037529 | 0.11895 | 0.0045378 | 0.31206 | 0 | 0.020772 | 0.0032467 | 0.0044415 | 0.00010504 | 0.21303 | 0.00015018 | 0.24046 | 0.048902 | 0.083612 | 0.0005389 | 0.00024438 | 0.33074 | 0.15224 | 0.12791 | 0.29984 | 0.11259 | 0.15259 | 0.30727 | 0.10231 | 0.10439
4428212 | VCUG | 12 | 15m_167056_407x225x586.dat | 0.1250;0.1250;0.2832 | 407;225;586 | (0.0769;80.8597;9.1698) | 80 | 7.702 | 57 | 92.4004 | 60 | iodine | [138] | [30] | 0 | 5 | 65 | normal | none | 9.0655 | 8.6924 | 78.8009 | 41.8827 | 40.1591 | 1681.9713 | 1.7768e-13 | 0.088867 | 0.00013424 | 0.0044293 | 0.54541 | 0.00028519 | 0.10524 | 0.28142 | 0.012201 | 0.55322 | 0 | 0.054926 | 0.0088372 | 0.011653 | 0.00021383 | 0.42349 | 0.00029844 | 0.49958 | 0.10189 | 0.17584 | 0.0016722 | 0.00074032 | 0.68443 | 0.31357 | 0.27305 | 0.48316 | 0.18899 | 0.17952 | 0.62916 | 0.19219 | 0.20595
4428212 | VCUG | 12 | 15m_167056_407x225x586.dat | 0.1250;0.1250;0.2832 | 407;225;586 | (0.0769;80.8597;9.1698) | 80 | 8.502 | 60 | 92.4004 | 60 | iodine | [138] | [30] | 0 | 5 | 65 | normal | none | 9.0655 | 8.6924 | 78.8009 | 41.8827 | 40.1591 | 1681.9713 | 1.7328e-13 | 0.09852 | 0.00014525 | 0.005432 | 0.57144 | 0.0001098 | 0.11642 | 0.30747 | 0.013644 | 0.57752 | 0 | 0.060747 | 0.009886 | 0.013207 | 0.00023381 | 0.44765 | 0.00032027 | 0.53303 | 0.10812 | 0.18715 | 0.0020391 | 0.00088709 | 0.73311 | 0.33507 | 0.29241 | 0.50242 | 0.19693 | 0.18163 | 0.66259 | 0.20241 | 0.21903
4428212 | VCUG | 12 | 15m_167056_407x225x586.dat | 0.1250;0.1250;0.2832 | 407;225;586 | (0.0769;80.8597;9.1698) | 110 | 3.9 | 52 | 92.4004 | 60 | iodine | [138] | [30] | 0 | 5 | 65 | normal | none | 9.0655 | 8.6924 | 78.8009 | 41.8827 | 40.1591 | 1681.9713 | 2.3766e-13 | 0.056954 | 8.661e-05 | 0.0031966 | 0.38118 | 0.00017241 | 0.060703 | 0.17824 | 0.0075653 | 0.38352 | 5.5945e-05 | 0.03357 | 0.0054308 | 0.0073734 | 0.00018755 | 0.27837 | 0.0001596 | 0.32467 | 0.064932 | 0.11355 | 0.0011369 | 0.00058326 | 0.44521 | 0.20707 | 0.17438 | 0.35476 | 0.13598 | 0.15997 | 0.40544 | 0.13018 | 0.13795
4428212 | VCUG | 12 | 15m_167056_407x225x586.dat | 0.1250;0.1250;0.2832 | 407;225;586 | (0.0769;80.8597;9.1698) | 110 | 7.85 | 62 | 92.4004 | 60 | iodine | [138] | [30] | 0 | 5 | 65 | normal | none | 9.0655 | 8.6924 | 78.8009 | 41.8827 | 40.1591 | 1681.9713 | 1.898e-13 | 0.089236 | 0.00014153 | 0.0045623 | 0.53577 | 0.00014581 | 0.10266 | 0.29101 | 0.01307 | 0.5363 | 6.2803e-05 | 0.057571 | 0.0094984 | 0.012542 | 0.00019355 | 0.41364 | 0.00029885 | 0.49412 | 0.098135 | 0.17349 | 0.002067 | 0.0010839 | 0.67692 | 0.3155 | 0.26843 | 0.47182 | 0.18499 | 0.17642 | 0.61423 | 0.18777 | 0.20485
4428212 | VCUG | 12 | 15m_167056_407x225x586.dat | 0.1250;0.1250;0.2832 | 407;225;586 | (0.0769;80.8597;9.1698) | 110 | 9.9905 | 69 | 92.4004 | 60 | iodine | [138] | [30] | 0 | 5 | 65 | normal | none | 9.0655 | 8.6924 | 78.8009 | 41.8827 | 40.1591 | 1681.9713 | 1.8352e-13 | 0.10781 | 0.00016964 | 0.0062882 | 0.58991 | 0.00028634 | 0.12453 | 0.34154 | 0.016312 | 0.58228 | 0 | 0.069845 | 0.011637 | 0.015522 | 0.00051044 | 0.46211 | 0.00052108 | 0.56348 | 0.11108 | 0.19695 | 0.0026388 | 0.001407 | 0.77223 | 0.36054 | 0.30564 | 0.50761 | 0.20074 | 0.17994 | 0.67497 | 0.20735 | 0.23127
4428212 | VCUG | 13 | 15m_167056_407x225x586.dat | 0.1250;0.1250;0.2832 | 407;225;586 | (0.1462;74.1875;20.3501) | 60 | 2.5 | 38 | 87.375 | 60 | iodine | [138] | [10] | 1 | 5 | 65 | normal | none | 11.3116 | 15.3976 | 174.1704 | 49.4174 | 67.2681 | 3324.2128 | 2.9835e-13 | 0.28502 | 0.00010689 | 0.013516 | 0.12126 | 0.00037968 | 0.078869 | 0.091385 | 0.060334 | 0.4858 | 0.0012707 | 0.083622 | 0.13681 | 0.062191 | 0.0011032 | 0.17681 | 0.00069082 | 0.12009 | 0.36802 | 0.11663 | 0.011673 | 0.0050829 | 0.20709 | 0.12726 | 0.098609 | 0.19661 | 0.087387 | 0.12948 | 0.2645 | 0.13162 | 0.10157
4428212 | VCUG | 13 | 15m_167056_407x225x586.dat | 0.1250;0.1250;0.2832 | 407;225;586 | (0.1462;74.1875;20.3501) | 60 | 5.7448 | 47 | 87.375 | 60 | iodine | [138] | [10] | 1 | 5 | 65 | normal | none | 11.3116 | 15.3976 | 174.1704 | 49.4174 | 67.2681 | 3324.2128 | 1.9369e-13 | 0.55216 | 0.00033545 | 0.032139 | 0.24871 | 0.00092692 | 0.20963 | 0.19861 | 0.14685 | 0.82253 | 4.6391e-05 | 0.19683 | 0.26159 | 0.15516 | 0.0022205 | 0.38945 | 0.0019989 | 0.27922 | 0.62268 | 0.26058 | 0.03343 | 0.01396 | 0.42158 | 0.25995 | 0.21382 | 0.33957 | 0.14423 | 0.15428 | 0.46669 | 0.25106 | 0.20878
4428212 | VCUG | 13 | 15m_167056_407x225x586.dat | 0.1250;0.1250;0.2832 | 407;225;586 | (0.1462;74.1875;20.3501) | 60 | 6.3535 | 49 | 87.375 | 60 | iodine | [138] | [10] | 1 | 5 | 65 | normal | none | 11.3116 | 15.3976 | 174.1704 | 49.4174 | 67.2681 | 3324.2128 | 1.8492e-13 | 0.59216 | 0.00038978 | 0.037833 | 0.27002 | 0.001085 | 0.2303 | 0.2143 | 0.1629 | 0.86569 | 0.00021567 | 0.21758 | 0.27993 | 0.1726 | 0.0026777 | 0.42576 | 0.0024836 | 0.30869 | 0.65521 | 0.28558 | 0.037946 | 0.016341 | 0.45291 | 0.28213 | 0.23406 | 0.35813 | 0.15241 | 0.15728 | 0.494 | 0.26898 | 0.2264
4428212 | VCUG | 13 | 15m_167056_407x225x586.dat | 0.1250;0.1250;0.2832 | 407;225;586 | (0.1462;74.1875;20.3501) | 80 | 2.9 | 44 | 87.375 | 60 | iodine | [138] | [10] | 1 | 5 | 65 | normal | none | 11.3116 | 15.3976 | 174.1704 | 49.4174 | 67.2681 | 3324.2128 | 2.6711e-13 | 0.35351 | 0.00022923 | 0.020364 | 0.15771 | 0.00053323 | 0.12471 | 0.12166 | 0.087249 | 0.56071 | 2.7093e-06 | 0.11778 | 0.16782 | 0.091132 | 0.0011842 | 0.23614 | 0.0012557 | 0.16801 | 0.42399 | 0.1572 | 0.019899 | 0.0079979 | 0.26491 | 0.1652 | 0.13193 | 0.2319 | 0.10133 | 0.13471 | 0.31701 | 0.16353 | 0.1315
4428212 | VCUG | 13 | 15m_167056_407x225x586.dat | 0.1250;0.1250;0.2832 | 407;225;586 | (0.1462;74.1875;20.3501) | 80 | 7.702 | 57 | 87.375 | 60 | iodine | [138] | [10] | 1 | 5 | 65 | normal | none | 11.3116 | 15.3976 | 174.1704 | 49.4174 | 67.2681 | 3324.2128 | 1.7847e-13 | 0.65652 | 0.00067461 | 0.048698 | 0.31275 | 0.0013601 | 0.28669 | 0.25551 | 0.19844 | 0.91605 | 0.00042418 | 0.26046 | 0.3081 | 0.207 | 0.0040155 | 0.49304 | 0.0037461 | 0.36765 | 0.69036 | 0.33308 | 0.050772 | 0.021944 | 0.51657 | 0.32847 | 0.27365 | 0.38999 | 0.16511 | 0.16021 | 0.5333 | 0.30028 | 0.26083
4428212 | VCUG | 13 | 15m_167056_407x225x586.dat | 0.1250;0.1250;0.2832 | 407;225;586 | (0.1462;74.1875;20.3501) | 80 | 8.502 | 60 | 87.375 | 60 | iodine | [138] | [10] | 1 | 5 | 65 | normal | none | 11.3116 | 15.3976 | 174.1704 | 49.4174 | 67.2681 | 3324.2128 | 1.7405e-13 | 0.69562 | 0.00077083 | 0.055031 | 0.33195 | 0.0018531 | 0.31619 | 0.27082 | 0.21425 | 0.94733 | 0.0024862 | 0.27995 | 0.32264 | 0.22651 | 0.0051902 | 0.52549 | 0.0042439 | 0.39541 | 0.71262 | 0.35663 | 0.055249 | 0.024139 | 0.54884 | 0.34941 | 0.29189 | 0.40599 | 0.17163 | 0.16189 | 0.5556 | 0.31713 | 0.27737
4428212 | VCUG | 13 | 15m_167056_407x225x586.dat | 0.1250;0.1250;0.2832 | 407;225;586 | (0.1462;74.1875;20.3501) | 110 | 3.9 | 52 | 87.375 | 60 | iodine | [138] | [10] | 1 | 5 | 65 | normal | none | 11.3116 | 15.3976 | 174.1704 | 49.4174 | 67.2681 | 3324.2128 | 2.3877e-13 | 0.44423 | 0.00043624 | 0.031799 | 0.20716 | 0.0010051 | 0.1785 | 0.16473 | 0.12419 | 0.66005 | 0.0013373 | 0.16508 | 0.21039 | 0.13028 | 0.0025756 | 0.31851 | 0.0021677 | 0.23372 | 0.49835 | 0.21477 | 0.030244 | 0.013962 | 0.34395 | 0.21954 | 0.17642 | 0.27916 | 0.1206 | 0.14167 | 0.38522 | 0.20581 | 0.17325
4428212 | VCUG | 13 | 15m_167056_407x225x586.dat | 0.1250;0.1250;0.2832 | 407;225;586 | (0.1462;74.1875;20.3501) | 110 | 7.85 | 62 | 87.375 | 60 | iodine | [138] | [10] | 1 | 5 | 65 | normal | none | 11.3116 | 15.3976 | 174.1704 | 49.4174 | 67.2681 | 3324.2128 | 1.9068e-13 | 0.64175 | 0.00079043 | 0.05399 | 0.3092 | 0.0020928 | 0.2887 | 0.25251 | 0.19792 | 0.88031 | 0.0015404 | 0.25912 | 0.2995 | 0.20704 | 0.0050675 | 0.48358 | 0.004108 | 0.36517 | 0.66325 | 0.3278 | 0.050742 | 0.022573 | 0.50662 | 0.32818 | 0.26736 | 0.38258 | 0.1613 | 0.15697 | 0.5174 | 0.29389 | 0.25782
4428212 | VCUG | 13 | 15m_167056_407x225x586.dat | 0.1250;0.1250;0.2832 | 407;225;586 | (0.1462;74.1875;20.3501) | 110 | 9.9905 | 69 | 87.375 | 60 | iodine | [138] | [10] | 1 | 5 | 65 | normal | none | 11.3116 | 15.3976 | 174.1704 | 49.4174 | 67.2681 | 3324.2128 | 1.8438e-13 | 0.70426 | 0.00099725 | 0.063658 | 0.35084 | 0.0022361 | 0.34431 | 0.28666 | 0.22956 | 0.939 | 0.0001767 | 0.29804 | 0.32798 | 0.23872 | 0.005582 | 0.5473 | 0.0048681 | 0.41915 | 0.7054 | 0.37377 | 0.06119 | 0.026969 | 0.56477 | 0.37167 | 0.30207 | 0.4139 | 0.17401 | 0.16025 | 0.56808 | 0.32541 | 0.29035

## Abnormal KAP
Git Commit | Procedure | Field # | Phantom | Voxel Size | Voxel Array | Source Coordinate | Peak Potential | HVL | Average Energy | FDD | SSD | Contrast Material | Contrast Location | Contrast Percentage | # of Radigraphs | Field Time | Total Procedure Time | Disease State | Disease | Field Width @ 20cm | Field Height @ 20cm | Field Area @ 20cm | Field Width @ Image | Field Height @ Image | Field Area @ Image | KAP | Adrenals | Brain | Breast | Colon | ET | GB-wall | Gonads | Ht-wall | Kidneys | Eye-lens | Liver | Lungs | Oesophagus | O-mucosa | Pancreas | S-glands | SI-wall | Spleen | St-wall | Thymus | Thyroid | UB-wall | R-marrow | Endost-BS | Lymph | Muscle | Skin | Prostate / Uterus | Remainder | Effective Dose
- | - | - | - | - | - | - | kVp | mm Al | keV | cm | cm | - | - | - | - | s | s | - | - | cm | cm | cm2 | cm | cm | cm2 | Gy-cm2 | mGy/Gy-cm2 | mGy/Gy-cm2 | mGy/Gy-cm2 | mGy/Gy-cm2 | mGy/Gy-cm2 | mGy/Gy-cm2 | mGy/Gy-cm2 | mGy/Gy-cm2 | mGy/Gy-cm2 | mGy/Gy-cm2 | mGy/Gy-cm2 | mGy/Gy-cm2 | mGy/Gy-cm2 | mGy/Gy-cm2 | mGy/Gy-cm2 | mGy/Gy-cm2 | mGy/Gy-cm2 | mGy/Gy-cm2 | mGy/Gy-cm2 | mGy/Gy-cm2 | mGy/Gy-cm2 | mGy/Gy-cm2 | mGy/Gy-cm2 | mGy/Gy-cm2 | mGy/Gy-cm2 | mGy/Gy-cm2 | mGy/Gy-cm2 | mGy/Gy-cm2 | mGy/Gy-cm2 | mSv/Gy-cm2
2573823 | VCUG_a | 1 | 00f_051004_345x211x716.dat | 0.0663;0.0663;0.0663 | 345;211;716 | (0.0901;67.0610;-2.6929) | 60 | 2.5 | 38 | 76.6025 | 60 | iodine | [138] | [0] | 1 | 5 | 90 | abnormal | VUR - grade 3 | 4.788 | 5.3314 | 25.5263 | 18.3385 | 20.4197 | 374.4669 | 2.8526e-13 | 4.2947 | 0.0040616 | 0.56346 | 1.8176 | 0.01194 | 1.9913 | 2.0296 | 0.66663 | 4.5794 | 0.0059774 | 2.5655 | 1.0484 | 0.97702 | 0.035445 | 3.2259 | 0.030204 | 1.9431 | 3.9231 | 2.3082 | 0.14794 | 0.060812 | 1.6868 | 1.0984 | 1.0993 | 2.6552 | 1.0558 | 1.3494 | 2.1296 | 1.6756 | 1.4202
2573823 | VCUG_a | 1 | 00f_051004_345x211x716.dat | 0.0663;0.0663;0.0663 | 345;211;716 | (0.0901;67.0610;-2.6929) | 60 | 5.7448 | 47 | 76.6025 | 60 | iodine | [138] | [0] | 1 | 5 | 90 | abnormal | VUR - grade 3 | 4.788 | 5.3314 | 25.5263 | 18.3385 | 20.4197 | 374.4669 | 1.8523e-13 | 5.9893 | 0.011645 | 1.0913 | 3.1098 | 0.038307 | 3.5303 | 3.5949 | 1.2623 | 6.438 | 0.026656 | 4.0909 | 1.6274 | 1.6651 | 0.083437 | 4.9291 | 0.074459 | 3.4501 | 5.5915 | 3.8893 | 0.32629 | 0.15728 | 3.0042 | 1.7706 | 1.8014 | 3.7154 | 1.5565 | 1.589 | 3.6305 | 2.5541 | 2.3642
2573823 | VCUG_a | 1 | 00f_051004_345x211x716.dat | 0.0663;0.0663;0.0663 | 345;211;716 | (0.0901;67.0610;-2.6929) | 60 | 6.3535 | 49 | 76.6025 | 60 | iodine | [138] | [0] | 1 | 5 | 90 | abnormal | VUR - grade 3 | 4.788 | 5.3314 | 25.5263 | 18.3385 | 20.4197 | 374.4669 | 1.7686e-13 | 6.1422 | 0.01346 | 1.1891 | 3.2598 | 0.042169 | 3.8179 | 3.7833 | 1.3378 | 6.603 | 0.032953 | 4.2565 | 1.6948 | 1.7678 | 0.09209 | 5.1114 | 0.086617 | 3.6269 | 5.7424 | 4.0765 | 0.35069 | 0.16986 | 3.1841 | 1.8553 | 1.891 | 3.8362 | 1.6093 | 1.6122 | 3.8182 | 2.6593 | 2.482
2573823 | VCUG_a | 1 | 00f_051004_345x211x716.dat | 0.0663;0.0663;0.0663 | 345;211;716 | (0.0901;67.0610;-2.6929) | 80 | 2.9 | 44 | 76.6025 | 60 | iodine | [138] | [0] | 1 | 5 | 90 | abnormal | VUR - grade 3 | 4.788 | 5.3314 | 25.5263 | 18.3385 | 20.4197 | 374.4669 | 2.5539e-13 | 4.5894 | 0.0068013 | 0.72203 | 2.0803 | 0.023178 | 2.346 | 2.349 | 0.79956 | 4.8839 | 0.0086609 | 2.8639 | 1.1613 | 1.1229 | 0.048506 | 3.5365 | 0.043569 | 2.2611 | 4.2034 | 2.6441 | 0.18885 | 0.095184 | 1.9687 | 1.2448 | 1.2502 | 2.8702 | 1.1534 | 1.3895 | 2.4393 | 1.8481 | 1.6209
2573823 | VCUG_a | 1 | 00f_051004_345x211x716.dat | 0.0663;0.0663;0.0663 | 345;211;716 | (0.0901;67.0610;-2.6929) | 80 | 7.702 | 57 | 76.6025 | 60 | iodine | [138] | [0] | 1 | 5 | 90 | abnormal | VUR - grade 3 | 4.788 | 5.3314 | 25.5263 | 18.3385 | 20.4197 | 374.4669 | 1.707e-13 | 6.24 | 0.017889 | 1.3208 | 3.4212 | 0.053525 | 3.8725 | 3.9439 | 1.4125 | 6.5938 | 0.038526 | 4.363 | 1.735 | 1.8463 | 0.10402 | 5.2081 | 0.1052 | 3.7997 | 5.7456 | 4.2427 | 0.38861 | 0.20215 | 3.3075 | 1.9486 | 1.9743 | 3.9035 | 1.6479 | 1.6049 | 3.9908 | 2.7166 | 2.5875
2573823 | VCUG_a | 1 | 00f_051004_345x211x716.dat | 0.0663;0.0663;0.0663 | 345;211;716 | (0.0901;67.0610;-2.6929) | 80 | 8.502 | 60 | 76.6025 | 60 | iodine | [138] | [0] | 1 | 5 | 90 | abnormal | VUR - grade 3 | 4.788 | 5.3314 | 25.5263 | 18.3385 | 20.4197 | 374.4669 | 1.6648e-13 | 6.3264 | 0.020008 | 1.3937 | 3.5175 | 0.05699 | 4.0864 | 4.0125 | 1.4616 | 6.6459 | 0.030516 | 4.4558 | 1.7691 | 1.9093 | 0.11554 | 5.3094 | 0.10764 | 3.9128 | 5.7975 | 4.3337 | 0.40455 | 0.19971 | 3.377 | 2.006 | 2.0307 | 3.9592 | 1.6787 | 1.6113 | 4.126 | 2.7798 | 2.6524
2573823 | VCUG_a | 1 | 00f_051004_345x211x716.dat | 0.0663;0.0663;0.0663 | 345;211;716 | (0.0901;67.0610;-2.6929) | 110 | 3.9 | 52 | 76.6025 | 60 | iodine | [138] | [0] | 1 | 5 | 90 | abnormal | VUR - grade 3 | 4.788 | 5.3314 | 25.5263 | 18.3385 | 20.4197 | 374.4669 | 2.283e-13 | 5.0312 | 0.010645 | 0.8937 | 2.4723 | 0.030247 | 2.7923 | 2.8468 | 0.97001 | 5.294 | 0.028078 | 3.2682 | 1.3095 | 1.2998 | 0.064105 | 3.9809 | 0.062112 | 2.6911 | 4.5966 | 3.0709 | 0.24702 | 0.11494 | 2.3426 | 1.4398 | 1.4406 | 3.1428 | 1.2892 | 1.4388 | 2.8967 | 2.0822 | 1.8905
2573823 | VCUG_a | 1 | 00f_051004_345x211x716.dat | 0.0663;0.0663;0.0663 | 345;211;716 | (0.0901;67.0610;-2.6929) | 110 | 7.85 | 62 | 76.6025 | 60 | iodine | [138] | [0] | 1 | 5 | 90 | abnormal | VUR - grade 3 | 4.788 | 5.3314 | 25.5263 | 18.3385 | 20.4197 | 374.4669 | 1.8232e-13 | 6.0202 | 0.018592 | 1.3205 | 3.2933 | 0.056829 | 3.8122 | 3.8642 | 1.3476 | 6.2917 | 0.042472 | 4.1882 | 1.6546 | 1.7731 | 0.10505 | 4.9856 | 0.095805 | 3.6468 | 5.5068 | 4.0639 | 0.36318 | 0.1941 | 3.1849 | 1.8726 | 1.874 | 3.7781 | 1.5918 | 1.5626 | 3.8608 | 2.6187 | 2.4971
2573823 | VCUG_a | 1 | 00f_051004_345x211x716.dat | 0.0663;0.0663;0.0663 | 345;211;716 | (0.0901;67.0610;-2.6929) | 110 | 9.9905 | 69 | 76.6025 | 60 | iodine | [138] | [0] | 1 | 5 | 90 | abnormal | VUR - grade 3 | 4.788 | 5.3314 | 25.5263 | 18.3385 | 20.4197 | 374.4669 | 1.7627e-13 | 6.1536 | 0.022329 | 1.432 | 3.4985 | 0.060384 | 4.0896 | 4.081 | 1.4462 | 6.3725 | 0.027744 | 4.3619 | 1.7145 | 1.8723 | 0.11473 | 5.1613 | 0.11298 | 3.8768 | 5.5993 | 4.2647 | 0.4041 | 0.19813 | 3.3378 | 1.9749 | 1.9647 | 3.8788 | 1.6506 | 1.5742 | 4.0975 | 2.7202 | 2.6266
2573823 | VCUG_a | 2 | 00f_051004_345x211x716.dat | 0.0663;0.0663;0.0663 | 345;211;716 | (0.0769;67.0610;-7.5732) | 60 | 2.5 | 38 | 76.6025 | 60 | iodine | [138] | [10] | 0 | 5 | 90 | abnormal | VUR - grade 3 | 3.192 | 2.2674 | 7.2375 | 12.2257 | 8.6845 | 106.1738 | 2.6402e-13 | 0.18687 | 0.0010337 | 0.020227 | 2.4189 | 0.0011861 | 0.25107 | 5.8322 | 0.03106 | 0.75704 | 0.00024867 | 0.1657 | 0.030311 | 0.033589 | 0.0046084 | 0.31562 | 0.0038244 | 1.9141 | 0.13109 | 0.22569 | 0.011757 | 0.0067348 | 5.5875 | 1.365 | 1.3496 | 1.588 | 1.6685 | 1.1516 | 6.97 | 0.90928 | 1.3197
2573823 | VCUG_a | 2 | 00f_051004_345x211x716.dat | 0.0663;0.0663;0.0663 | 345;211;716 | (0.0769;67.0610;-7.5732) | 60 | 5.7448 | 47 | 76.6025 | 60 | iodine | [138] | [10] | 0 | 5 | 90 | abnormal | VUR - grade 3 | 3.192 | 2.2674 | 7.2375 | 12.2257 | 8.6845 | 106.1738 | 1.7144e-13 | 0.42282 | 0.0027652 | 0.055387 | 4.0665 | 0.0085615 | 0.51294 | 9.9935 | 0.084093 | 1.5262 | 0.0046269 | 0.37804 | 0.080505 | 0.08817 | 0.010518 | 0.69825 | 0.0097718 | 3.6743 | 0.3139 | 0.51481 | 0.034356 | 0.023788 | 9.7135 | 2.2445 | 2.2467 | 2.5228 | 2.4352 | 1.4007 | 11.4931 | 1.5266 | 2.2628
2573823 | VCUG_a | 2 | 00f_051004_345x211x716.dat | 0.0663;0.0663;0.0663 | 345;211;716 | (0.0769;67.0610;-7.5732) | 60 | 6.3535 | 49 | 76.6025 | 60 | iodine | [138] | [10] | 0 | 5 | 90 | abnormal | VUR - grade 3 | 3.192 | 2.2674 | 7.2375 | 12.2257 | 8.6845 | 106.1738 | 1.637e-13 | 0.46528 | 0.0030542 | 0.068517 | 4.2562 | 0.0083104 | 0.60865 | 10.5438 | 0.095316 | 1.635 | 0.0043025 | 0.41323 | 0.090734 | 0.10309 | 0.013438 | 0.76647 | 0.013043 | 3.9 | 0.34733 | 0.56756 | 0.038443 | 0.024187 | 10.1694 | 2.3527 | 2.3581 | 2.6297 | 2.5141 | 1.4254 | 11.9977 | 1.6064 | 2.383
2573823 | VCUG_a | 2 | 00f_051004_345x211x716.dat | 0.0663;0.0663;0.0663 | 345;211;716 | (0.0769;67.0610;-7.5732) | 80 | 2.9 | 44 | 76.6025 | 60 | iodine | [138] | [10] | 0 | 5 | 90 | abnormal | VUR - grade 3 | 3.192 | 2.2674 | 7.2375 | 12.2257 | 8.6845 | 106.1738 | 2.3638e-13 | 0.24977 | 0.0016511 | 0.026761 | 2.7631 | 0.0042398 | 0.32641 | 6.7828 | 0.046955 | 0.93224 | 0.0022405 | 0.22176 | 0.045495 | 0.048182 | 0.0051519 | 0.41167 | 0.0060962 | 2.3035 | 0.18116 | 0.30034 | 0.019202 | 0.011472 | 6.4448 | 1.5575 | 1.5429 | 1.7747 | 1.813 | 1.1968 | 7.8739 | 1.0392 | 1.527
2573823 | VCUG_a | 2 | 00f_051004_345x211x716.dat | 0.0663;0.0663;0.0663 | 345;211;716 | (0.0769;67.0610;-7.5732) | 80 | 7.702 | 57 | 76.6025 | 60 | iodine | [138] | [10] | 0 | 5 | 90 | abnormal | VUR - grade 3 | 3.192 | 2.2674 | 7.2375 | 12.2257 | 8.6845 | 106.1738 | 1.5799e-13 | 0.53476 | 0.0043607 | 0.080709 | 4.4281 | 0.0094159 | 0.68575 | 11.0072 | 0.11703 | 1.7178 | 0.0037536 | 0.46475 | 0.11129 | 0.12626 | 0.018376 | 0.84121 | 0.017137 | 4.1567 | 0.39963 | 0.64777 | 0.051761 | 0.031502 | 10.5217 | 2.4789 | 2.4688 | 2.7454 | 2.5629 | 1.4286 | 12.4415 | 1.6817 | 2.4969
2573823 | VCUG_a | 2 | 00f_051004_345x211x716.dat | 0.0663;0.0663;0.0663 | 345;211;716 | (0.0769;67.0610;-7.5732) | 80 | 8.502 | 60 | 76.6025 | 60 | iodine | [138] | [10] | 0 | 5 | 90 | abnormal | VUR - grade 3 | 3.192 | 2.2674 | 7.2375 | 12.2257 | 8.6845 | 106.1738 | 1.5407e-13 | 0.56086 | 0.0047763 | 0.079255 | 4.5392 | 0.011402 | 0.71979 | 11.2402 | 0.1268 | 1.7759 | 0.010852 | 0.49194 | 0.11991 | 0.12768 | 0.02035 | 0.88322 | 0.019628 | 4.3001 | 0.42075 | 0.67533 | 0.054924 | 0.033146 | 10.7755 | 2.5546 | 2.5412 | 2.8083 | 2.6058 | 1.4379 | 12.7694 | 1.7289 | 2.56
2573823 | VCUG_a | 2 | 00f_051004_345x211x716.dat | 0.0663;0.0663;0.0663 | 345;211;716 | (0.0769;67.0610;-7.5732) | 110 | 3.9 | 52 | 76.6025 | 60 | iodine | [138] | [10] | 0 | 5 | 90 | abnormal | VUR - grade 3 | 3.192 | 2.2674 | 7.2375 | 12.2257 | 8.6845 | 106.1738 | 2.1128e-13 | 0.33203 | 0.0026929 | 0.035654 | 3.2355 | 0.006018 | 0.40555 | 7.9462 | 0.071633 | 1.1361 | 0.0053596 | 0.2921 | 0.067014 | 0.072069 | 0.01121 | 0.52711 | 0.0099094 | 2.8428 | 0.24184 | 0.39305 | 0.029986 | 0.017783 | 7.5746 | 1.8192 | 1.7937 | 2.0421 | 2.0186 | 1.2521 | 9.1474 | 1.2158 | 1.7965
2573823 | VCUG_a | 2 | 00f_051004_345x211x716.dat | 0.0663;0.0663;0.0663 | 345;211;716 | (0.0769;67.0610;-7.5732) | 110 | 7.85 | 62 | 76.6025 | 60 | iodine | [138] | [10] | 0 | 5 | 90 | abnormal | VUR - grade 3 | 3.192 | 2.2674 | 7.2375 | 12.2257 | 8.6845 | 106.1738 | 1.6872e-13 | 0.50548 | 0.0045642 | 0.071426 | 4.2744 | 0.010171 | 0.67105 | 10.7148 | 0.11533 | 1.605 | 0.0092461 | 0.44172 | 0.10886 | 0.12223 | 0.020433 | 0.78597 | 0.01761 | 3.9849 | 0.376 | 0.60271 | 0.052855 | 0.029646 | 10.1256 | 2.3923 | 2.3558 | 2.6343 | 2.4786 | 1.3885 | 12.0566 | 1.6206 | 2.412
2573823 | VCUG_a | 2 | 00f_051004_345x211x716.dat | 0.0663;0.0663;0.0663 | 345;211;716 | (0.0769;67.0610;-7.5732) | 110 | 9.9905 | 69 | 76.6025 | 60 | iodine | [138] | [10] | 0 | 5 | 90 | abnormal | VUR - grade 3 | 3.192 | 2.2674 | 7.2375 | 12.2257 | 8.6845 | 106.1738 | 1.6311e-13 | 0.55715 | 0.0056168 | 0.094788 | 4.5184 | 0.011728 | 0.76218 | 11.334 | 0.13644 | 1.7002 | 0.0066856 | 0.49022 | 0.12661 | 0.13185 | 0.021485 | 0.86689 | 0.021154 | 4.2933 | 0.41891 | 0.67316 | 0.061976 | 0.036367 | 10.6853 | 2.5343 | 2.4808 | 2.7558 | 2.563 | 1.4012 | 12.7165 | 1.7151 | 2.5591
2573823 | VCUG_a | 3 | 00f_051004_345x211x716.dat | 0.0663;0.0663;0.0663 | 345;211;716 | (0.0769;67.0610;-7.5732) | 60 | 2.5 | 38 | 76.6025 | 60 | iodine | [138] | [30] | 0 | 5 | 90 | abnormal | VUR - grade 3 | 3.192 | 2.2674 | 7.2375 | 12.2257 | 8.6845 | 106.1738 | 2.6402e-13 | 0.18646 | 0.001027 | 0.02068 | 2.418 | 0.0011991 | 0.24872 | 5.8538 | 0.030869 | 0.7559 | 0.00024867 | 0.16534 | 0.030159 | 0.033774 | 0.0046251 | 0.3161 | 0.0038683 | 1.9146 | 0.13094 | 0.22559 | 0.011654 | 0.006778 | 5.4644 | 1.3649 | 1.3495 | 1.589 | 1.6659 | 1.1487 | 7.0439 | 0.91456 | 1.317
2573823 | VCUG_a | 3 | 00f_051004_345x211x716.dat | 0.0663;0.0663;0.0663 | 345;211;716 | (0.0769;67.0610;-7.5732) | 60 | 5.7448 | 47 | 76.6025 | 60 | iodine | [138] | [30] | 0 | 5 | 90 | abnormal | VUR - grade 3 | 3.192 | 2.2674 | 7.2375 | 12.2257 | 8.6845 | 106.1738 | 1.7144e-13 | 0.42079 | 0.0027424 | 0.05532 | 4.0684 | 0.0085673 | 0.51799 | 10.0547 | 0.083661 | 1.5248 | 0.0046269 | 0.37715 | 0.07998 | 0.088374 | 0.010617 | 0.69726 | 0.0098628 | 3.6793 | 0.3129 | 0.51391 | 0.034142 | 0.023844 | 9.7007 | 2.244 | 2.2462 | 2.526 | 2.432 | 1.396 | 11.6967 | 1.5423 | 2.269
2573823 | VCUG_a | 3 | 00f_051004_345x211x716.dat | 0.0663;0.0663;0.0663 | 345;211;716 | (0.0769;67.0610;-7.5732) | 60 | 6.3535 | 49 | 76.6025 | 60 | iodine | [138] | [30] | 0 | 5 | 90 | abnormal | VUR - grade 3 | 3.192 | 2.2674 | 7.2375 | 12.2257 | 8.6845 | 106.1738 | 1.637e-13 | 0.46352 | 0.0030369 | 0.06768 | 4.2596 | 0.0083905 | 0.611 | 10.6605 | 0.09512 | 1.6333 | 0.0043025 | 0.41231 | 0.090325 | 0.10188 | 0.013546 | 0.76562 | 0.013089 | 3.9051 | 0.3459 | 0.5645 | 0.038225 | 0.02313 | 10.2408 | 2.3521 | 2.3576 | 2.6326 | 2.5106 | 1.421 | 12.2054 | 1.6221 | 2.3967
2573823 | VCUG_a | 3 | 00f_051004_345x211x716.dat | 0.0663;0.0663;0.0663 | 345;211;716 | (0.0769;67.0610;-7.5732) | 80 | 2.9 | 44 | 76.6025 | 60 | iodine | [138] | [30] | 0 | 5 | 90 | abnormal | VUR - grade 3 | 3.192 | 2.2674 | 7.2375 | 12.2257 | 8.6845 | 106.1738 | 2.3638e-13 | 0.24808 | 0.0016445 | 0.027259 | 2.7651 | 0.0043896 | 0.3221 | 6.8031 | 0.04676 | 0.93144 | 0 | 0.22126 | 0.045309 | 0.048905 | 0.0051342 | 0.4106 | 0.0060679 | 2.304 | 0.18097 | 0.29966 | 0.019075 | 0.01192 | 6.3513 | 1.5572 | 1.5427 | 1.7748 | 1.8106 | 1.1938 | 7.9661 | 1.0456 | 1.5258
2573823 | VCUG_a | 3 | 00f_051004_345x211x716.dat | 0.0663;0.0663;0.0663 | 345;211;716 | (0.0769;67.0610;-7.5732) | 80 | 7.702 | 57 | 76.6025 | 60 | iodine | [138] | [30] | 0 | 5 | 90 | abnormal | VUR - grade 3 | 3.192 | 2.2674 | 7.2375 | 12.2257 | 8.6845 | 106.1738 | 1.5799e-13 | 0.5333 | 0.004339 | 0.081089 | 4.4322 | 0.0094178 | 0.68075 | 11.0521 | 0.11608 | 1.7167 | 0.0032477 | 0.46339 | 0.11088 | 0.12504 | 0.01795 | 0.83962 | 0.016867 | 4.1632 | 0.39707 | 0.64448 | 0.051552 | 0.031359 | 10.673 | 2.4781 | 2.4681 | 2.7472 | 2.56 | 1.4246 | 12.6415 | 1.696 | 2.5082
2573823 | VCUG_a | 3 | 00f_051004_345x211x716.dat | 0.0663;0.0663;0.0663 | 345;211;716 | (0.0769;67.0610;-7.5732) | 80 | 8.502 | 60 | 76.6025 | 60 | iodine | [138] | [30] | 0 | 5 | 90 | abnormal | VUR - grade 3 | 3.192 | 2.2674 | 7.2375 | 12.2257 | 8.6845 | 106.1738 | 1.5407e-13 | 0.55801 | 0.0047657 | 0.077042 | 4.5397 | 0.011836 | 0.72609 | 11.2954 | 0.12614 | 1.7742 | 0.0086103 | 0.49024 | 0.11946 | 0.12691 | 0.02007 | 0.87959 | 0.019342 | 4.3088 | 0.41958 | 0.67112 | 0.054964 | 0.032554 | 10.9715 | 2.5536 | 2.5402 | 2.8101 | 2.6031 | 1.434 | 12.9693 | 1.744 | 2.5731
2573823 | VCUG_a | 3 | 00f_051004_345x211x716.dat | 0.0663;0.0663;0.0663 | 345;211;716 | (0.0769;67.0610;-7.5732) | 110 | 3.9 | 52 | 76.6025 | 60 | iodine | [138] | [30] | 0 | 5 | 90 | abnormal | VUR - grade 3 | 3.192 | 2.2674 | 7.2375 | 12.2257 | 8.6845 | 106.1738 | 2.1128e-13 | 0.33095 | 0.002677 | 0.035765 | 3.2355 | 0.0056114 | 0.40301 | 7.9888 | 0.071198 | 1.1353 | 0.0051925 | 0.29143 | 0.066659 | 0.070971 | 0.011013 | 0.52621 | 0.010002 | 2.8471 | 0.24056 | 0.39135 | 0.029681 | 0.018517 | 7.5547 | 1.8189 | 1.7934 | 2.0431 | 2.0159 | 1.2493 | 9.2638 | 1.224 | 1.7997
2573823 | VCUG_a | 3 | 00f_051004_345x211x716.dat | 0.0663;0.0663;0.0663 | 345;211;716 | (0.0769;67.0610;-7.5732) | 110 | 7.85 | 62 | 76.6025 | 60 | iodine | [138] | [30] | 0 | 5 | 90 | abnormal | VUR - grade 3 | 3.192 | 2.2674 | 7.2375 | 12.2257 | 8.6845 | 106.1738 | 1.6872e-13 | 0.50403 | 0.0045569 | 0.069073 | 4.2768 | 0.0096254 | 0.66578 | 10.7663 | 0.11499 | 1.6034 | 0.0092461 | 0.44046 | 0.10848 | 0.12175 | 0.020302 | 0.78473 | 0.01745 | 3.992 | 0.37513 | 0.59898 | 0.052576 | 0.029204 | 10.2163 | 2.3915 | 2.355 | 2.6355 | 2.4762 | 1.3853 | 12.219 | 1.6321 | 2.4205
2573823 | VCUG_a | 3 | 00f_051004_345x211x716.dat | 0.0663;0.0663;0.0663 | 345;211;716 | (0.0769;67.0610;-7.5732) | 110 | 9.9905 | 69 | 76.6025 | 60 | iodine | [138] | [30] | 0 | 5 | 90 | abnormal | VUR - grade 3 | 3.192 | 2.2674 | 7.2375 | 12.2257 | 8.6845 | 106.1738 | 1.6311e-13 | 0.55632 | 0.0055902 | 0.098117 | 4.52 | 0.01256 | 0.76328 | 11.3425 | 0.13558 | 1.6977 | 0.0045679 | 0.48858 | 0.1262 | 0.13209 | 0.021802 | 0.8653 | 0.021298 | 4.3006 | 0.41729 | 0.67132 | 0.061596 | 0.035704 | 10.8643 | 2.5333 | 2.4798 | 2.7577 | 2.5604 | 1.3985 | 12.8618 | 1.7261 | 2.5683
2573823 | VCUG_a | 4 | 00f_051004_345x211x716.dat | 0.0663;0.0663;0.0663 | 345;211;716 | (0.0769;67.0610;-7.5732) | 60 | 2.5 | 38 | 76.6025 | 60 | iodine | [138] | [50] | 0 | 5 | 90 | abnormal | VUR - grade 3 | 3.192 | 2.2674 | 7.2375 | 12.2257 | 8.6845 | 106.1738 | 2.6402e-13 | 0.18569 | 0.0010207 | 0.020181 | 2.417 | 0.0013408 | 0.24809 | 5.8557 | 0.030781 | 0.7559 | 0.00024867 | 0.1651 | 0.030182 | 0.033771 | 0.0045202 | 0.31525 | 0.0037412 | 1.9115 | 0.13078 | 0.22503 | 0.011673 | 0.0065602 | 5.3372 | 1.3648 | 1.3493 | 1.5889 | 1.6634 | 1.1466 | 7.0768 | 0.91673 | 1.312
2573823 | VCUG_a | 4 | 00f_051004_345x211x716.dat | 0.0663;0.0663;0.0663 | 345;211;716 | (0.0769;67.0610;-7.5732) | 60 | 5.7448 | 47 | 76.6025 | 60 | iodine | [138] | [50] | 0 | 5 | 90 | abnormal | VUR - grade 3 | 3.192 | 2.2674 | 7.2375 | 12.2257 | 8.6845 | 106.1738 | 1.7144e-13 | 0.42005 | 0.0027389 | 0.053948 | 4.066 | 0.0085918 | 0.51497 | 10.092 | 0.08306 | 1.5237 | 0.0046269 | 0.37634 | 0.07998 | 0.088339 | 0.010642 | 0.69627 | 0.0099071 | 3.6746 | 0.31186 | 0.51185 | 0.033989 | 0.023316 | 9.5729 | 2.2436 | 2.2459 | 2.5279 | 2.4281 | 1.3924 | 11.7947 | 1.5491 | 2.2669
2573823 | VCUG_a | 4 | 00f_051004_345x211x716.dat | 0.0663;0.0663;0.0663 | 345;211;716 | (0.0769;67.0610;-7.5732) | 60 | 6.3535 | 49 | 76.6025 | 60 | iodine | [138] | [50] | 0 | 5 | 90 | abnormal | VUR - grade 3 | 3.192 | 2.2674 | 7.2375 | 12.2257 | 8.6845 | 106.1738 | 1.637e-13 | 0.46297 | 0.0030407 | 0.065963 | 4.2567 | 0.008699 | 0.61107 | 10.6917 | 0.094546 | 1.6325 | 0.0043025 | 0.41114 | 0.090007 | 0.10198 | 0.013079 | 0.76311 | 0.013144 | 3.9006 | 0.34529 | 0.5633 | 0.03809 | 0.023006 | 10.085 | 2.3516 | 2.357 | 2.6344 | 2.5064 | 1.4176 | 12.3123 | 1.6298 | 2.393
2573823 | VCUG_a | 4 | 00f_051004_345x211x716.dat | 0.0663;0.0663;0.0663 | 345;211;716 | (0.0769;67.0610;-7.5732) | 80 | 2.9 | 44 | 76.6025 | 60 | iodine | [138] | [50] | 0 | 5 | 90 | abnormal | VUR - grade 3 | 3.192 | 2.2674 | 7.2375 | 12.2257 | 8.6845 | 106.1738 | 2.3638e-13 | 0.24814 | 0.001642 | 0.026751 | 2.7639 | 0.004723 | 0.32161 | 6.8209 | 0.046684 | 0.93068 | 0 | 0.22073 | 0.045114 | 0.048478 | 0.0051562 | 0.41051 | 0.0059909 | 2.3013 | 0.18066 | 0.2989 | 0.019063 | 0.011457 | 6.2345 | 1.557 | 1.5424 | 1.7749 | 1.8079 | 1.1917 | 8.0101 | 1.0487 | 1.5225
2573823 | VCUG_a | 4 | 00f_051004_345x211x716.dat | 0.0663;0.0663;0.0663 | 345;211;716 | (0.0769;67.0610;-7.5732) | 80 | 7.702 | 57 | 76.6025 | 60 | iodine | [138] | [50] | 0 | 5 | 90 | abnormal | VUR - grade 3 | 3.192 | 2.2674 | 7.2375 | 12.2257 | 8.6845 | 106.1738 | 1.5799e-13 | 0.53106 | 0.0043422 | 0.080532 | 4.4295 | 0.0094223 | 0.68505 | 11.0882 | 0.11567 | 1.7149 | 0.0032477 | 0.46252 | 0.11035 | 0.12466 | 0.01807 | 0.83855 | 0.016761 | 4.1581 | 0.39611 | 0.64372 | 0.051417 | 0.030586 | 10.6496 | 2.4774 | 2.4673 | 2.7481 | 2.5565 | 1.4211 | 12.7554 | 1.7045 | 2.5104
2573823 | VCUG_a | 4 | 00f_051004_345x211x716.dat | 0.0663;0.0663;0.0663 | 345;211;716 | (0.0769;67.0610;-7.5732) | 80 | 8.502 | 60 | 76.6025 | 60 | iodine | [138] | [50] | 0 | 5 | 90 | abnormal | VUR - grade 3 | 3.192 | 2.2674 | 7.2375 | 12.2257 | 8.6845 | 106.1738 | 1.5407e-13 | 0.55681 | 0.0047639 | 0.079125 | 4.5387 | 0.011905 | 0.72336 | 11.3337 | 0.12536 | 1.773 | 0.0086103 | 0.48893 | 0.11912 | 0.12584 | 0.019718 | 0.87777 | 0.019262 | 4.3064 | 0.41705 | 0.66969 | 0.054511 | 0.032292 | 10.9475 | 2.5527 | 2.5394 | 2.8087 | 2.5996 | 1.431 | 13.0809 | 1.7515 | 2.5757
2573823 | VCUG_a | 4 | 00f_051004_345x211x716.dat | 0.0663;0.0663;0.0663 | 345;211;716 | (0.0769;67.0610;-7.5732) | 110 | 3.9 | 52 | 76.6025 | 60 | iodine | [138] | [50] | 0 | 5 | 90 | abnormal | VUR - grade 3 | 3.192 | 2.2674 | 7.2375 | 12.2257 | 8.6845 | 106.1738 | 2.1128e-13 | 0.33099 | 0.0026799 | 0.035544 | 3.2339 | 0.0059044 | 0.4042 | 7.9604 | 0.070815 | 1.1344 | 0.0051925 | 0.29076 | 0.066508 | 0.070734 | 0.010919 | 0.5247 | 0.009855 | 2.8414 | 0.24012 | 0.38985 | 0.029635 | 0.018026 | 7.4615 | 1.8184 | 1.7929 | 2.0432 | 2.0132 | 1.2465 | 9.3268 | 1.2286 | 1.7937
2573823 | VCUG_a | 4 | 00f_051004_345x211x716.dat | 0.0663;0.0663;0.0663 | 345;211;716 | (0.0769;67.0610;-7.5732) | 110 | 7.85 | 62 | 76.6025 | 60 | iodine | [138] | [50] | 0 | 5 | 90 | abnormal | VUR - grade 3 | 3.192 | 2.2674 | 7.2375 | 12.2257 | 8.6845 | 106.1738 | 1.6872e-13 | 0.50268 | 0.0045435 | 0.068296 | 4.2755 | 0.0093717 | 0.67188 | 10.7782 | 0.11476 | 1.6019 | 0.0092461 | 0.43937 | 0.10808 | 0.12207 | 0.020127 | 0.78354 | 0.017369 | 3.988 | 0.37348 | 0.59945 | 0.052369 | 0.029773 | 10.1926 | 2.3907 | 2.3542 | 2.636 | 2.473 | 1.3817 | 12.3115 | 1.6391 | 2.4209
2573823 | VCUG_a | 4 | 00f_051004_345x211x716.dat | 0.0663;0.0663;0.0663 | 345;211;716 | (0.0769;67.0610;-7.5732) | 110 | 9.9905 | 69 | 76.6025 | 60 | iodine | [138] | [50] | 0 | 5 | 90 | abnormal | VUR - grade 3 | 3.192 | 2.2674 | 7.2375 | 12.2257 | 8.6845 | 106.1738 | 1.6311e-13 | 0.55415 | 0.0055807 | 0.098405 | 4.5161 | 0.011787 | 0.76678 | 11.4008 | 0.13547 | 1.6962 | 0.0045679 | 0.48769 | 0.12586 | 0.1325 | 0.021758 | 0.86456 | 0.021401 | 4.2989 | 0.41602 | 0.67028 | 0.061194 | 0.036322 | 10.8533 | 2.5324 | 2.4789 | 2.7561 | 2.5574 | 1.3951 | 12.9666 | 1.7336 | 2.5727
2573823 | VCUG_a | 5 | 00f_051004_345x211x716.dat | 0.0663;0.0663;0.0663 | 345;211;716 | (-0.7309;68.4855;-5.9997) | 60 | 2.5 | 38 | 77.7048 | 60 | iodine | [138] | [50] | 0 | 5 | 90 | abnormal | VUR - grade 3 | 4.3884 | 3.1382 | 13.772 | 17.0501 | 12.1929 | 207.8889 | 2.6818e-13 | 0.40267 | 0.001368 | 0.025448 | 2.5932 | 0.0028007 | 0.45752 | 2.892 | 0.05858 | 3.4032 | 0.00029255 | 0.41192 | 0.055265 | 0.073868 | 0.006798 | 0.9287 | 0.0055205 | 2.9426 | 0.32829 | 0.56991 | 0.019967 | 0.0093959 | 2.4976 | 0.85244 | 0.79982 | 2.7788 | 1.1547 | 1.4269 | 3.0683 | 0.95067 | 0.97905
2573823 | VCUG_a | 5 | 00f_051004_345x211x716.dat | 0.0663;0.0663;0.0663 | 345;211;716 | (-0.7309;68.4855;-5.9997) | 60 | 5.7448 | 47 | 77.7048 | 60 | iodine | [138] | [50] | 0 | 5 | 90 | abnormal | VUR - grade 3 | 4.3884 | 3.1382 | 13.772 | 17.0501 | 12.1929 | 207.8889 | 1.7415e-13 | 0.81035 | 0.0035279 | 0.080742 | 4.1211 | 0.012634 | 0.97986 | 5.4339 | 0.14337 | 5.192 | 0.0062338 | 0.80874 | 0.13461 | 0.15377 | 0.017662 | 1.6642 | 0.01692 | 4.9539 | 0.65278 | 1.1014 | 0.056269 | 0.031589 | 4.7555 | 1.4627 | 1.4007 | 3.9606 | 1.7086 | 1.6676 | 5.6068 | 1.563 | 1.7112
2573823 | VCUG_a | 5 | 00f_051004_345x211x716.dat | 0.0663;0.0663;0.0663 | 345;211;716 | (-0.7309;68.4855;-5.9997) | 60 | 6.3535 | 49 | 77.7048 | 60 | iodine | [138] | [50] | 0 | 5 | 90 | abnormal | VUR - grade 3 | 4.3884 | 3.1382 | 13.772 | 17.0501 | 12.1929 | 207.8889 | 1.6628e-13 | 0.8758 | 0.0041406 | 0.095554 | 4.2994 | 0.015234 | 1.0131 | 5.7015 | 0.16061 | 5.3786 | 0.0080922 | 0.86605 | 0.15003 | 0.16842 | 0.020619 | 1.7451 | 0.018356 | 5.1822 | 0.6952 | 1.172 | 0.064234 | 0.03456 | 5.0608 | 1.5429 | 1.481 | 4.0871 | 1.7675 | 1.6888 | 5.9284 | 1.6338 | 1.8005
2573823 | VCUG_a | 5 | 00f_051004_345x211x716.dat | 0.0663;0.0663;0.0663 | 345;211;716 | (-0.7309;68.4855;-5.9997) | 80 | 2.9 | 44 | 77.7048 | 60 | iodine | [138] | [50] | 0 | 5 | 90 | abnormal | VUR - grade 3 | 4.3884 | 3.1382 | 13.772 | 17.0501 | 12.1929 | 207.8889 | 2.4011e-13 | 0.5033 | 0.0022232 | 0.051071 | 2.8987 | 0.0056236 | 0.57897 | 3.3984 | 0.083956 | 3.7305 | 0.010717 | 0.50634 | 0.077638 | 0.089007 | 0.0088862 | 1.0809 | 0.010009 | 3.3593 | 0.39989 | 0.68813 | 0.031963 | 0.020025 | 3.0236 | 0.99152 | 0.93544 | 3.0073 | 1.2613 | 1.4631 | 3.6138 | 1.077 | 1.1356
2573823 | VCUG_a | 5 | 00f_051004_345x211x716.dat | 0.0663;0.0663;0.0663 | 345;211;716 | (-0.7309;68.4855;-5.9997) | 80 | 7.702 | 57 | 77.7048 | 60 | iodine | [138] | [50] | 0 | 5 | 90 | abnormal | VUR - grade 3 | 4.3884 | 3.1382 | 13.772 | 17.0501 | 12.1929 | 207.8889 | 1.6049e-13 | 0.95174 | 0.0056634 | 0.10129 | 4.4412 | 0.013272 | 1.1555 | 5.9513 | 0.1883 | 5.4559 | 0.010015 | 0.93666 | 0.17438 | 0.2047 | 0.026667 | 1.8032 | 0.024619 | 5.3844 | 0.7253 | 1.2498 | 0.079652 | 0.0385 | 5.3691 | 1.6448 | 1.5709 | 4.1827 | 1.8087 | 1.6778 | 6.2853 | 1.7053 | 1.8889
2573823 | VCUG_a | 5 | 00f_051004_345x211x716.dat | 0.0663;0.0663;0.0663 | 345;211;716 | (-0.7309;68.4855;-5.9997) | 80 | 8.502 | 60 | 77.7048 | 60 | iodine | [138] | [50] | 0 | 5 | 90 | abnormal | VUR - grade 3 | 4.3884 | 3.1382 | 13.772 | 17.0501 | 12.1929 | 207.8889 | 1.5652e-13 | 0.99311 | 0.0063896 | 0.11826 | 4.5469 | 0.016439 | 1.2353 | 6.2005 | 0.19971 | 5.5397 | 0.0048858 | 0.97841 | 0.18437 | 0.21727 | 0.029282 | 1.8414 | 0.026331 | 5.5294 | 0.75493 | 1.3005 | 0.085459 | 0.043857 | 5.5696 | 1.7024 | 1.625 | 4.2502 | 1.8415 | 1.6845 | 6.5098 | 1.752 | 1.9543
2573823 | VCUG_a | 5 | 00f_051004_345x211x716.dat | 0.0663;0.0663;0.0663 | 345;211;716 | (-0.7309;68.4855;-5.9997) | 110 | 3.9 | 52 | 77.7048 | 60 | iodine | [138] | [50] | 0 | 5 | 90 | abnormal | VUR - grade 3 | 4.3884 | 3.1382 | 13.772 | 17.0501 | 12.1929 | 207.8889 | 2.1464e-13 | 0.6197 | 0.0035444 | 0.067556 | 3.3368 | 0.0097518 | 0.73338 | 4.1935 | 0.11557 | 4.1818 | 0.0052787 | 0.6293 | 0.10695 | 0.12513 | 0.015431 | 1.2535 | 0.014922 | 3.916 | 0.48827 | 0.83881 | 0.048272 | 0.025348 | 3.6885 | 1.1799 | 1.1104 | 3.3332 | 1.4114 | 1.5153 | 4.423 | 1.2523 | 1.3545
2573823 | VCUG_a | 5 | 00f_051004_345x211x716.dat | 0.0663;0.0663;0.0663 | 345;211;716 | (-0.7309;68.4855;-5.9997) | 110 | 7.85 | 62 | 77.7048 | 60 | iodine | [138] | [50] | 0 | 5 | 90 | abnormal | VUR - grade 3 | 4.3884 | 3.1382 | 13.772 | 17.0501 | 12.1929 | 207.8889 | 1.7141e-13 | 0.8918 | 0.0060097 | 0.11274 | 4.2863 | 0.015455 | 1.078 | 5.7517 | 0.18085 | 5.2142 | 0.016739 | 0.89594 | 0.16809 | 0.19348 | 0.027903 | 1.6658 | 0.025163 | 5.1774 | 0.68101 | 1.1694 | 0.076141 | 0.042002 | 5.1552 | 1.5881 | 1.4979 | 4.0473 | 1.7486 | 1.6367 | 6.0418 | 1.6305 | 1.8179
2573823 | VCUG_a | 5 | 00f_051004_345x211x716.dat | 0.0663;0.0663;0.0663 | 345;211;716 | (-0.7309;68.4855;-5.9997) | 110 | 9.9905 | 69 | 77.7048 | 60 | iodine | [138] | [50] | 0 | 5 | 90 | abnormal | VUR - grade 3 | 4.3884 | 3.1382 | 13.772 | 17.0501 | 12.1929 | 207.8889 | 1.6572e-13 | 0.95892 | 0.0074246 | 0.11138 | 4.4922 | 0.016634 | 1.2086 | 6.2389 | 0.20325 | 5.3756 | 0.028666 | 0.97165 | 0.18906 | 0.20884 | 0.031353 | 1.7237 | 0.030426 | 5.4678 | 0.72285 | 1.2421 | 0.089646 | 0.054738 | 5.566 | 1.6983 | 1.5938 | 4.1866 | 1.8132 | 1.6469 | 6.4827 | 1.7166 | 1.9379
2573823 | VCUG_a | 6 | 00f_051004_345x211x716.dat | 0.0663;0.0663;0.0663 | 345;211;716 | (0.8757;68.3448;-5.9918) | 60 | 2.5 | 38 | 77.7048 | 60 | iodine | [138] | [50] | 0 | 5 | 90 | abnormal | VUR - grade 3 | 4.4039 | 3.1379 | 13.8191 | 17.1101 | 12.1916 | 208.6007 | 2.6788e-13 | 0.42186 | 0.0013762 | 0.034879 | 2.3946 | 0.0020923 | 0.59985 | 2.8996 | 0.05433 | 3.6806 | 0.00011344 | 0.76335 | 0.054169 | 0.060892 | 0.0076224 | 0.66253 | 0.0053184 | 2.4673 | 0.24506 | 0.4733 | 0.019697 | 0.0098636 | 2.5196 | 0.85104 | 0.79919 | 2.8161 | 1.1585 | 1.4203 | 3.0754 | 0.96628 | 0.96128
2573823 | VCUG_a | 6 | 00f_051004_345x211x716.dat | 0.0663;0.0663;0.0663 | 345;211;716 | (0.8757;68.3448;-5.9918) | 60 | 5.7448 | 47 | 77.7048 | 60 | iodine | [138] | [50] | 0 | 5 | 90 | abnormal | VUR - grade 3 | 4.4039 | 3.1379 | 13.8191 | 17.1101 | 12.1916 | 208.6007 | 1.7395e-13 | 0.82671 | 0.0035184 | 0.076848 | 3.9313 | 0.011989 | 1.1479 | 5.4463 | 0.14116 | 5.5232 | 0.0096433 | 1.2169 | 0.13187 | 0.15078 | 0.017351 | 1.3064 | 0.016039 | 4.3369 | 0.52603 | 0.97077 | 0.054449 | 0.033281 | 4.7586 | 1.4613 | 1.4007 | 3.9989 | 1.7149 | 1.6613 | 5.6617 | 1.5821 | 1.6914
2573823 | VCUG_a | 6 | 00f_051004_345x211x716.dat | 0.0663;0.0663;0.0663 | 345;211;716 | (0.8757;68.3448;-5.9918) | 60 | 6.3535 | 49 | 77.7048 | 60 | iodine | [138] | [50] | 0 | 5 | 90 | abnormal | VUR - grade 3 | 4.4039 | 3.1379 | 13.8191 | 17.1101 | 12.1916 | 208.6007 | 1.6609e-13 | 0.89089 | 0.0041575 | 0.085423 | 4.1108 | 0.010318 | 1.2057 | 5.796 | 0.15621 | 5.7143 | 0.010075 | 1.2719 | 0.14558 | 0.17097 | 0.023187 | 1.3872 | 0.019528 | 4.5747 | 0.56854 | 1.0459 | 0.061219 | 0.032645 | 5.0453 | 1.5414 | 1.4808 | 4.1188 | 1.7733 | 1.6836 | 5.9917 | 1.6549 | 1.7865
2573823 | VCUG_a | 6 | 00f_051004_345x211x716.dat | 0.0663;0.0663;0.0663 | 345;211;716 | (0.8757;68.3448;-5.9918) | 80 | 2.9 | 44 | 77.7048 | 60 | iodine | [138] | [50] | 0 | 5 | 90 | abnormal | VUR - grade 3 | 4.4039 | 3.1379 | 13.8191 | 17.1101 | 12.1916 | 208.6007 | 2.3984e-13 | 0.51596 | 0.0022025 | 0.051483 | 2.7082 | 0.0052755 | 0.72664 | 3.5122 | 0.080986 | 4.0141 | 0.00066927 | 0.85718 | 0.076917 | 0.089821 | 0.0097513 | 0.79985 | 0.0098935 | 2.8664 | 0.31169 | 0.59547 | 0.032323 | 0.016465 | 3.0009 | 0.99031 | 0.93511 | 3.0428 | 1.2653 | 1.4576 | 3.6614 | 1.0961 | 1.1258
2573823 | VCUG_a | 6 | 00f_051004_345x211x716.dat | 0.0663;0.0663;0.0663 | 345;211;716 | (0.8757;68.3448;-5.9918) | 80 | 7.702 | 57 | 77.7048 | 60 | iodine | [138] | [50] | 0 | 5 | 90 | abnormal | VUR - grade 3 | 4.4039 | 3.1379 | 13.8191 | 17.1101 | 12.1916 | 208.6007 | 1.603e-13 | 0.9464 | 0.0056673 | 0.099544 | 4.2511 | 0.017118 | 1.338 | 5.9873 | 0.18562 | 5.7731 | 0.0090579 | 1.3078 | 0.17299 | 0.1973 | 0.027382 | 1.4646 | 0.024733 | 4.8005 | 0.62216 | 1.1257 | 0.077729 | 0.044991 | 5.361 | 1.6433 | 1.5708 | 4.206 | 1.8129 | 1.6729 | 6.3424 | 1.7235 | 1.8701
2573823 | VCUG_a | 6 | 00f_051004_345x211x716.dat | 0.0663;0.0663;0.0663 | 345;211;716 | (0.8757;68.3448;-5.9918) | 80 | 8.502 | 60 | 77.7048 | 60 | iodine | [138] | [50] | 0 | 5 | 90 | abnormal | VUR - grade 3 | 4.4039 | 3.1379 | 13.8191 | 17.1101 | 12.1916 | 208.6007 | 1.5634e-13 | 0.99491 | 0.0063375 | 0.12722 | 4.3666 | 0.01511 | 1.3535 | 6.2221 | 0.19791 | 5.852 | 0.018392 | 1.3392 | 0.18497 | 0.20649 | 0.030061 | 1.5173 | 0.026018 | 4.9627 | 0.65142 | 1.1688 | 0.083282 | 0.05433 | 5.6042 | 1.7008 | 1.6249 | 4.2729 | 1.8457 | 1.6771 | 6.5577 | 1.7648 | 1.9369
2573823 | VCUG_a | 6 | 00f_051004_345x211x716.dat | 0.0663;0.0663;0.0663 | 345;211;716 | (0.8757;68.3448;-5.9918) | 110 | 3.9 | 52 | 77.7048 | 60 | iodine | [138] | [50] | 0 | 5 | 90 | abnormal | VUR - grade 3 | 4.4039 | 3.1379 | 13.8191 | 17.1101 | 12.1916 | 208.6007 | 2.1439e-13 | 0.63305 | 0.0035068 | 0.062475 | 3.1545 | 0.010921 | 0.88638 | 4.2761 | 0.1112 | 4.4605 | 0.010576 | 0.9743 | 0.10481 | 0.12002 | 0.017056 | 0.97962 | 0.013355 | 3.4213 | 0.39882 | 0.74383 | 0.047241 | 0.027287 | 3.7188 | 1.179 | 1.1104 | 3.3726 | 1.4151 | 1.5071 | 4.4215 | 1.2682 | 1.3436
2573823 | VCUG_a | 6 | 00f_051004_345x211x716.dat | 0.0663;0.0663;0.0663 | 345;211;716 | (0.8757;68.3448;-5.9918) | 110 | 7.85 | 62 | 77.7048 | 60 | iodine | [138] | [50] | 0 | 5 | 90 | abnormal | VUR - grade 3 | 4.4039 | 3.1379 | 13.8191 | 17.1101 | 12.1916 | 208.6007 | 1.712e-13 | 0.89711 | 0.0060436 | 0.089215 | 4.1115 | 0.013694 | 1.2255 | 5.7825 | 0.17755 | 5.5239 | 0.0046153 | 1.2414 | 0.16619 | 0.18829 | 0.025937 | 1.3856 | 0.023714 | 4.6376 | 0.5883 | 1.0712 | 0.076762 | 0.049012 | 5.1771 | 1.5866 | 1.4978 | 4.0799 | 1.7533 | 1.6334 | 6.0956 | 1.6505 | 1.8015
2573823 | VCUG_a | 6 | 00f_051004_345x211x716.dat | 0.0663;0.0663;0.0663 | 345;211;716 | (0.8757;68.3448;-5.9918) | 110 | 9.9905 | 69 | 77.7048 | 60 | iodine | [138] | [50] | 0 | 5 | 90 | abnormal | VUR - grade 3 | 4.4039 | 3.1379 | 13.8191 | 17.1101 | 12.1916 | 208.6007 | 1.6553e-13 | 0.96233 | 0.0074291 | 0.10842 | 4.3328 | 0.018436 | 1.3222 | 6.3199 | 0.20154 | 5.6588 | 0.026758 | 1.2897 | 0.18731 | 0.21212 | 0.032459 | 1.4906 | 0.030081 | 4.9164 | 0.64546 | 1.1521 | 0.090367 | 0.055422 | 5.5555 | 1.6961 | 1.593 | 4.2251 | 1.818 | 1.6407 | 6.5337 | 1.7372 | 1.9285
2573823 | VCUG_a | 7 | 00f_051004_345x211x716.dat | 0.0663;0.0663;0.0663 | 345;211;716 | (0.0769;67.0610;-7.5732) | 60 | 2.5 | 38 | 76.6025 | 60 | iodine | [138] | [70] | 0 | 5 | 90 | abnormal | VUR - grade 3 | 3.192 | 2.2674 | 7.2375 | 12.2257 | 8.6845 | 106.1738 | 2.6402e-13 | 0.18608 | 0.001018 | 0.020209 | 2.4165 | 0.0013605 | 0.24596 | 5.8697 | 0.030916 | 0.75544 | 0.00024867 | 0.16485 | 0.03007 | 0.033757 | 0.0043141 | 0.3155 | 0.003779 | 1.9067 | 0.13036 | 0.22401 | 0.011609 | 0.0065602 | 5.1857 | 1.3646 | 1.3492 | 1.5879 | 1.6614 | 1.1448 | 7.0942 | 0.91767 | 1.307
2573823 | VCUG_a | 7 | 00f_051004_345x211x716.dat | 0.0663;0.0663;0.0663 | 345;211;716 | (0.0769;67.0610;-7.5732) | 60 | 5.7448 | 47 | 76.6025 | 60 | iodine | [138] | [70] | 0 | 5 | 90 | abnormal | VUR - grade 3 | 3.192 | 2.2674 | 7.2375 | 12.2257 | 8.6845 | 106.1738 | 1.7144e-13 | 0.41959 | 0.0027349 | 0.054892 | 4.0658 | 0.0085673 | 0.51479 | 10.1212 | 0.083066 | 1.5223 | 0.0046269 | 0.37567 | 0.079881 | 0.087785 | 0.010466 | 0.69335 | 0.0097012 | 3.6691 | 0.31155 | 0.51067 | 0.033998 | 0.023125 | 9.374 | 2.2432 | 2.2455 | 2.5268 | 2.4241 | 1.389 | 11.8466 | 1.5523 | 2.2614
2573823 | VCUG_a | 7 | 00f_051004_345x211x716.dat | 0.0663;0.0663;0.0663 | 345;211;716 | (0.0769;67.0610;-7.5732) | 60 | 6.3535 | 49 | 76.6025 | 60 | iodine | [138] | [70] | 0 | 5 | 90 | abnormal | VUR - grade 3 | 3.192 | 2.2674 | 7.2375 | 12.2257 | 8.6845 | 106.1738 | 1.637e-13 | 0.46337 | 0.0030293 | 0.067338 | 4.2538 | 0.0080123 | 0.60756 | 10.7246 | 0.094247 | 1.6312 | 0.0043025 | 0.41048 | 0.090099 | 0.10164 | 0.013011 | 0.76073 | 0.013085 | 3.8955 | 0.34416 | 0.56306 | 0.038018 | 0.023118 | 9.9317 | 2.351 | 2.3565 | 2.6321 | 2.5024 | 1.4135 | 12.3679 | 1.6329 | 2.3895
2573823 | VCUG_a | 7 | 00f_051004_345x211x716.dat | 0.0663;0.0663;0.0663 | 345;211;716 | (0.0769;67.0610;-7.5732) | 80 | 2.9 | 44 | 76.6025 | 60 | iodine | [138] | [70] | 0 | 5 | 90 | abnormal | VUR - grade 3 | 3.192 | 2.2674 | 7.2375 | 12.2257 | 8.6845 | 106.1738 | 2.3638e-13 | 0.24793 | 0.001639 | 0.026484 | 2.761 | 0.0042082 | 0.32169 | 6.8213 | 0.046405 | 0.9297 | 0 | 0.22032 | 0.045072 | 0.048012 | 0.0051342 | 0.40917 | 0.0059071 | 2.2979 | 0.18024 | 0.29762 | 0.018994 | 0.011485 | 6.1165 | 1.5566 | 1.5421 | 1.7742 | 1.8054 | 1.1896 | 8.0346 | 1.05 | 1.5174
2573823 | VCUG_a | 7 | 00f_051004_345x211x716.dat | 0.0663;0.0663;0.0663 | 345;211;716 | (0.0769;67.0610;-7.5732) | 80 | 7.702 | 57 | 76.6025 | 60 | iodine | [138] | [70] | 0 | 5 | 90 | abnormal | VUR - grade 3 | 3.192 | 2.2674 | 7.2375 | 12.2257 | 8.6845 | 106.1738 | 1.5799e-13 | 0.53193 | 0.0043326 | 0.080867 | 4.4283 | 0.0094159 | 0.67784 | 11.1078 | 0.11529 | 1.7128 | 0.0032477 | 0.46152 | 0.11024 | 0.12384 | 0.017765 | 0.83671 | 0.016751 | 4.1537 | 0.39603 | 0.64132 | 0.051242 | 0.031029 | 10.4844 | 2.4766 | 2.4666 | 2.747 | 2.5526 | 1.418 | 12.8042 | 1.7069 | 2.505
2573823 | VCUG_a | 7 | 00f_051004_345x211x716.dat | 0.0663;0.0663;0.0663 | 345;211;716 | (0.0769;67.0610;-7.5732) | 80 | 8.502 | 60 | 76.6025 | 60 | iodine | [138] | [70] | 0 | 5 | 90 | abnormal | VUR - grade 3 | 3.192 | 2.2674 | 7.2375 | 12.2257 | 8.6845 | 106.1738 | 1.5407e-13 | 0.55631 | 0.0047711 | 0.076159 | 4.5364 | 0.011239 | 0.7209 | 11.3486 | 0.12495 | 1.7704 | 0.0086103 | 0.48822 | 0.11869 | 0.12541 | 0.020255 | 0.87602 | 0.019229 | 4.3007 | 0.41675 | 0.66949 | 0.054443 | 0.032297 | 10.8352 | 2.5518 | 2.5385 | 2.8091 | 2.5954 | 1.4274 | 13.1465 | 1.7555 | 2.572
2573823 | VCUG_a | 7 | 00f_051004_345x211x716.dat | 0.0663;0.0663;0.0663 | 345;211;716 | (0.0769;67.0610;-7.5732) | 110 | 3.9 | 52 | 76.6025 | 60 | iodine | [138] | [70] | 0 | 5 | 90 | abnormal | VUR - grade 3 | 3.192 | 2.2674 | 7.2375 | 12.2257 | 8.6845 | 106.1738 | 2.1128e-13 | 0.3306 | 0.002678 | 0.036129 | 3.2332 | 0.0056114 | 0.40113 | 7.9727 | 0.070796 | 1.1334 | 0.0051925 | 0.29025 | 0.06638 | 0.07019 | 0.010874 | 0.5229 | 0.0098734 | 2.8396 | 0.23991 | 0.38911 | 0.029718 | 0.017756 | 7.355 | 1.8179 | 1.7925 | 2.0414 | 2.0105 | 1.2443 | 9.3466 | 1.2292 | 1.7903
2573823 | VCUG_a | 7 | 00f_051004_345x211x716.dat | 0.0663;0.0663;0.0663 | 345;211;716 | (0.0769;67.0610;-7.5732) | 110 | 7.85 | 62 | 76.6025 | 60 | iodine | [138] | [70] | 0 | 5 | 90 | abnormal | VUR - grade 3 | 3.192 | 2.2674 | 7.2375 | 12.2257 | 8.6845 | 106.1738 | 1.6872e-13 | 0.50301 | 0.0045431 | 0.068071 | 4.2725 | 0.0093966 | 0.66014 | 10.7794 | 0.11434 | 1.5998 | 0.0092461 | 0.43858 | 0.10765 | 0.12041 | 0.019804 | 0.78141 | 0.017256 | 3.9838 | 0.37298 | 0.59862 | 0.052217 | 0.029552 | 10.1055 | 2.3901 | 2.3536 | 2.6356 | 2.4693 | 1.3791 | 12.3654 | 1.6416 | 2.4171
2573823 | VCUG_a | 7 | 00f_051004_345x211x716.dat | 0.0663;0.0663;0.0663 | 345;211;716 | (0.0769;67.0610;-7.5732) | 110 | 9.9905 | 69 | 76.6025 | 60 | iodine | [138] | [70] | 0 | 5 | 90 | abnormal | VUR - grade 3 | 3.192 | 2.2674 | 7.2375 | 12.2257 | 8.6845 | 106.1738 | 1.6311e-13 | 0.55359 | 0.0055618 | 0.094555 | 4.5164 | 0.011893 | 0.75997 | 11.4413 | 0.13508 | 1.6943 | 0.0045679 | 0.48663 | 0.12553 | 0.13326 | 0.021667 | 0.86364 | 0.020913 | 4.2969 | 0.41617 | 0.66795 | 0.061156 | 0.036716 | 10.8141 | 2.5315 | 2.478 | 2.754 | 2.5543 | 1.392 | 13.0113 | 1.7359 | 2.5737
2573823 | VCUG_a | 8 | 00f_051004_345x211x716.dat | 0.0663;0.0663;0.0663 | 345;211;716 | (0.0769;67.0610;-7.5732) | 60 | 2.5 | 38 | 76.6025 | 60 | iodine | [138] | [100] | 0 | 5 | 90 | abnormal | VUR - grade 3 | 3.192 | 2.2674 | 7.2375 | 12.2257 | 8.6845 | 106.1738 | 2.6402e-13 | 0.18598 | 0.0010205 | 0.020245 | 2.4137 | 0.0013408 | 0.24646 | 5.8538 | 0.030761 | 0.75507 | 0.00024867 | 0.16462 | 0.030017 | 0.033697 | 0.0044035 | 0.31452 | 0.0037436 | 1.9004 | 0.13008 | 0.22396 | 0.011649 | 0.0065602 | 5.0406 | 1.3644 | 1.349 | 1.5876 | 1.6588 | 1.1427 | 7.1064 | 0.91831 | 1.2996
2573823 | VCUG_a | 8 | 00f_051004_345x211x716.dat | 0.0663;0.0663;0.0663 | 345;211;716 | (0.0769;67.0610;-7.5732) | 60 | 5.7448 | 47 | 76.6025 | 60 | iodine | [138] | [100] | 0 | 5 | 90 | abnormal | VUR - grade 3 | 3.192 | 2.2674 | 7.2375 | 12.2257 | 8.6845 | 106.1738 | 1.7144e-13 | 0.41959 | 0.0027206 | 0.053857 | 4.0624 | 0.0085615 | 0.50858 | 10.1195 | 0.082862 | 1.5216 | 0.0046269 | 0.37491 | 0.079543 | 0.088018 | 0.010471 | 0.69236 | 0.0095834 | 3.658 | 0.31052 | 0.50891 | 0.033984 | 0.023304 | 9.1483 | 2.2426 | 2.2449 | 2.5246 | 2.4192 | 1.3848 | 11.8886 | 1.5544 | 2.2516
2573823 | VCUG_a | 8 | 00f_051004_345x211x716.dat | 0.0663;0.0663;0.0663 | 345;211;716 | (0.0769;67.0610;-7.5732) | 60 | 6.3535 | 49 | 76.6025 | 60 | iodine | [138] | [100] | 0 | 5 | 90 | abnormal | VUR - grade 3 | 3.192 | 2.2674 | 7.2375 | 12.2257 | 8.6845 | 106.1738 | 1.637e-13 | 0.46214 | 0.0030135 | 0.068419 | 4.2513 | 0.0080416 | 0.60777 | 10.71 | 0.093972 | 1.6291 | 0.0043025 | 0.40947 | 0.089763 | 0.1012 | 0.01335 | 0.75859 | 0.012981 | 3.8862 | 0.34401 | 0.56109 | 0.037897 | 0.023003 | 9.6855 | 2.3504 | 2.3559 | 2.6321 | 2.497 | 1.4103 | 12.4192 | 1.636 | 2.3782
2573823 | VCUG_a | 8 | 00f_051004_345x211x716.dat | 0.0663;0.0663;0.0663 | 345;211;716 | (0.0769;67.0610;-7.5732) | 80 | 2.9 | 44 | 76.6025 | 60 | iodine | [138] | [100] | 0 | 5 | 90 | abnormal | VUR - grade 3 | 3.192 | 2.2674 | 7.2375 | 12.2257 | 8.6845 | 106.1738 | 2.3638e-13 | 0.24756 | 0.001633 | 0.027399 | 2.7594 | 0.0041779 | 0.31984 | 6.8239 | 0.046341 | 0.92932 | 0 | 0.21985 | 0.044971 | 0.04794 | 0.0052949 | 0.4082 | 0.0058314 | 2.2911 | 0.17986 | 0.29729 | 0.019019 | 0.011814 | 5.9456 | 1.5563 | 1.5417 | 1.7737 | 1.8025 | 1.1872 | 8.0482 | 1.0505 | 1.5106
2573823 | VCUG_a | 8 | 00f_051004_345x211x716.dat | 0.0663;0.0663;0.0663 | 345;211;716 | (0.0769;67.0610;-7.5732) | 80 | 7.702 | 57 | 76.6025 | 60 | iodine | [138] | [100] | 0 | 5 | 90 | abnormal | VUR - grade 3 | 3.192 | 2.2674 | 7.2375 | 12.2257 | 8.6845 | 106.1738 | 1.5799e-13 | 0.52918 | 0.0043007 | 0.082791 | 4.4239 | 0.0094501 | 0.67512 | 11.0952 | 0.11519 | 1.7105 | 0.0032477 | 0.46021 | 0.10995 | 0.12284 | 0.017815 | 0.83412 | 0.016748 | 4.1465 | 0.39487 | 0.64043 | 0.051005 | 0.03058 | 10.2464 | 2.4756 | 2.4656 | 2.7462 | 2.5473 | 1.4143 | 12.8491 | 1.709 | 2.494
2573823 | VCUG_a | 8 | 00f_051004_345x211x716.dat | 0.0663;0.0663;0.0663 | 345;211;716 | (0.0769;67.0610;-7.5732) | 80 | 8.502 | 60 | 76.6025 | 60 | iodine | [138] | [100] | 0 | 5 | 90 | abnormal | VUR - grade 3 | 3.192 | 2.2674 | 7.2375 | 12.2257 | 8.6845 | 106.1738 | 1.5407e-13 | 0.55526 | 0.0047303 | 0.077016 | 4.5326 | 0.011254 | 0.72271 | 11.3174 | 0.12462 | 1.7676 | 0.0086103 | 0.48705 | 0.11844 | 0.1261 | 0.019481 | 0.87557 | 0.019122 | 4.2899 | 0.41612 | 0.66813 | 0.05395 | 0.032369 | 10.5847 | 2.5508 | 2.5375 | 2.8078 | 2.59 | 1.4238 | 13.1841 | 1.7577 | 2.559
2573823 | VCUG_a | 8 | 00f_051004_345x211x716.dat | 0.0663;0.0663;0.0663 | 345;211;716 | (0.0769;67.0610;-7.5732) | 110 | 3.9 | 52 | 76.6025 | 60 | iodine | [138] | [100] | 0 | 5 | 90 | abnormal | VUR - grade 3 | 3.192 | 2.2674 | 7.2375 | 12.2257 | 8.6845 | 106.1738 | 2.1128e-13 | 0.33011 | 0.0026738 | 0.035288 | 3.2294 | 0.0056199 | 0.40105 | 7.9731 | 0.070597 | 1.1317 | 0.0051925 | 0.28962 | 0.066186 | 0.070318 | 0.010978 | 0.52162 | 0.0099127 | 2.8316 | 0.2392 | 0.38876 | 0.029607 | 0.017939 | 7.1714 | 1.8173 | 1.7919 | 2.0423 | 2.0071 | 1.2417 | 9.3547 | 1.2293 | 1.7822
2573823 | VCUG_a | 8 | 00f_051004_345x211x716.dat | 0.0663;0.0663;0.0663 | 345;211;716 | (0.0769;67.0610;-7.5732) | 110 | 7.85 | 62 | 76.6025 | 60 | iodine | [138] | [100] | 0 | 5 | 90 | abnormal | VUR - grade 3 | 3.192 | 2.2674 | 7.2375 | 12.2257 | 8.6845 | 106.1738 | 1.6872e-13 | 0.50153 | 0.0045306 | 0.071088 | 4.2692 | 0.0093296 | 0.66524 | 10.8037 | 0.11413 | 1.5981 | 0.0092461 | 0.43749 | 0.10749 | 0.12105 | 0.020102 | 0.78028 | 0.017205 | 3.9741 | 0.37197 | 0.59661 | 0.051873 | 0.029083 | 9.9039 | 2.3891 | 2.3527 | 2.6342 | 2.4648 | 1.3756 | 12.3885 | 1.643 | 2.4106
2573823 | VCUG_a | 8 | 00f_051004_345x211x716.dat | 0.0663;0.0663;0.0663 | 345;211;716 | (0.0769;67.0610;-7.5732) | 110 | 9.9905 | 69 | 76.6025 | 60 | iodine | [138] | [100] | 0 | 5 | 90 | abnormal | VUR - grade 3 | 3.192 | 2.2674 | 7.2375 | 12.2257 | 8.6845 | 106.1738 | 1.6311e-13 | 0.55211 | 0.0055561 | 0.093678 | 4.5102 | 0.011907 | 0.7566 | 11.4278 | 0.13496 | 1.692 | 0.0045679 | 0.48548 | 0.12504 | 0.13153 | 0.021999 | 0.85911 | 0.020872 | 4.2877 | 0.41443 | 0.66568 | 0.060747 | 0.035782 | 10.6154 | 2.5304 | 2.477 | 2.7538 | 2.5493 | 1.3892 | 13.0303 | 1.7359 | 2.5632
2573823 | VCUG_a | 9 | 00f_051004_345x211x716.dat | 0.0663;0.0663;0.0663 | 345;211;716 | (-0.7309;68.4855;-5.9997) | 60 | 2.5 | 38 | 77.7048 | 60 | iodine | [138] | [100] | 1 | 10 | 90 | abnormal | VUR - grade 3 | 4.3884 | 3.1382 | 13.772 | 17.0501 | 12.1929 | 207.8889 | 2.6818e-13 | 0.40264 | 0.0013671 | 0.024939 | 2.5922 | 0.0028007 | 0.45499 | 2.8729 | 0.058445 | 3.4024 | 0.00029255 | 0.41166 | 0.055231 | 0.074017 | 0.006798 | 0.92825 | 0.0055157 | 2.938 | 0.32808 | 0.56984 | 0.01997 | 0.009388 | 2.3734 | 0.85212 | 0.79953 | 2.7787 | 1.1525 | 1.4251 | 3.0663 | 0.95004 | 0.9722
2573823 | VCUG_a | 9 | 00f_051004_345x211x716.dat | 0.0663;0.0663;0.0663 | 345;211;716 | (-0.7309;68.4855;-5.9997) | 60 | 5.7448 | 47 | 77.7048 | 60 | iodine | [138] | [100] | 1 | 10 | 90 | abnormal | VUR - grade 3 | 4.3884 | 3.1382 | 13.772 | 17.0501 | 12.1929 | 207.8889 | 1.7415e-13 | 0.8092 | 0.0035217 | 0.080668 | 4.1164 | 0.012646 | 0.98107 | 5.4529 | 0.14313 | 5.1906 | 0.0062338 | 0.80777 | 0.13448 | 0.15393 | 0.017708 | 1.663 | 0.01698 | 4.9496 | 0.65221 | 1.1004 | 0.056251 | 0.031589 | 4.5495 | 1.462 | 1.4001 | 3.9596 | 1.7039 | 1.6643 | 5.6371 | 1.5647 | 1.7038
2573823 | VCUG_a | 9 | 00f_051004_345x211x716.dat | 0.0663;0.0663;0.0663 | 345;211;716 | (-0.7309;68.4855;-5.9997) | 60 | 6.3535 | 49 | 77.7048 | 60 | iodine | [138] | [100] | 1 | 10 | 90 | abnormal | VUR - grade 3 | 4.3884 | 3.1382 | 13.772 | 17.0501 | 12.1929 | 207.8889 | 1.6628e-13 | 0.87519 | 0.0041342 | 0.094465 | 4.2945 | 0.015234 | 1.0101 | 5.7127 | 0.16039 | 5.3764 | 0.0080922 | 0.86515 | 0.14974 | 0.1684 | 0.020332 | 1.7446 | 0.018281 | 5.1748 | 0.69454 | 1.1703 | 0.064198 | 0.034282 | 4.8427 | 1.5421 | 1.4803 | 4.086 | 1.7622 | 1.6853 | 5.9705 | 1.6361 | 1.7918
2573823 | VCUG_a | 9 | 00f_051004_345x211x716.dat | 0.0663;0.0663;0.0663 | 345;211;716 | (-0.7309;68.4855;-5.9997) | 80 | 2.9 | 44 | 77.7048 | 60 | iodine | [138] | [100] | 1 | 10 | 90 | abnormal | VUR - grade 3 | 4.3884 | 3.1382 | 13.772 | 17.0501 | 12.1929 | 207.8889 | 2.4011e-13 | 0.50297 | 0.002223 | 0.050426 | 2.8962 | 0.0054199 | 0.58064 | 3.3933 | 0.083843 | 3.7298 | 0.010717 | 0.50588 | 0.077538 | 0.088899 | 0.0088816 | 1.0803 | 0.0097999 | 3.3558 | 0.3998 | 0.68767 | 0.031929 | 0.020025 | 2.8782 | 0.99107 | 0.93503 | 3.0057 | 1.2584 | 1.461 | 3.6238 | 1.0774 | 1.1289
2573823 | VCUG_a | 9 | 00f_051004_345x211x716.dat | 0.0663;0.0663;0.0663 | 345;211;716 | (-0.7309;68.4855;-5.9997) | 80 | 7.702 | 57 | 77.7048 | 60 | iodine | [138] | [100] | 1 | 10 | 90 | abnormal | VUR - grade 3 | 4.3884 | 3.1382 | 13.772 | 17.0501 | 12.1929 | 207.8889 | 1.6049e-13 | 0.95193 | 0.0056542 | 0.10104 | 4.4362 | 0.013274 | 1.1497 | 5.9369 | 0.18799 | 5.4542 | 0.01033 | 0.93573 | 0.1741 | 0.20396 | 0.026531 | 1.8018 | 0.024458 | 5.3783 | 0.72399 | 1.2483 | 0.07959 | 0.03848 | 5.1545 | 1.6437 | 1.5699 | 4.1808 | 1.8034 | 1.6739 | 6.3221 | 1.7068 | 1.8782
2573823 | VCUG_a | 9 | 00f_051004_345x211x716.dat | 0.0663;0.0663;0.0663 | 345;211;716 | (-0.7309;68.4855;-5.9997) | 80 | 8.502 | 60 | 77.7048 | 60 | iodine | [138] | [100] | 1 | 10 | 90 | abnormal | VUR - grade 3 | 4.3884 | 3.1382 | 13.772 | 17.0501 | 12.1929 | 207.8889 | 1.5652e-13 | 0.99234 | 0.006373 | 0.11712 | 4.5418 | 0.016051 | 1.2338 | 6.182 | 0.19946 | 5.5382 | 0.0048858 | 0.97714 | 0.18418 | 0.21574 | 0.02931 | 1.8402 | 0.026309 | 5.5219 | 0.75352 | 1.2977 | 0.085421 | 0.043877 | 5.398 | 1.7012 | 1.624 | 4.2482 | 1.8358 | 1.6803 | 6.5558 | 1.7543 | 1.9449
2573823 | VCUG_a | 9 | 00f_051004_345x211x716.dat | 0.0663;0.0663;0.0663 | 345;211;716 | (-0.7309;68.4855;-5.9997) | 110 | 3.9 | 52 | 77.7048 | 60 | iodine | [138] | [100] | 1 | 10 | 90 | abnormal | VUR - grade 3 | 4.3884 | 3.1382 | 13.772 | 17.0501 | 12.1929 | 207.8889 | 2.1464e-13 | 0.61928 | 0.003537 | 0.065949 | 3.3337 | 0.0097066 | 0.73245 | 4.2002 | 0.1156 | 4.1805 | 0.0054464 | 0.62869 | 0.10682 | 0.12494 | 0.015388 | 1.2522 | 0.015104 | 3.9115 | 0.48761 | 0.83821 | 0.048105 | 0.025116 | 3.5673 | 1.1793 | 1.1098 | 3.3331 | 1.4082 | 1.5127 | 4.4237 | 1.2518 | 1.3494
2573823 | VCUG_a | 9 | 00f_051004_345x211x716.dat | 0.0663;0.0663;0.0663 | 345;211;716 | (-0.7309;68.4855;-5.9997) | 110 | 7.85 | 62 | 77.7048 | 60 | iodine | [138] | [100] | 1 | 10 | 90 | abnormal | VUR - grade 3 | 4.3884 | 3.1382 | 13.772 | 17.0501 | 12.1929 | 207.8889 | 1.7141e-13 | 0.89075 | 0.0059998 | 0.11224 | 4.2816 | 0.015033 | 1.0806 | 5.7455 | 0.18057 | 5.2119 | 0.0167 | 0.89495 | 0.16781 | 0.19318 | 0.027888 | 1.6649 | 0.025315 | 5.1684 | 0.6795 | 1.1684 | 0.076117 | 0.041906 | 5.0052 | 1.587 | 1.4969 | 4.0462 | 1.7439 | 1.6334 | 6.068 | 1.6319 | 1.8105
2573823 | VCUG_a | 9 | 00f_051004_345x211x716.dat | 0.0663;0.0663;0.0663 | 345;211;716 | (-0.7309;68.4855;-5.9997) | 110 | 9.9905 | 69 | 77.7048 | 60 | iodine | [138] | [100] | 1 | 10 | 90 | abnormal | VUR - grade 3 | 4.3884 | 3.1382 | 13.772 | 17.0501 | 12.1929 | 207.8889 | 1.6572e-13 | 0.95765 | 0.0074156 | 0.11112 | 4.489 | 0.016634 | 1.207 | 6.2226 | 0.20272 | 5.3731 | 0.028666 | 0.97074 | 0.18869 | 0.20787 | 0.031309 | 1.7221 | 0.030272 | 5.4623 | 0.72146 | 1.2413 | 0.089537 | 0.054735 | 5.4108 | 1.6972 | 1.5927 | 4.1856 | 1.8084 | 1.6433 | 6.5147 | 1.7179 | 1.9297
2573823 | VCUG_a | 10 | 00f_051004_345x211x716.dat | 0.0663;0.0663;0.0663 | 345;211;716 | (0.8757;68.3448;-5.9918) | 60 | 2.5 | 38 | 77.7048 | 60 | iodine | [138] | [100] | 1 | 10 | 90 | abnormal | VUR - grade 3 | 4.4039 | 3.1379 | 13.8191 | 17.1101 | 12.1916 | 208.6007 | 2.6788e-13 | 0.42153 | 0.0013731 | 0.034879 | 2.3935 | 0.0020923 | 0.60056 | 2.8944 | 0.054248 | 3.6803 | 0.00011344 | 0.76309 | 0.054154 | 0.060739 | 0.0076026 | 0.6623 | 0.0053497 | 2.4628 | 0.2448 | 0.47334 | 0.019724 | 0.0098636 | 2.3863 | 0.8508 | 0.79898 | 2.8157 | 1.1563 | 1.4187 | 3.0771 | 0.96618 | 0.95535
2573823 | VCUG_a | 10 | 00f_051004_345x211x716.dat | 0.0663;0.0663;0.0663 | 345;211;716 | (0.8757;68.3448;-5.9918) | 60 | 5.7448 | 47 | 77.7048 | 60 | iodine | [138] | [100] | 1 | 10 | 90 | abnormal | VUR - grade 3 | 4.4039 | 3.1379 | 13.8191 | 17.1101 | 12.1916 | 208.6007 | 1.7395e-13 | 0.82682 | 0.0035118 | 0.077744 | 3.9284 | 0.011989 | 1.1459 | 5.4373 | 0.14085 | 5.522 | 0.0096433 | 1.2162 | 0.13172 | 0.15057 | 0.017717 | 1.3046 | 0.015989 | 4.3297 | 0.52529 | 0.97054 | 0.054448 | 0.033285 | 4.5414 | 1.4607 | 1.4001 | 3.9982 | 1.71 | 1.6577 | 5.6919 | 1.5836 | 1.6817
2573823 | VCUG_a | 10 | 00f_051004_345x211x716.dat | 0.0663;0.0663;0.0663 | 345;211;716 | (0.8757;68.3448;-5.9918) | 60 | 6.3535 | 49 | 77.7048 | 60 | iodine | [138] | [100] | 1 | 10 | 90 | abnormal | VUR - grade 3 | 4.4039 | 3.1379 | 13.8191 | 17.1101 | 12.1916 | 208.6007 | 1.6609e-13 | 0.89005 | 0.0041577 | 0.086193 | 4.1076 | 0.010318 | 1.2031 | 5.7822 | 0.15596 | 5.7131 | 0.010075 | 1.2711 | 0.14538 | 0.1709 | 0.023036 | 1.3855 | 0.019398 | 4.5672 | 0.56769 | 1.0452 | 0.061093 | 0.032156 | 4.8319 | 1.5405 | 1.48 | 4.1178 | 1.7681 | 1.68 | 6.0226 | 1.6563 | 1.7764
2573823 | VCUG_a | 10 | 00f_051004_345x211x716.dat | 0.0663;0.0663;0.0663 | 345;211;716 | (0.8757;68.3448;-5.9918) | 80 | 2.9 | 44 | 77.7048 | 60 | iodine | [138] | [100] | 1 | 10 | 90 | abnormal | VUR - grade 3 | 4.4039 | 3.1379 | 13.8191 | 17.1101 | 12.1916 | 208.6007 | 2.3984e-13 | 0.51608 | 0.0021963 | 0.051404 | 2.7065 | 0.0052755 | 0.72622 | 3.5132 | 0.080915 | 4.013 | 0.00066927 | 0.85672 | 0.076804 | 0.089441 | 0.0098139 | 0.79944 | 0.0098193 | 2.8608 | 0.31139 | 0.59447 | 0.032206 | 0.016441 | 2.8607 | 0.98988 | 0.93471 | 3.0423 | 1.2626 | 1.4556 | 3.6713 | 1.0964 | 1.1199
2573823 | VCUG_a | 10 | 00f_051004_345x211x716.dat | 0.0663;0.0663;0.0663 | 345;211;716 | (0.8757;68.3448;-5.9918) | 80 | 7.702 | 57 | 77.7048 | 60 | iodine | [138] | [100] | 1 | 10 | 90 | abnormal | VUR - grade 3 | 4.4039 | 3.1379 | 13.8191 | 17.1101 | 12.1916 | 208.6007 | 1.603e-13 | 0.94578 | 0.0056648 | 0.099749 | 4.2468 | 0.017118 | 1.3319 | 5.9914 | 0.18544 | 5.7707 | 0.0084485 | 1.3067 | 0.1728 | 0.19707 | 0.027408 | 1.4621 | 0.024649 | 4.7897 | 0.62135 | 1.1236 | 0.077679 | 0.044892 | 5.1837 | 1.6422 | 1.5698 | 4.2046 | 1.8076 | 1.6689 | 6.3786 | 1.7249 | 1.8625
2573823 | VCUG_a | 10 | 00f_051004_345x211x716.dat | 0.0663;0.0663;0.0663 | 345;211;716 | (0.8757;68.3448;-5.9918) | 80 | 8.502 | 60 | 77.7048 | 60 | iodine | [138] | [100] | 1 | 10 | 90 | abnormal | VUR - grade 3 | 4.4039 | 3.1379 | 13.8191 | 17.1101 | 12.1916 | 208.6007 | 1.5634e-13 | 0.99318 | 0.0063178 | 0.12862 | 4.3611 | 0.015038 | 1.3483 | 6.223 | 0.19777 | 5.8487 | 0.018361 | 1.3381 | 0.18467 | 0.20636 | 0.029734 | 1.516 | 0.026025 | 4.9533 | 0.65072 | 1.1671 | 0.083142 | 0.054378 | 5.4237 | 1.6995 | 1.6236 | 4.2701 | 1.8403 | 1.6736 | 6.5942 | 1.766 | 1.9289
2573823 | VCUG_a | 10 | 00f_051004_345x211x716.dat | 0.0663;0.0663;0.0663 | 345;211;716 | (0.8757;68.3448;-5.9918) | 110 | 3.9 | 52 | 77.7048 | 60 | iodine | [138] | [100] | 1 | 10 | 90 | abnormal | VUR - grade 3 | 4.4039 | 3.1379 | 13.8191 | 17.1101 | 12.1916 | 208.6007 | 2.1439e-13 | 0.63301 | 0.0034973 | 0.063207 | 3.1512 | 0.010911 | 0.88013 | 4.2724 | 0.11112 | 4.4593 | 0.010576 | 0.97379 | 0.10471 | 0.11991 | 0.017069 | 0.97859 | 0.013397 | 3.4141 | 0.39827 | 0.74327 | 0.047306 | 0.026899 | 3.5733 | 1.1783 | 1.1098 | 3.3713 | 1.4116 | 1.5045 | 4.4442 | 1.2689 | 1.337
2573823 | VCUG_a | 10 | 00f_051004_345x211x716.dat | 0.0663;0.0663;0.0663 | 345;211;716 | (0.8757;68.3448;-5.9918) | 110 | 7.85 | 62 | 77.7048 | 60 | iodine | [138] | [100] | 1 | 10 | 90 | abnormal | VUR - grade 3 | 4.4039 | 3.1379 | 13.8191 | 17.1101 | 12.1916 | 208.6007 | 1.712e-13 | 0.89571 | 0.0060384 | 0.090068 | 4.1092 | 0.013621 | 1.2243 | 5.8028 | 0.17723 | 5.5222 | 0.0042499 | 1.2405 | 0.16602 | 0.18825 | 0.025839 | 1.384 | 0.023763 | 4.6283 | 0.58719 | 1.0694 | 0.076709 | 0.048179 | 5.0376 | 1.5854 | 1.4967 | 4.0779 | 1.7486 | 1.6302 | 6.1131 | 1.6509 | 1.7969
2573823 | VCUG_a | 10 | 00f_051004_345x211x716.dat | 0.0663;0.0663;0.0663 | 345;211;716 | (0.8757;68.3448;-5.9918) | 110 | 9.9905 | 69 | 77.7048 | 60 | iodine | [138] | [100] | 1 | 10 | 90 | abnormal | VUR - grade 3 | 4.4039 | 3.1379 | 13.8191 | 17.1101 | 12.1916 | 208.6007 | 1.6553e-13 | 0.96227 | 0.0074327 | 0.10775 | 4.3276 | 0.017942 | 1.3188 | 6.3235 | 0.2012 | 5.6559 | 0.026758 | 1.2888 | 0.18702 | 0.21142 | 0.03208 | 1.4897 | 0.030001 | 4.9068 | 0.64486 | 1.151 | 0.09021 | 0.055395 | 5.4344 | 1.6948 | 1.5917 | 4.2241 | 1.8131 | 1.6369 | 6.5579 | 1.7379 | 1.9229
2573823 | VCUG_a | 11 | 00f_051004_345x211x716.dat | 0.0663;0.0663;0.0663 | 345;211;716 | (0.0901;67.0610;-2.6929) | 60 | 2.5 | 38 | 76.6025 | 60 | iodine | [138] | [100] | 1 | 5 | 90 | abnormal | VUR - grade 3 | 4.788 | 5.3314 | 25.5263 | 18.3385 | 20.4197 | 374.4669 | 2.8526e-13 | 4.294 | 0.0040556 | 0.56293 | 1.8168 | 0.011934 | 1.9916 | 2.0403 | 0.66656 | 4.579 | 0.0059774 | 2.5651 | 1.0483 | 0.97695 | 0.035354 | 3.2248 | 0.030148 | 1.9411 | 3.9228 | 2.3075 | 0.1479 | 0.060728 | 1.5283 | 1.0982 | 1.0991 | 2.6548 | 1.0528 | 1.3465 | 2.1904 | 1.6799 | 1.4149
2573823 | VCUG_a | 11 | 00f_051004_345x211x716.dat | 0.0663;0.0663;0.0663 | 345;211;716 | (0.0901;67.0610;-2.6929) | 60 | 5.7448 | 47 | 76.6025 | 60 | iodine | [138] | [100] | 1 | 5 | 90 | abnormal | VUR - grade 3 | 4.788 | 5.3314 | 25.5263 | 18.3385 | 20.4197 | 374.4669 | 1.8523e-13 | 5.9893 | 0.011638 | 1.0913 | 3.1104 | 0.038293 | 3.5307 | 3.6501 | 1.2619 | 6.4364 | 0.026656 | 4.0897 | 1.627 | 1.665 | 0.083297 | 4.9272 | 0.074475 | 3.4526 | 5.5915 | 3.8877 | 0.32607 | 0.15708 | 2.8539 | 1.77 | 1.8008 | 3.7166 | 1.5515 | 1.5836 | 3.8113 | 2.5674 | 2.3638
2573823 | VCUG_a | 11 | 00f_051004_345x211x716.dat | 0.0663;0.0663;0.0663 | 345;211;716 | (0.0901;67.0610;-2.6929) | 60 | 6.3535 | 49 | 76.6025 | 60 | iodine | [138] | [100] | 1 | 5 | 90 | abnormal | VUR - grade 3 | 4.788 | 5.3314 | 25.5263 | 18.3385 | 20.4197 | 374.4669 | 1.7686e-13 | 6.1411 | 0.013441 | 1.1891 | 3.2612 | 0.042154 | 3.813 | 3.8383 | 1.3376 | 6.6019 | 0.032953 | 4.255 | 1.6944 | 1.7676 | 0.092164 | 5.1094 | 0.086617 | 3.6299 | 5.7413 | 4.0749 | 0.35036 | 0.16986 | 3.0579 | 1.8544 | 1.8902 | 3.8364 | 1.604 | 1.6064 | 4.0152 | 2.6733 | 2.4827
2573823 | VCUG_a | 11 | 00f_051004_345x211x716.dat | 0.0663;0.0663;0.0663 | 345;211;716 | (0.0901;67.0610;-2.6929) | 80 | 2.9 | 44 | 76.6025 | 60 | iodine | [138] | [100] | 1 | 5 | 90 | abnormal | VUR - grade 3 | 4.788 | 5.3314 | 25.5263 | 18.3385 | 20.4197 | 374.4669 | 2.5539e-13 | 4.589 | 0.0067908 | 0.72074 | 2.0801 | 0.023306 | 2.3422 | 2.3546 | 0.79948 | 4.8831 | 0.0086609 | 2.8632 | 1.1611 | 1.1229 | 0.048502 | 3.5358 | 0.043561 | 2.2605 | 4.203 | 2.6427 | 0.18882 | 0.095184 | 1.8403 | 1.2444 | 1.2498 | 2.8703 | 1.15 | 1.3861 | 2.5101 | 1.8528 | 1.6163
2573823 | VCUG_a | 11 | 00f_051004_345x211x716.dat | 0.0663;0.0663;0.0663 | 345;211;716 | (0.0901;67.0610;-2.6929) | 80 | 7.702 | 57 | 76.6025 | 60 | iodine | [138] | [100] | 1 | 5 | 90 | abnormal | VUR - grade 3 | 4.788 | 5.3314 | 25.5263 | 18.3385 | 20.4197 | 374.4669 | 1.707e-13 | 6.2383 | 0.017867 | 1.3206 | 3.4213 | 0.053561 | 3.8709 | 3.9985 | 1.4117 | 6.5915 | 0.038526 | 4.3613 | 1.7346 | 1.8461 | 0.10403 | 5.2053 | 0.10521 | 3.8045 | 5.7443 | 4.2397 | 0.38846 | 0.2021 | 3.2788 | 1.9473 | 1.973 | 3.9029 | 1.6431 | 1.5994 | 4.1739 | 2.7295 | 2.5915
2573823 | VCUG_a | 11 | 00f_051004_345x211x716.dat | 0.0663;0.0663;0.0663 | 345;211;716 | (0.0901;67.0610;-2.6929) | 80 | 8.502 | 60 | 76.6025 | 60 | iodine | [138] | [100] | 1 | 5 | 90 | abnormal | VUR - grade 3 | 4.788 | 5.3314 | 25.5263 | 18.3385 | 20.4197 | 374.4669 | 1.6648e-13 | 6.3252 | 0.019991 | 1.3927 | 3.5175 | 0.056897 | 4.0826 | 4.0542 | 1.4608 | 6.6435 | 0.029423 | 4.4539 | 1.7686 | 1.9094 | 0.11549 | 5.3065 | 0.10759 | 3.9166 | 5.7961 | 4.3306 | 0.40438 | 0.19971 | 3.3797 | 2.0045 | 2.0292 | 3.9612 | 1.6738 | 1.6062 | 4.3113 | 2.7929 | 2.6565
2573823 | VCUG_a | 11 | 00f_051004_345x211x716.dat | 0.0663;0.0663;0.0663 | 345;211;716 | (0.0901;67.0610;-2.6929) | 110 | 3.9 | 52 | 76.6025 | 60 | iodine | [138] | [100] | 1 | 5 | 90 | abnormal | VUR - grade 3 | 4.788 | 5.3314 | 25.5263 | 18.3385 | 20.4197 | 374.4669 | 2.283e-13 | 5.0303 | 0.01064 | 0.8937 | 2.4723 | 0.030265 | 2.7926 | 2.8612 | 0.9697 | 5.2927 | 0.028078 | 3.2672 | 1.3093 | 1.2996 | 0.064053 | 3.9794 | 0.062116 | 2.6917 | 4.5958 | 3.0696 | 0.2469 | 0.11484 | 2.2514 | 1.4392 | 1.4399 | 3.143 | 1.2857 | 1.435 | 2.9987 | 2.0895 | 1.8885
2573823 | VCUG_a | 11 | 00f_051004_345x211x716.dat | 0.0663;0.0663;0.0663 | 345;211;716 | (0.0901;67.0610;-2.6929) | 110 | 7.85 | 62 | 76.6025 | 60 | iodine | [138] | [100] | 1 | 5 | 90 | abnormal | VUR - grade 3 | 4.788 | 5.3314 | 25.5263 | 18.3385 | 20.4197 | 374.4669 | 1.8232e-13 | 6.0197 | 0.018572 | 1.32 | 3.2961 | 0.056818 | 3.8085 | 3.9245 | 1.3471 | 6.2895 | 0.042472 | 4.1865 | 1.6542 | 1.7728 | 0.10446 | 4.9817 | 0.095837 | 3.6484 | 5.5057 | 4.061 | 0.36263 | 0.19397 | 3.1566 | 1.8713 | 1.8728 | 3.7791 | 1.5874 | 1.558 | 4.0103 | 2.629 | 2.5016
2573823 | VCUG_a | 11 | 00f_051004_345x211x716.dat | 0.0663;0.0663;0.0663 | 345;211;716 | (0.0901;67.0610;-2.6929) | 110 | 9.9905 | 69 | 76.6025 | 60 | iodine | [138] | [100] | 1 | 5 | 90 | abnormal | VUR - grade 3 | 4.788 | 5.3314 | 25.5263 | 18.3385 | 20.4197 | 374.4669 | 1.7627e-13 | 6.153 | 0.022308 | 1.4305 | 3.4969 | 0.060134 | 4.0893 | 4.1214 | 1.4459 | 6.3697 | 0.027744 | 4.3601 | 1.7143 | 1.8719 | 0.11471 | 5.1586 | 0.11299 | 3.88 | 5.5975 | 4.262 | 0.40375 | 0.19784 | 3.3709 | 1.9734 | 1.9632 | 3.8791 | 1.6464 | 1.5692 | 4.2569 | 2.7315 | 2.6314
2573823 | VCUG_a | 12 | 00f_051004_345x211x716.dat | 0.0663;0.0663;0.0663 | 345;211;716 | (-0.7309;68.4855;-2.7381) | 60 | 2.5 | 38 | 77.7048 | 60 | iodine | [135,136,138] | [100,100,60] | 1 | 10 | 90 | abnormal | VUR - grade 3 | 4.3884 | 5.1406 | 22.5589 | 17.0501 | 19.9723 | 340.5289 | 2.8257e-13 | 3.7353 | 0.0042414 | 0.46165 | 2.1978 | 0.01656 | 1.5689 | 1.865 | 0.68556 | 4.0269 | 0.012548 | 1.7689 | 0.94793 | 1.1126 | 0.034115 | 4.2141 | 0.031355 | 2.2212 | 5.239 | 2.9177 | 0.14525 | 0.060703 | 1.5308 | 0.98456 | 0.98664 | 2.4717 | 1.0497 | 1.4331 | 1.9153 | 1.6148 | 1.4476
2573823 | VCUG_a | 12 | 00f_051004_345x211x716.dat | 0.0663;0.0663;0.0663 | 345;211;716 | (-0.7309;68.4855;-2.7381) | 60 | 5.7448 | 47 | 77.7048 | 60 | iodine | [135,136,138] | [100,100,60] | 1 | 10 | 90 | abnormal | VUR - grade 3 | 4.3884 | 5.1406 | 22.5589 | 17.0501 | 19.9723 | 340.5289 | 1.8349e-13 | 5.5203 | 0.011873 | 0.90171 | 3.5393 | 0.042371 | 2.8507 | 3.4456 | 1.2567 | 5.9465 | 0.027791 | 3.154 | 1.514 | 1.7717 | 0.080873 | 6.0948 | 0.077559 | 3.7984 | 7.072 | 4.6604 | 0.31824 | 0.15106 | 2.9601 | 1.6367 | 1.6687 | 3.5611 | 1.5579 | 1.6745 | 3.5494 | 2.5072 | 2.4026
2573823 | VCUG_a | 12 | 00f_051004_345x211x716.dat | 0.0663;0.0663;0.0663 | 345;211;716 | (-0.7309;68.4855;-2.7381) | 60 | 6.3535 | 49 | 77.7048 | 60 | iodine | [135,136,138] | [100,100,60] | 1 | 10 | 90 | abnormal | VUR - grade 3 | 4.3884 | 5.1406 | 22.5589 | 17.0501 | 19.9723 | 340.5289 | 1.7519e-13 | 5.7222 | 0.013464 | 0.90516 | 3.7077 | 0.045976 | 3.1134 | 3.6777 | 1.327 | 6.1389 | 0.042196 | 3.3237 | 1.5837 | 1.8338 | 0.091943 | 6.2656 | 0.082776 | 3.974 | 7.2223 | 4.8529 | 0.3431 | 0.17447 | 3.1523 | 1.7214 | 1.7585 | 3.6681 | 1.6142 | 1.6991 | 3.737 | 2.6113 | 2.515
2573823 | VCUG_a | 12 | 00f_051004_345x211x716.dat | 0.0663;0.0663;0.0663 | 345;211;716 | (-0.7309;68.4855;-2.7381) | 80 | 2.9 | 44 | 77.7048 | 60 | iodine | [135,136,138] | [100,100,60] | 1 | 10 | 90 | abnormal | VUR - grade 3 | 4.3884 | 5.1406 | 22.5589 | 17.0501 | 19.9723 | 340.5289 | 2.5298e-13 | 4.0715 | 0.0070141 | 0.58104 | 2.4727 | 0.024719 | 1.833 | 2.2493 | 0.80719 | 4.37 | 0.012733 | 2.0658 | 1.0628 | 1.2418 | 0.049712 | 4.5356 | 0.043961 | 2.5508 | 5.5171 | 3.2652 | 0.19085 | 0.083759 | 1.8681 | 1.1315 | 1.1384 | 2.6911 | 1.1498 | 1.4737 | 2.2536 | 1.788 | 1.6531
2573823 | VCUG_a | 12 | 00f_051004_345x211x716.dat | 0.0663;0.0663;0.0663 | 345;211;716 | (-0.7309;68.4855;-2.7381) | 80 | 7.702 | 57 | 77.7048 | 60 | iodine | [135,136,138] | [100,100,60] | 1 | 10 | 90 | abnormal | VUR - grade 3 | 4.3884 | 5.1406 | 22.5589 | 17.0501 | 19.9723 | 340.5289 | 1.691e-13 | 5.8262 | 0.018043 | 1.0096 | 3.8358 | 0.063561 | 3.2161 | 3.8852 | 1.3818 | 6.1769 | 0.037127 | 3.4921 | 1.6268 | 1.9196 | 0.10715 | 6.297 | 0.099138 | 4.1423 | 7.158 | 4.9718 | 0.38396 | 0.18744 | 3.3601 | 1.823 | 1.8517 | 3.7522 | 1.6551 | 1.6911 | 3.9636 | 2.6774 | 2.6191
2573823 | VCUG_a | 12 | 00f_051004_345x211x716.dat | 0.0663;0.0663;0.0663 | 345;211;716 | (-0.7309;68.4855;-2.7381) | 80 | 8.502 | 60 | 77.7048 | 60 | iodine | [135,136,138] | [100,100,60] | 1 | 10 | 90 | abnormal | VUR - grade 3 | 4.3884 | 5.1406 | 22.5589 | 17.0501 | 19.9723 | 340.5289 | 1.6491e-13 | 5.956 | 0.020035 | 1.08 | 3.9288 | 0.060046 | 3.3832 | 4.1259 | 1.4276 | 6.2616 | 0.046194 | 3.6019 | 1.6645 | 1.9865 | 0.11481 | 6.3944 | 0.10671 | 4.257 | 7.1924 | 5.0675 | 0.40101 | 0.20108 | 3.4849 | 1.8828 | 1.9107 | 3.8204 | 1.6873 | 1.7011 | 4.0794 | 2.7409 | 2.7022
2573823 | VCUG_a | 12 | 00f_051004_345x211x716.dat | 0.0663;0.0663;0.0663 | 345;211;716 | (-0.7309;68.4855;-2.7381) | 110 | 3.9 | 52 | 77.7048 | 60 | iodine | [135,136,138] | [100,100,60] | 1 | 10 | 90 | abnormal | VUR - grade 3 | 4.3884 | 5.1406 | 22.5589 | 17.0501 | 19.9723 | 340.5289 | 2.2615e-13 | 4.5558 | 0.010896 | 0.67596 | 2.8535 | 0.03566 | 2.2346 | 2.6964 | 0.9655 | 4.8281 | 0.017141 | 2.4715 | 1.2134 | 1.43 | 0.072508 | 4.9639 | 0.062294 | 2.9924 | 5.9009 | 3.7219 | 0.24267 | 0.11386 | 2.3071 | 1.3269 | 1.3302 | 2.9809 | 1.288 | 1.5235 | 2.7411 | 2.0288 | 1.9163
2573823 | VCUG_a | 12 | 00f_051004_345x211x716.dat | 0.0663;0.0663;0.0663 | 345;211;716 | (-0.7309;68.4855;-2.7381) | 110 | 7.85 | 62 | 77.7048 | 60 | iodine | [135,136,138] | [100,100,60] | 1 | 10 | 90 | abnormal | VUR - grade 3 | 4.3884 | 5.1406 | 22.5589 | 17.0501 | 19.9723 | 340.5289 | 1.806e-13 | 5.6517 | 0.018469 | 0.98764 | 3.6867 | 0.056411 | 3.1145 | 3.8111 | 1.3166 | 5.9075 | 0.041249 | 3.3645 | 1.5537 | 1.8716 | 0.097934 | 6.0531 | 0.096051 | 3.9781 | 6.8554 | 4.7524 | 0.36444 | 0.18769 | 3.2427 | 1.7552 | 1.7607 | 3.6307 | 1.6004 | 1.6497 | 3.8075 | 2.5791 | 2.5246
2573823 | VCUG_a | 12 | 00f_051004_345x211x716.dat | 0.0663;0.0663;0.0663 | 345;211;716 | (-0.7309;68.4855;-2.7381) | 110 | 9.9905 | 69 | 77.7048 | 60 | iodine | [135,136,138] | [100,100,60] | 1 | 10 | 90 | abnormal | VUR - grade 3 | 4.3884 | 5.1406 | 22.5589 | 17.0501 | 19.9723 | 340.5289 | 1.7461e-13 | 5.8564 | 0.022573 | 1.06 | 3.893 | 0.064858 | 3.4025 | 4.0633 | 1.3981 | 6.0528 | 0.046903 | 3.579 | 1.6213 | 1.9755 | 0.11995 | 6.1926 | 0.11043 | 4.1948 | 6.8976 | 4.9634 | 0.39826 | 0.20715 | 3.5046 | 1.8648 | 1.8601 | 3.7669 | 1.662 | 1.6604 | 4.0859 | 2.6954 | 2.664
2573823 | VCUG_a | 13 | 00f_051004_345x211x716.dat | 0.0663;0.0663;0.0663 | 345;211;716 | (0.8757;68.3448;-2.7297) | 60 | 2.5 | 38 | 77.7048 | 60 | iodine | [91,94,135,136,138] | [100,100,100,100,40] | 1 | 10 | 90 | abnormal | VUR - grade 3 | 4.4039 | 5.1391 | 22.632 | 17.1101 | 19.9667 | 341.6328 | 2.8276e-13 | 3.6826 | 0.0041321 | 0.43234 | 1.9322 | 0.01692 | 2.4102 | 1.8674 | 0.593 | 5.0024 | 0.014921 | 3.4083 | 0.7867 | 0.82606 | 0.036108 | 1.839 | 0.032989 | 1.8846 | 2.0827 | 1.6269 | 0.14584 | 0.061695 | 1.5753 | 0.98331 | 0.98589 | 2.4897 | 1.0443 | 1.4253 | 1.9214 | 1.5403 | 1.2849
2573823 | VCUG_a | 13 | 00f_051004_345x211x716.dat | 0.0663;0.0663;0.0663 | 345;211;716 | (0.8757;68.3448;-2.7297) | 60 | 5.7448 | 47 | 77.7048 | 60 | iodine | [91,94,135,136,138] | [100,100,100,100,40] | 1 | 10 | 90 | abnormal | VUR - grade 3 | 4.4039 | 5.1391 | 22.632 | 17.1101 | 19.9667 | 341.6328 | 1.8361e-13 | 5.4681 | 0.011721 | 0.81679 | 3.2548 | 0.042934 | 4.1193 | 3.3783 | 1.1432 | 8.3231 | 0.041729 | 5.0959 | 1.3292 | 1.4861 | 0.085453 | 3.341 | 0.073635 | 3.3705 | 3.5303 | 3.0702 | 0.317 | 0.15274 | 2.982 | 1.6343 | 1.6672 | 3.5707 | 1.5546 | 1.6659 | 3.5557 | 2.5423 | 2.2108
2573823 | VCUG_a | 13 | 00f_051004_345x211x716.dat | 0.0663;0.0663;0.0663 | 345;211;716 | (0.8757;68.3448;-2.7297) | 60 | 6.3535 | 49 | 77.7048 | 60 | iodine | [91,94,135,136,138] | [100,100,100,100,40] | 1 | 10 | 90 | abnormal | VUR - grade 3 | 4.4039 | 5.1391 | 22.632 | 17.1101 | 19.9667 | 341.6328 | 1.7531e-13 | 5.6533 | 0.013475 | 0.8162 | 3.3979 | 0.044638 | 4.1864 | 3.5804 | 1.2155 | 8.741 | 0.009924 | 5.2653 | 1.3952 | 1.575 | 0.090502 | 3.5263 | 0.085305 | 3.5462 | 3.7069 | 3.2511 | 0.34635 | 0.16408 | 3.1697 | 1.7191 | 1.7571 | 3.678 | 1.61 | 1.689 | 3.7504 | 2.6509 | 2.3165
2573823 | VCUG_a | 13 | 00f_051004_345x211x716.dat | 0.0663;0.0663;0.0663 | 345;211;716 | (0.8757;68.3448;-2.7297) | 80 | 2.9 | 44 | 77.7048 | 60 | iodine | [91,94,135,136,138] | [100,100,100,100,40] | 1 | 10 | 90 | abnormal | VUR - grade 3 | 4.4039 | 5.1391 | 22.632 | 17.1101 | 19.9667 | 341.6328 | 2.5316e-13 | 4.0239 | 0.0068581 | 0.52666 | 2.2147 | 0.025754 | 2.7363 | 2.2648 | 0.72096 | 5.6861 | 0.012876 | 3.7139 | 0.89974 | 0.98546 | 0.050719 | 2.1797 | 0.043379 | 2.2061 | 2.3781 | 1.945 | 0.189 | 0.084729 | 1.902 | 1.1295 | 1.137 | 2.7029 | 1.145 | 1.4638 | 2.2784 | 1.75 | 1.491
2573823 | VCUG_a | 13 | 00f_051004_345x211x716.dat | 0.0663;0.0663;0.0663 | 345;211;716 | (0.8757;68.3448;-2.7297) | 80 | 7.702 | 57 | 77.7048 | 60 | iodine | [91,94,135,136,138] | [100,100,100,100,40] | 1 | 10 | 90 | abnormal | VUR - grade 3 | 4.4039 | 5.1391 | 22.632 | 17.1101 | 19.9667 | 341.6328 | 1.6921e-13 | 5.7808 | 0.018015 | 0.88535 | 3.5431 | 0.053407 | 4.4784 | 3.9172 | 1.293 | 8.9687 | 0.04113 | 5.3288 | 1.4543 | 1.7048 | 0.10654 | 3.7492 | 0.099486 | 3.7443 | 3.8693 | 3.4243 | 0.37999 | 0.1944 | 3.4035 | 1.8211 | 1.8507 | 3.7758 | 1.6519 | 1.6781 | 3.9367 | 2.7641 | 2.4422
2573823 | VCUG_a | 13 | 00f_051004_345x211x716.dat | 0.0663;0.0663;0.0663 | 345;211;716 | (0.8757;68.3448;-2.7297) | 80 | 8.502 | 60 | 77.7048 | 60 | iodine | [91,94,135,136,138] | [100,100,100,100,40] | 1 | 10 | 90 | abnormal | VUR - grade 3 | 4.4039 | 5.1391 | 22.632 | 17.1101 | 19.9667 | 341.6328 | 1.6502e-13 | 5.8709 | 0.020047 | 0.96927 | 3.6624 | 0.061525 | 4.6475 | 4.0931 | 1.3437 | 9.1667 | 0.035887 | 5.4079 | 1.493 | 1.7323 | 0.11379 | 3.8768 | 0.10316 | 3.8591 | 3.9863 | 3.5471 | 0.39683 | 0.20414 | 3.5196 | 1.8803 | 1.9091 | 3.8388 | 1.684 | 1.6883 | 4.0721 | 2.8359 | 2.5258
2573823 | VCUG_a | 13 | 00f_051004_345x211x716.dat | 0.0663;0.0663;0.0663 | 345;211;716 | (0.8757;68.3448;-2.7297) | 110 | 3.9 | 52 | 77.7048 | 60 | iodine | [91,94,135,136,138] | [100,100,100,100,40] | 1 | 10 | 90 | abnormal | VUR - grade 3 | 4.4039 | 5.1391 | 22.632 | 17.1101 | 19.9667 | 341.6328 | 2.263e-13 | 4.5145 | 0.010721 | 0.60775 | 2.5949 | 0.032471 | 3.1008 | 2.7271 | 0.88362 | 6.4792 | 0.0196 | 4.135 | 1.0518 | 1.1846 | 0.06815 | 2.6132 | 0.06127 | 2.6481 | 2.8069 | 2.3841 | 0.24065 | 0.11384 | 2.3146 | 1.3253 | 1.3292 | 2.9965 | 1.2847 | 1.5156 | 2.7634 | 2.0149 | 1.7547
2573823 | VCUG_a | 13 | 00f_051004_345x211x716.dat | 0.0663;0.0663;0.0663 | 345;211;716 | (0.8757;68.3448;-2.7297) | 110 | 7.85 | 62 | 77.7048 | 60 | iodine | [91,94,135,136,138] | [100,100,100,100,40] | 1 | 10 | 90 | abnormal | VUR - grade 3 | 4.4039 | 5.1391 | 22.632 | 17.1101 | 19.9667 | 341.6328 | 1.8072e-13 | 5.5871 | 0.018387 | 0.90045 | 3.4263 | 0.054175 | 4.2626 | 3.7877 | 1.2356 | 8.3709 | 0.017751 | 5.1096 | 1.3857 | 1.6442 | 0.099972 | 3.6064 | 0.096309 | 3.6003 | 3.7311 | 3.303 | 0.36084 | 0.17772 | 3.2619 | 1.753 | 1.7595 | 3.6648 | 1.5977 | 1.6363 | 3.7947 | 2.641 | 2.355
2573823 | VCUG_a | 13 | 00f_051004_345x211x716.dat | 0.0663;0.0663;0.0663 | 345;211;716 | (0.8757;68.3448;-2.7297) | 110 | 9.9905 | 69 | 77.7048 | 60 | iodine | [91,94,135,136,138] | [100,100,100,100,40] | 1 | 10 | 90 | abnormal | VUR - grade 3 | 4.4039 | 5.1391 | 22.632 | 17.1101 | 19.9667 | 341.6328 | 1.7473e-13 | 5.7598 | 0.022213 | 1.0352 | 3.6453 | 0.069691 | 4.65 | 4.1219 | 1.3279 | 8.666 | 0.035924 | 5.2544 | 1.4567 | 1.7243 | 0.1256 | 3.856 | 0.11298 | 3.836 | 3.9285 | 3.5408 | 0.39768 | 0.20368 | 3.5113 | 1.8625 | 1.8587 | 3.7873 | 1.6604 | 1.6494 | 4.0574 | 2.7809 | 2.5125
2573823 | VCUG_a | 14 | 00f_051004_345x211x716.dat | 0.0663;0.0663;0.0663 | 345;211;716 | (0.0901;67.0610;-2.6929) | 60 | 2.5 | 38 | 76.6025 | 60 | iodine | [138] | [10] | 1 | 5 | 90 | abnormal | VUR - grade 3 | 4.788 | 5.3314 | 25.5263 | 18.3385 | 20.4197 | 374.4669 | 2.8526e-13 | 4.2947 | 0.0040585 | 0.5629 | 1.8178 | 0.011934 | 1.9917 | 2.036 | 0.66656 | 4.579 | 0.0059774 | 2.5654 | 1.0484 | 0.97695 | 0.035354 | 3.2262 | 0.03018 | 1.9451 | 3.9231 | 2.3081 | 0.14797 | 0.060728 | 1.6888 | 1.0984 | 1.0993 | 2.6548 | 1.0556 | 1.3491 | 2.1529 | 1.6774 | 1.4209
2573823 | VCUG_a | 14 | 00f_051004_345x211x716.dat | 0.0663;0.0663;0.0663 | 345;211;716 | (0.0901;67.0610;-2.6929) | 60 | 5.7448 | 47 | 76.6025 | 60 | iodine | [138] | [10] | 1 | 5 | 90 | abnormal | VUR - grade 3 | 4.788 | 5.3314 | 25.5263 | 18.3385 | 20.4197 | 374.4669 | 1.8523e-13 | 5.9893 | 0.011646 | 1.0914 | 3.1104 | 0.038329 | 3.5314 | 3.6169 | 1.262 | 6.4374 | 0.026656 | 4.0907 | 1.6273 | 1.665 | 0.083405 | 4.9283 | 0.074465 | 3.4546 | 5.592 | 3.8893 | 0.32624 | 0.15704 | 3.0544 | 1.7705 | 1.8013 | 3.7154 | 1.5563 | 1.5883 | 3.6935 | 2.5588 | 2.3685
2573823 | VCUG_a | 14 | 00f_051004_345x211x716.dat | 0.0663;0.0663;0.0663 | 345;211;716 | (0.0901;67.0610;-2.6929) | 60 | 6.3535 | 49 | 76.6025 | 60 | iodine | [138] | [10] | 1 | 5 | 90 | abnormal | VUR - grade 3 | 4.788 | 5.3314 | 25.5263 | 18.3385 | 20.4197 | 374.4669 | 1.7686e-13 | 6.1422 | 0.013448 | 1.19 | 3.2607 | 0.042193 | 3.8142 | 3.7989 | 1.3378 | 6.603 | 0.032953 | 4.2562 | 1.6948 | 1.7681 | 0.092316 | 5.1103 | 0.086623 | 3.6315 | 5.7419 | 4.0765 | 0.35061 | 0.16986 | 3.2308 | 1.8552 | 1.8909 | 3.8364 | 1.6092 | 1.6113 | 3.8772 | 2.6635 | 2.4858
2573823 | VCUG_a | 14 | 00f_051004_345x211x716.dat | 0.0663;0.0663;0.0663 | 345;211;716 | (0.0901;67.0610;-2.6929) | 80 | 2.9 | 44 | 76.6025 | 60 | iodine | [138] | [10] | 1 | 5 | 90 | abnormal | VUR - grade 3 | 4.788 | 5.3314 | 25.5263 | 18.3385 | 20.4197 | 374.4669 | 2.5539e-13 | 4.589 | 0.0067939 | 0.7214 | 2.0804 | 0.023178 | 2.3449 | 2.3618 | 0.7996 | 4.8839 | 0.0086609 | 2.8637 | 1.1613 | 1.1228 | 0.048639 | 3.5364 | 0.043506 | 2.2625 | 4.2034 | 2.6438 | 0.18881 | 0.095184 | 1.9895 | 1.2448 | 1.2502 | 2.8699 | 1.1531 | 1.3892 | 2.4621 | 1.8497 | 1.6228
2573823 | VCUG_a | 14 | 00f_051004_345x211x716.dat | 0.0663;0.0663;0.0663 | 345;211;716 | (0.0901;67.0610;-2.6929) | 80 | 7.702 | 57 | 76.6025 | 60 | iodine | [138] | [10] | 1 | 5 | 90 | abnormal | VUR - grade 3 | 4.788 | 5.3314 | 25.5263 | 18.3385 | 20.4197 | 374.4669 | 1.707e-13 | 6.2394 | 0.017885 | 1.3212 | 3.4222 | 0.053525 | 3.8751 | 3.966 | 1.4123 | 6.5933 | 0.038613 | 4.3627 | 1.735 | 1.8465 | 0.10433 | 5.2083 | 0.10515 | 3.8056 | 5.7454 | 4.2421 | 0.38878 | 0.2021 | 3.3796 | 1.9484 | 1.9741 | 3.903 | 1.6479 | 1.6042 | 4.0424 | 2.7206 | 2.5927
2573823 | VCUG_a | 14 | 00f_051004_345x211x716.dat | 0.0663;0.0663;0.0663 | 345;211;716 | (0.0901;67.0610;-2.6929) | 80 | 8.502 | 60 | 76.6025 | 60 | iodine | [138] | [10] | 1 | 5 | 90 | abnormal | VUR - grade 3 | 4.788 | 5.3314 | 25.5263 | 18.3385 | 20.4197 | 374.4669 | 1.6648e-13 | 6.3264 | 0.020011 | 1.3925 | 3.5197 | 0.056931 | 4.0891 | 4.0445 | 1.4615 | 6.6459 | 0.029514 | 4.4553 | 1.7691 | 1.9094 | 0.11549 | 5.3092 | 0.10751 | 3.9171 | 5.797 | 4.3323 | 0.40452 | 0.19971 | 3.4727 | 2.0058 | 2.0305 | 3.9606 | 1.6786 | 1.6109 | 4.1777 | 2.784 | 2.6592
2573823 | VCUG_a | 14 | 00f_051004_345x211x716.dat | 0.0663;0.0663;0.0663 | 345;211;716 | (0.0901;67.0610;-2.6929) | 110 | 3.9 | 52 | 76.6025 | 60 | iodine | [138] | [10] | 1 | 5 | 90 | abnormal | VUR - grade 3 | 4.788 | 5.3314 | 25.5263 | 18.3385 | 20.4197 | 374.4669 | 2.283e-13 | 5.0307 | 0.010649 | 0.8937 | 2.4732 | 0.030705 | 2.7927 | 2.8575 | 0.97001 | 5.294 | 0.028078 | 3.2678 | 1.3095 | 1.3001 | 0.064109 | 3.9803 | 0.062116 | 2.6932 | 4.5966 | 3.0705 | 0.24697 | 0.11494 | 2.3639 | 1.4398 | 1.4405 | 3.1434 | 1.2891 | 1.4384 | 2.9314 | 2.0849 | 1.8926
2573823 | VCUG_a | 14 | 00f_051004_345x211x716.dat | 0.0663;0.0663;0.0663 | 345;211;716 | (0.0901;67.0610;-2.6929) | 110 | 7.85 | 62 | 76.6025 | 60 | iodine | [138] | [10] | 1 | 5 | 90 | abnormal | VUR - grade 3 | 4.788 | 5.3314 | 25.5263 | 18.3385 | 20.4197 | 374.4669 | 1.8232e-13 | 6.0208 | 0.018587 | 1.3201 | 3.2955 | 0.057059 | 3.8115 | 3.887 | 1.3475 | 6.2917 | 0.042472 | 4.1878 | 1.6545 | 1.7729 | 0.10472 | 4.985 | 0.095799 | 3.6505 | 5.5068 | 4.0645 | 0.36286 | 0.1941 | 3.2369 | 1.8724 | 1.8738 | 3.7788 | 1.5916 | 1.5618 | 3.9079 | 2.6223 | 2.5016
2573823 | VCUG_a | 14 | 00f_051004_345x211x716.dat | 0.0663;0.0663;0.0663 | 345;211;716 | (0.0901;67.0610;-2.6929) | 110 | 9.9905 | 69 | 76.6025 | 60 | iodine | [138] | [10] | 1 | 5 | 90 | abnormal | VUR - grade 3 | 4.788 | 5.3314 | 25.5263 | 18.3385 | 20.4197 | 374.4669 | 1.7627e-13 | 6.1541 | 0.022326 | 1.4322 | 3.5003 | 0.060157 | 4.0914 | 4.0705 | 1.4462 | 6.372 | 0.027744 | 4.3615 | 1.7145 | 1.8724 | 0.11487 | 5.1608 | 0.11304 | 3.8799 | 5.5987 | 4.2643 | 0.40396 | 0.19798 | 3.3988 | 1.9747 | 1.9645 | 3.8789 | 1.6506 | 1.5733 | 4.1414 | 2.7236 | 2.6288
2573823 | VCUG_a | 1 | 00m_051004_345x211x716.dat | 0.0663;0.0663;0.0663 | 345;211;716 | (0.0901;67.0610;-3.1626) | 60 | 2.5 | 38 | 76.6025 | 60 | iodine | [138] | [0] | 1 | 5 | 75 | abnormal | posterior urethral valve | 4.788 | 5.6344 | 26.9774 | 18.3385 | 21.5806 | 395.7548 | 2.8356e-13 | 4.0644 | 0.0039346 | 0.54814 | 1.7259 | 0.015528 | 1.8946 | 4.0986 | 0.64671 | 4.3391 | 0.011952 | 2.4307 | 1.0084 | 0.9166 | 0.033233 | 3.0463 | 0.029718 | 1.8375 | 3.7033 | 2.1796 | 0.14044 | 0.058235 | 1.9113 | 1.0662 | 1.0636 | 2.399 | 1.0594 | 1.3461 | 1.9775 | 1.5806 | 1.5381
2573823 | VCUG_a | 1 | 00m_051004_345x211x716.dat | 0.0663;0.0663;0.0663 | 345;211;716 | (0.0901;67.0610;-3.1626) | 60 | 5.7448 | 47 | 76.6025 | 60 | iodine | [138] | [0] | 1 | 5 | 75 | abnormal | posterior urethral valve | 4.788 | 5.6344 | 26.9774 | 18.3385 | 21.5806 | 395.7548 | 1.8412e-13 | 5.6741 | 0.011122 | 1.0737 | 2.9743 | 0.035273 | 3.2548 | 4.7517 | 1.2277 | 6.0977 | 0.020658 | 3.8732 | 1.5637 | 1.5897 | 0.079655 | 4.6736 | 0.072144 | 3.2736 | 5.2726 | 3.6997 | 0.30847 | 0.13934 | 3.3588 | 1.7176 | 1.7408 | 3.4151 | 1.5542 | 1.5839 | 3.1585 | 2.3926 | 2.3833
2573823 | VCUG_a | 1 | 00m_051004_345x211x716.dat | 0.0663;0.0663;0.0663 | 345;211;716 | (0.0901;67.0610;-3.1626) | 60 | 6.3535 | 49 | 76.6025 | 60 | iodine | [138] | [0] | 1 | 5 | 75 | abnormal | posterior urethral valve | 4.788 | 5.6344 | 26.9774 | 18.3385 | 21.5806 | 395.7548 | 1.758e-13 | 5.826 | 0.012795 | 1.1721 | 3.1075 | 0.037261 | 3.4958 | 4.7617 | 1.2993 | 6.2515 | 0.016265 | 4.0318 | 1.6266 | 1.678 | 0.087435 | 4.8304 | 0.081497 | 3.4434 | 5.4078 | 3.8786 | 0.33339 | 0.15914 | 3.5118 | 1.7994 | 1.827 | 3.5411 | 1.6071 | 1.6064 | 3.3063 | 2.487 | 2.48
2573823 | VCUG_a | 1 | 00m_051004_345x211x716.dat | 0.0663;0.0663;0.0663 | 345;211;716 | (0.0901;67.0610;-3.1626) | 80 | 2.9 | 44 | 76.6025 | 60 | iodine | [138] | [0] | 1 | 5 | 75 | abnormal | posterior urethral valve | 4.788 | 5.6344 | 26.9774 | 18.3385 | 21.5806 | 395.7548 | 2.5387e-13 | 4.3602 | 0.0064853 | 0.71432 | 1.9797 | 0.019647 | 2.2202 | 4.2105 | 0.77592 | 4.6233 | 0.014852 | 2.7118 | 1.1188 | 1.0715 | 0.046643 | 3.3583 | 0.042341 | 2.1459 | 3.9702 | 2.4962 | 0.18145 | 0.084277 | 2.2175 | 1.2085 | 1.2096 | 2.5863 | 1.1557 | 1.3843 | 2.2459 | 1.7434 | 1.718
2573823 | VCUG_a | 1 | 00m_051004_345x211x716.dat | 0.0663;0.0663;0.0663 | 345;211;716 | (0.0901;67.0610;-3.1626) | 80 | 7.702 | 57 | 76.6025 | 60 | iodine | [138] | [0] | 1 | 5 | 75 | abnormal | posterior urethral valve | 4.788 | 5.6344 | 26.9774 | 18.3385 | 21.5806 | 395.7548 | 1.6968e-13 | 5.8951 | 0.01713 | 1.2964 | 3.2477 | 0.056668 | 3.799 | 4.7414 | 1.3674 | 6.2458 | 0.045005 | 4.1337 | 1.6668 | 1.7777 | 0.09674 | 4.9429 | 0.095201 | 3.5964 | 5.4201 | 4.0096 | 0.3693 | 0.18865 | 3.6506 | 1.8906 | 1.9085 | 3.6046 | 1.6435 | 1.596 | 3.3928 | 2.5575 | 2.5657
2573823 | VCUG_a | 1 | 00m_051004_345x211x716.dat | 0.0663;0.0663;0.0663 | 345;211;716 | (0.0901;67.0610;-3.1626) | 80 | 8.502 | 60 | 76.6025 | 60 | iodine | [138] | [0] | 1 | 5 | 75 | abnormal | posterior urethral valve | 4.788 | 5.6344 | 26.9774 | 18.3385 | 21.5806 | 395.7548 | 1.6548e-13 | 5.9919 | 0.019109 | 1.3255 | 3.3332 | 0.056873 | 3.8098 | 4.7592 | 1.4125 | 6.3004 | 0.058525 | 4.2183 | 1.6998 | 1.8311 | 0.11171 | 5.0425 | 0.10006 | 3.706 | 5.4736 | 4.0853 | 0.38344 | 0.19747 | 3.7591 | 1.9461 | 1.9627 | 3.6624 | 1.6722 | 1.6065 | 3.4803 | 2.6009 | 2.6168
2573823 | VCUG_a | 1 | 00m_051004_345x211x716.dat | 0.0663;0.0663;0.0663 | 345;211;716 | (0.0901;67.0610;-3.1626) | 110 | 3.9 | 52 | 76.6025 | 60 | iodine | [138] | [0] | 1 | 5 | 75 | abnormal | posterior urethral valve | 4.788 | 5.6344 | 26.9774 | 18.3385 | 21.5806 | 395.7548 | 2.2693e-13 | 4.7498 | 0.010205 | 0.89506 | 2.3467 | 0.031503 | 2.6343 | 4.3487 | 0.94168 | 5.0191 | 0.027823 | 3.0959 | 1.264 | 1.2907 | 0.064155 | 3.7655 | 0.058061 | 2.5487 | 4.3327 | 2.9162 | 0.23399 | 0.11591 | 2.6148 | 1.398 | 1.3938 | 2.8632 | 1.2878 | 1.4329 | 2.5453 | 1.9583 | 1.9549
2573823 | VCUG_a | 1 | 00m_051004_345x211x716.dat | 0.0663;0.0663;0.0663 | 345;211;716 | (0.0901;67.0610;-3.1626) | 110 | 7.85 | 62 | 76.6025 | 60 | iodine | [138] | [0] | 1 | 5 | 75 | abnormal | posterior urethral valve | 4.788 | 5.6344 | 26.9774 | 18.3385 | 21.5806 | 395.7548 | 1.8123e-13 | 5.6944 | 0.017707 | 1.2739 | 3.1184 | 0.049778 | 3.5206 | 4.6779 | 1.3057 | 5.9659 | 0.041088 | 3.966 | 1.5897 | 1.6868 | 0.10353 | 4.7558 | 0.094448 | 3.4561 | 5.1996 | 3.8367 | 0.34721 | 0.17393 | 3.5342 | 1.8175 | 1.8127 | 3.4901 | 1.5879 | 1.5568 | 3.302 | 2.4507 | 2.4739
2573823 | VCUG_a | 1 | 00m_051004_345x211x716.dat | 0.0663;0.0663;0.0663 | 345;211;716 | (0.0901;67.0610;-3.1626) | 110 | 9.9905 | 69 | 76.6025 | 60 | iodine | [138] | [0] | 1 | 5 | 75 | abnormal | posterior urethral valve | 4.788 | 5.6344 | 26.9774 | 18.3385 | 21.5806 | 395.7548 | 1.7522e-13 | 5.8207 | 0.021497 | 1.4601 | 3.3045 | 0.062903 | 3.7711 | 4.6997 | 1.4 | 6.0421 | 0.04096 | 4.1301 | 1.6454 | 1.7847 | 0.11095 | 4.8969 | 0.10557 | 3.6747 | 5.2933 | 4.0318 | 0.3831 | 0.20682 | 3.6715 | 1.9178 | 1.9015 | 3.6071 | 1.6434 | 1.5654 | 3.4964 | 2.5448 | 2.5921
2573823 | VCUG_a | 2 | 00m_051004_345x211x716.dat | 0.0663;0.0663;0.0663 | 345;211;716 | (-0.7309;68.4855;-8.1532) | 60 | 2.5 | 38 | 77.7048 | 60 | iodine | [138] | [10] | 1 | 5 | 75 | abnormal | posterior urethral valve | 4.3884 | 2.5389 | 11.1418 | 17.0501 | 9.8643 | 168.1863 | 2.4506e-13 | 0.11995 | 0.00086843 | 0.016348 | 1.5704 | 0.0021061 | 0.14946 | 4.2577 | 0.021433 | 0.46833 | 0.0026353 | 0.098081 | 0.021361 | 0.024943 | 0.003658 | 0.2408 | 0.0026061 | 1.4842 | 0.1029 | 0.16141 | 0.0085643 | 0.0062094 | 3.5095 | 0.90407 | 0.81307 | 1.4428 | 1.4149 | 1.3947 | 3.5102 | 0.56994 | 0.8975
2573823 | VCUG_a | 2 | 00m_051004_345x211x716.dat | 0.0663;0.0663;0.0663 | 345;211;716 | (-0.7309;68.4855;-8.1532) | 60 | 5.7448 | 47 | 77.7048 | 60 | iodine | [138] | [10] | 1 | 5 | 75 | abnormal | posterior urethral valve | 4.3884 | 2.5389 | 11.1418 | 17.0501 | 9.8643 | 168.1863 | 1.5913e-13 | 0.26919 | 0.0021696 | 0.03474 | 2.5877 | 0.007714 | 0.33074 | 6.1871 | 0.058526 | 0.95106 | 0.0063132 | 0.23361 | 0.055804 | 0.059127 | 0.0098318 | 0.51938 | 0.0069215 | 2.6351 | 0.23139 | 0.3704 | 0.024177 | 0.014317 | 6.2931 | 1.5166 | 1.3885 | 2.274 | 2.0371 | 1.6359 | 5.8899 | 0.95681 | 1.4519
2573823 | VCUG_a | 2 | 00m_051004_345x211x716.dat | 0.0663;0.0663;0.0663 | 345;211;716 | (-0.7309;68.4855;-8.1532) | 60 | 6.3535 | 49 | 77.7048 | 60 | iodine | [138] | [10] | 1 | 5 | 75 | abnormal | posterior urethral valve | 4.3884 | 2.5389 | 11.1418 | 17.0501 | 9.8643 | 168.1863 | 1.5194e-13 | 0.29475 | 0.0024466 | 0.035118 | 2.7145 | 0.0051913 | 0.39659 | 6.3844 | 0.065695 | 1.0211 | 0.0045639 | 0.25682 | 0.063033 | 0.066539 | 0.0088541 | 0.55324 | 0.0087093 | 2.7887 | 0.2528 | 0.40285 | 0.026961 | 0.013778 | 6.6835 | 1.5947 | 1.4631 | 2.3816 | 2.0985 | 1.6552 | 6.1886 | 1.0087 | 1.5212
2573823 | VCUG_a | 2 | 00m_051004_345x211x716.dat | 0.0663;0.0663;0.0663 | 345;211;716 | (-0.7309;68.4855;-8.1532) | 80 | 2.9 | 44 | 77.7048 | 60 | iodine | [138] | [10] | 1 | 5 | 75 | abnormal | posterior urethral valve | 4.3884 | 2.5389 | 11.1418 | 17.0501 | 9.8643 | 168.1863 | 2.1942e-13 | 0.15752 | 0.0013994 | 0.019492 | 1.7906 | 0.0031582 | 0.1967 | 4.6091 | 0.03369 | 0.57872 | 0.0003469 | 0.13482 | 0.03118 | 0.035515 | 0.0064818 | 0.31114 | 0.0046815 | 1.7404 | 0.13265 | 0.21502 | 0.013493 | 0.0068956 | 4.0843 | 1.0425 | 0.94167 | 1.6159 | 1.5303 | 1.4326 | 4.0567 | 0.65711 | 1.0137
2573823 | VCUG_a | 2 | 00m_051004_345x211x716.dat | 0.0663;0.0663;0.0663 | 345;211;716 | (-0.7309;68.4855;-8.1532) | 80 | 7.702 | 57 | 77.7048 | 60 | iodine | [138] | [10] | 1 | 5 | 75 | abnormal | posterior urethral valve | 4.3884 | 2.5389 | 11.1418 | 17.0501 | 9.8643 | 168.1863 | 1.4666e-13 | 0.34147 | 0.0034132 | 0.052666 | 2.8217 | 0.0092684 | 0.42879 | 6.5432 | 0.082327 | 1.0856 | 0.0028021 | 0.29291 | 0.076831 | 0.082088 | 0.010968 | 0.60049 | 0.011662 | 2.9239 | 0.28739 | 0.44777 | 0.034804 | 0.019181 | 7.0033 | 1.6969 | 1.5492 | 2.4571 | 2.1337 | 1.6464 | 6.4814 | 1.0583 | 1.59
2573823 | VCUG_a | 2 | 00m_051004_345x211x716.dat | 0.0663;0.0663;0.0663 | 345;211;716 | (-0.7309;68.4855;-8.1532) | 80 | 8.502 | 60 | 77.7048 | 60 | iodine | [138] | [10] | 1 | 5 | 75 | abnormal | posterior urethral valve | 4.3884 | 2.5389 | 11.1418 | 17.0501 | 9.8643 | 168.1863 | 1.4303e-13 | 0.36751 | 0.0037089 | 0.045937 | 2.9022 | 0.011915 | 0.48988 | 6.6668 | 0.088892 | 1.1283 | 0.0017535 | 0.31233 | 0.082488 | 0.091584 | 0.014419 | 0.63847 | 0.013483 | 3.0167 | 0.30196 | 0.47717 | 0.039075 | 0.019231 | 7.177 | 1.7544 | 1.6008 | 2.516 | 2.1672 | 1.6497 | 6.6429 | 1.0929 | 1.6326
2573823 | VCUG_a | 2 | 00m_051004_345x211x716.dat | 0.0663;0.0663;0.0663 | 345;211;716 | (-0.7309;68.4855;-8.1532) | 110 | 3.9 | 52 | 77.7048 | 60 | iodine | [138] | [10] | 1 | 5 | 75 | abnormal | posterior urethral valve | 4.3884 | 2.5389 | 11.1418 | 17.0501 | 9.8643 | 168.1863 | 1.9613e-13 | 0.21567 | 0.0020225 | 0.035778 | 2.0718 | 0.0068052 | 0.27602 | 5.1915 | 0.048452 | 0.71122 | 0.0045715 | 0.18354 | 0.046452 | 0.053087 | 0.0091649 | 0.3938 | 0.006923 | 2.0728 | 0.17975 | 0.28161 | 0.021651 | 0.013283 | 4.9338 | 1.2342 | 1.112 | 1.8418 | 1.6944 | 1.4826 | 4.7096 | 0.76834 | 1.1813
2573823 | VCUG_a | 2 | 00m_051004_345x211x716.dat | 0.0663;0.0663;0.0663 | 345;211;716 | (-0.7309;68.4855;-8.1532) | 110 | 7.85 | 62 | 77.7048 | 60 | iodine | [138] | [10] | 1 | 5 | 75 | abnormal | posterior urethral valve | 4.3884 | 2.5389 | 11.1418 | 17.0501 | 9.8643 | 168.1863 | 1.5663e-13 | 0.32629 | 0.0034455 | 0.048322 | 2.7147 | 0.0074098 | 0.43307 | 6.4106 | 0.082333 | 1.0133 | 0.0010287 | 0.28114 | 0.074659 | 0.078745 | 0.014532 | 0.57253 | 0.013479 | 2.8036 | 0.27064 | 0.4234 | 0.036412 | 0.018722 | 6.6973 | 1.6477 | 1.4872 | 2.3769 | 2.0676 | 1.6083 | 6.283 | 1.023 | 1.5388
2573823 | VCUG_a | 2 | 00m_051004_345x211x716.dat | 0.0663;0.0663;0.0663 | 345;211;716 | (-0.7309;68.4855;-8.1532) | 110 | 9.9905 | 69 | 77.7048 | 60 | iodine | [138] | [10] | 1 | 5 | 75 | abnormal | posterior urethral valve | 4.3884 | 2.5389 | 11.1418 | 17.0501 | 9.8643 | 168.1863 | 1.5144e-13 | 0.36249 | 0.0042353 | 0.056316 | 2.8546 | 0.012278 | 0.44234 | 6.705 | 0.092374 | 1.0831 | 0.0032953 | 0.31531 | 0.086662 | 0.087996 | 0.015952 | 0.62215 | 0.015417 | 2.9904 | 0.29737 | 0.46393 | 0.042446 | 0.023182 | 7.0939 | 1.7602 | 1.5813 | 2.4844 | 2.1314 | 1.61 | 6.6291 | 1.0783 | 1.6253
2573823 | VCUG_a | 3 | 00m_051004_345x211x716.dat | 0.0663;0.0663;0.0663 | 345;211;716 | (-0.7309;68.4855;-8.1532) | 60 | 2.5 | 38 | 77.7048 | 60 | iodine | [138] | [30] | 0 | 5 | 75 | abnormal | posterior urethral valve | 4.3884 | 2.5389 | 11.1418 | 17.0501 | 9.8643 | 168.1863 | 2.4506e-13 | 0.11959 | 0.00086688 | 0.014811 | 1.5689 | 0.002374 | 0.14457 | 4.2511 | 0.021225 | 0.46633 | 0.0026353 | 0.097122 | 0.021281 | 0.025068 | 0.0036743 | 0.2403 | 0.0025594 | 1.478 | 0.10183 | 0.15995 | 0.0083607 | 0.0061013 | 3.4006 | 0.90366 | 0.81266 | 1.4424 | 1.4118 | 1.3928 | 3.514 | 0.56939 | 0.89189
2573823 | VCUG_a | 3 | 00m_051004_345x211x716.dat | 0.0663;0.0663;0.0663 | 345;211;716 | (-0.7309;68.4855;-8.1532) | 60 | 5.7448 | 47 | 77.7048 | 60 | iodine | [138] | [30] | 0 | 5 | 75 | abnormal | posterior urethral valve | 4.3884 | 2.5389 | 11.1418 | 17.0501 | 9.8643 | 168.1863 | 1.5913e-13 | 0.26739 | 0.0021526 | 0.035758 | 2.5879 | 0.0077146 | 0.31863 | 6.1925 | 0.058155 | 0.94578 | 0.0036436 | 0.23139 | 0.055224 | 0.059705 | 0.0097538 | 0.51788 | 0.0067041 | 2.6232 | 0.22994 | 0.36666 | 0.023801 | 0.014383 | 6.2553 | 1.5153 | 1.3872 | 2.2747 | 2.0318 | 1.6331 | 5.9198 | 0.95714 | 1.4503
2573823 | VCUG_a | 3 | 00m_051004_345x211x716.dat | 0.0663;0.0663;0.0663 | 345;211;716 | (-0.7309;68.4855;-8.1532) | 60 | 6.3535 | 49 | 77.7048 | 60 | iodine | [138] | [30] | 0 | 5 | 75 | abnormal | posterior urethral valve | 4.3884 | 2.5389 | 11.1418 | 17.0501 | 9.8643 | 168.1863 | 1.5194e-13 | 0.29367 | 0.0024442 | 0.032937 | 2.7091 | 0.0052574 | 0.39191 | 6.3945 | 0.065306 | 1.0161 | 0.0045639 | 0.25424 | 0.062554 | 0.065127 | 0.0090779 | 0.55046 | 0.0086455 | 2.7774 | 0.25118 | 0.40008 | 0.026326 | 0.014444 | 6.6506 | 1.5932 | 1.4615 | 2.3794 | 2.093 | 1.652 | 6.2283 | 1.0099 | 1.5191
2573823 | VCUG_a | 3 | 00m_051004_345x211x716.dat | 0.0663;0.0663;0.0663 | 345;211;716 | (-0.7309;68.4855;-8.1532) | 80 | 2.9 | 44 | 77.7048 | 60 | iodine | [138] | [30] | 0 | 5 | 75 | abnormal | posterior urethral valve | 4.3884 | 2.5389 | 11.1418 | 17.0501 | 9.8643 | 168.1863 | 2.1942e-13 | 0.15731 | 0.0013954 | 0.019539 | 1.7903 | 0.0031582 | 0.19683 | 4.6113 | 0.03369 | 0.5758 | 0.0003469 | 0.1336 | 0.031152 | 0.034135 | 0.0065688 | 0.30903 | 0.0044657 | 1.7314 | 0.13198 | 0.21216 | 0.013292 | 0.0073924 | 4.0094 | 1.0418 | 0.94093 | 1.6135 | 1.527 | 1.4309 | 4.0703 | 0.65722 | 1.0103
2573823 | VCUG_a | 3 | 00m_051004_345x211x716.dat | 0.0663;0.0663;0.0663 | 345;211;716 | (-0.7309;68.4855;-8.1532) | 80 | 7.702 | 57 | 77.7048 | 60 | iodine | [138] | [30] | 0 | 5 | 75 | abnormal | posterior urethral valve | 4.3884 | 2.5389 | 11.1418 | 17.0501 | 9.8643 | 168.1863 | 1.4666e-13 | 0.33947 | 0.0033978 | 0.051147 | 2.8233 | 0.009715 | 0.43099 | 6.5448 | 0.08217 | 1.0803 | 0.0028021 | 0.2907 | 0.076211 | 0.081945 | 0.011103 | 0.59726 | 0.011489 | 2.9153 | 0.2858 | 0.44491 | 0.034252 | 0.018895 | 7.0326 | 1.6951 | 1.5474 | 2.4536 | 2.1286 | 1.6436 | 6.5576 | 1.0628 | 1.591
2573823 | VCUG_a | 3 | 00m_051004_345x211x716.dat | 0.0663;0.0663;0.0663 | 345;211;716 | (-0.7309;68.4855;-8.1532) | 80 | 8.502 | 60 | 77.7048 | 60 | iodine | [138] | [30] | 0 | 5 | 75 | abnormal | posterior urethral valve | 4.3884 | 2.5389 | 11.1418 | 17.0501 | 9.8643 | 168.1863 | 1.4303e-13 | 0.36364 | 0.0036907 | 0.043634 | 2.9013 | 0.011993 | 0.48342 | 6.6587 | 0.088647 | 1.1215 | 0.0017535 | 0.30973 | 0.081789 | 0.091297 | 0.013643 | 0.63316 | 0.013609 | 3.0099 | 0.29959 | 0.47125 | 0.038456 | 0.019022 | 7.2567 | 1.7526 | 1.599 | 2.5122 | 2.1624 | 1.6469 | 6.7106 | 1.0956 | 1.6339
2573823 | VCUG_a | 3 | 00m_051004_345x211x716.dat | 0.0663;0.0663;0.0663 | 345;211;716 | (-0.7309;68.4855;-8.1532) | 110 | 3.9 | 52 | 77.7048 | 60 | iodine | [138] | [30] | 0 | 5 | 75 | abnormal | posterior urethral valve | 4.3884 | 2.5389 | 11.1418 | 17.0501 | 9.8643 | 168.1863 | 1.9613e-13 | 0.2142 | 0.0020112 | 0.034198 | 2.0677 | 0.0063106 | 0.27847 | 5.1701 | 0.048201 | 0.70744 | 0.0045715 | 0.18204 | 0.046052 | 0.052481 | 0.0091659 | 0.39166 | 0.0067501 | 2.0666 | 0.17755 | 0.27968 | 0.021359 | 0.013038 | 4.9061 | 1.2333 | 1.1111 | 1.8418 | 1.6908 | 1.4801 | 4.7472 | 0.77042 | 1.1775
2573823 | VCUG_a | 3 | 00m_051004_345x211x716.dat | 0.0663;0.0663;0.0663 | 345;211;716 | (-0.7309;68.4855;-8.1532) | 110 | 7.85 | 62 | 77.7048 | 60 | iodine | [138] | [30] | 0 | 5 | 75 | abnormal | posterior urethral valve | 4.3884 | 2.5389 | 11.1418 | 17.0501 | 9.8643 | 168.1863 | 1.5663e-13 | 0.32421 | 0.0034361 | 0.047814 | 2.7097 | 0.0079563 | 0.43389 | 6.4061 | 0.081804 | 1.0086 | 0.0010287 | 0.27895 | 0.074308 | 0.079346 | 0.014687 | 0.56893 | 0.013681 | 2.7964 | 0.26966 | 0.42232 | 0.036088 | 0.019073 | 6.6845 | 1.6461 | 1.4857 | 2.3758 | 2.0636 | 1.6066 | 6.3056 | 1.0237 | 1.5369
2573823 | VCUG_a | 3 | 00m_051004_345x211x716.dat | 0.0663;0.0663;0.0663 | 345;211;716 | (-0.7309;68.4855;-8.1532) | 110 | 9.9905 | 69 | 77.7048 | 60 | iodine | [138] | [30] | 0 | 5 | 75 | abnormal | posterior urethral valve | 4.3884 | 2.5389 | 11.1418 | 17.0501 | 9.8643 | 168.1863 | 1.5144e-13 | 0.3606 | 0.0042249 | 0.055865 | 2.8505 | 0.012494 | 0.43901 | 6.7129 | 0.091192 | 1.0785 | 0.0032953 | 0.31286 | 0.085856 | 0.089283 | 0.016019 | 0.61922 | 0.015606 | 2.985 | 0.29559 | 0.46239 | 0.041936 | 0.022413 | 7.1897 | 1.7585 | 1.5796 | 2.4815 | 2.1277 | 1.6074 | 6.672 | 1.0801 | 1.6289
2573823 | VCUG_a | 4 | 00m_051004_345x211x716.dat | 0.0663;0.0663;0.0663 | 345;211;716 | (-0.7309;68.4855;-6.5584) | 60 | 2.5 | 38 | 77.7048 | 60 | iodine | [138] | [50] | 1 | 5 | 75 | abnormal | posterior urethral valve | 4.3884 | 3.484 | 15.2891 | 17.0501 | 13.536 | 230.7904 | 2.7644e-13 | 0.37154 | 0.001361 | 0.02992 | 2.3402 | 0.0019976 | 0.4118 | 2.9586 | 0.051808 | 3.0628 | 0.005187 | 0.37556 | 0.050459 | 0.060931 | 0.0077542 | 0.83837 | 0.0055907 | 2.6533 | 0.29605 | 0.51465 | 0.018335 | 0.0086709 | 2.6096 | 0.83623 | 0.77548 | 2.8467 | 1.1699 | 1.4249 | 2.544 | 0.876 | 0.93865
2573823 | VCUG_a | 4 | 00m_051004_345x211x716.dat | 0.0663;0.0663;0.0663 | 345;211;716 | (-0.7309;68.4855;-6.5584) | 60 | 5.7448 | 47 | 77.7048 | 60 | iodine | [138] | [50] | 1 | 5 | 75 | abnormal | posterior urethral valve | 4.3884 | 3.484 | 15.2891 | 17.0501 | 13.536 | 230.7904 | 1.7951e-13 | 0.7301 | 0.0033392 | 0.082971 | 3.7461 | 0.011599 | 0.92329 | 4.371 | 0.12965 | 4.6857 | 0.0051471 | 0.73684 | 0.12294 | 0.14211 | 0.017402 | 1.4939 | 0.014502 | 4.4696 | 0.58955 | 1.0135 | 0.051019 | 0.029332 | 4.9157 | 1.4221 | 1.3453 | 4.0547 | 1.7145 | 1.6647 | 4.3311 | 1.4074 | 1.5483
2573823 | VCUG_a | 4 | 00m_051004_345x211x716.dat | 0.0663;0.0663;0.0663 | 345;211;716 | (-0.7309;68.4855;-6.5584) | 60 | 6.3535 | 49 | 77.7048 | 60 | iodine | [138] | [50] | 1 | 5 | 75 | abnormal | posterior urethral valve | 4.3884 | 3.484 | 15.2891 | 17.0501 | 13.536 | 230.7904 | 1.7139e-13 | 0.78826 | 0.0038506 | 0.090028 | 3.9 | 0.013386 | 0.9385 | 4.4658 | 0.14487 | 4.8536 | 0.0036383 | 0.78907 | 0.13539 | 0.15552 | 0.018937 | 1.5722 | 0.018192 | 4.6778 | 0.63148 | 1.0555 | 0.057605 | 0.031649 | 5.2253 | 1.4988 | 1.4212 | 4.1882 | 1.7714 | 1.6885 | 4.5518 | 1.4667 | 1.6142
2573823 | VCUG_a | 4 | 00m_051004_345x211x716.dat | 0.0663;0.0663;0.0663 | 345;211;716 | (-0.7309;68.4855;-6.5584) | 80 | 2.9 | 44 | 77.7048 | 60 | iodine | [138] | [50] | 1 | 5 | 75 | abnormal | posterior urethral valve | 4.3884 | 3.484 | 15.2891 | 17.0501 | 13.536 | 230.7904 | 2.475e-13 | 0.4558 | 0.0020615 | 0.041422 | 2.6202 | 0.0074743 | 0.50768 | 3.2437 | 0.07539 | 3.356 | 0.00067899 | 0.46218 | 0.070129 | 0.084154 | 0.0094206 | 0.97329 | 0.0086509 | 3.0236 | 0.36436 | 0.62416 | 0.029072 | 0.016829 | 3.1042 | 0.9696 | 0.90413 | 3.0836 | 1.2738 | 1.4638 | 2.9731 | 0.98741 | 1.0675
2573823 | VCUG_a | 4 | 00m_051004_345x211x716.dat | 0.0663;0.0663;0.0663 | 345;211;716 | (-0.7309;68.4855;-6.5584) | 80 | 7.702 | 57 | 77.7048 | 60 | iodine | [138] | [50] | 1 | 5 | 75 | abnormal | posterior urethral valve | 4.3884 | 3.484 | 15.2891 | 17.0501 | 13.536 | 230.7904 | 1.6543e-13 | 0.86672 | 0.0052851 | 0.09172 | 4.0312 | 0.013711 | 1.066 | 4.6822 | 0.17313 | 4.9235 | 0.016518 | 0.85481 | 0.15768 | 0.17002 | 0.025375 | 1.6159 | 0.023219 | 4.8627 | 0.65962 | 1.1269 | 0.072473 | 0.036007 | 5.5614 | 1.5971 | 1.5075 | 4.2755 | 1.8096 | 1.6791 | 4.8392 | 1.5281 | 1.6955
2573823 | VCUG_a | 4 | 00m_051004_345x211x716.dat | 0.0663;0.0663;0.0663 | 345;211;716 | (-0.7309;68.4855;-6.5584) | 80 | 8.502 | 60 | 77.7048 | 60 | iodine | [138] | [50] | 1 | 5 | 75 | abnormal | posterior urethral valve | 4.3884 | 3.484 | 15.2891 | 17.0501 | 13.536 | 230.7904 | 1.6133e-13 | 0.90064 | 0.0059026 | 0.090491 | 4.1253 | 0.013888 | 1.0656 | 4.7595 | 0.1817 | 4.9962 | 0.00318 | 0.89283 | 0.16762 | 0.18791 | 0.028621 | 1.6515 | 0.026366 | 4.9933 | 0.68394 | 1.1687 | 0.077846 | 0.042175 | 5.7269 | 1.6523 | 1.5589 | 4.3622 | 1.8419 | 1.6832 | 4.9334 | 1.5581 | 1.739
2573823 | VCUG_a | 4 | 00m_051004_345x211x716.dat | 0.0663;0.0663;0.0663 | 345;211;716 | (-0.7309;68.4855;-6.5584) | 110 | 3.9 | 52 | 77.7048 | 60 | iodine | [138] | [50] | 1 | 5 | 75 | abnormal | posterior urethral valve | 4.3884 | 3.484 | 15.2891 | 17.0501 | 13.536 | 230.7904 | 2.2123e-13 | 0.56036 | 0.0033199 | 0.05317 | 3.0136 | 0.010439 | 0.65939 | 3.6848 | 0.10536 | 3.7679 | 0.0047637 | 0.57387 | 0.096631 | 0.11133 | 0.018027 | 1.1332 | 0.014338 | 3.5423 | 0.44694 | 0.7653 | 0.043233 | 0.021591 | 3.7849 | 1.1514 | 1.0714 | 3.4062 | 1.4205 | 1.5145 | 3.4865 | 1.1333 | 1.2461
2573823 | VCUG_a | 4 | 00m_051004_345x211x716.dat | 0.0663;0.0663;0.0663 | 345;211;716 | (-0.7309;68.4855;-6.5584) | 110 | 7.85 | 62 | 77.7048 | 60 | iodine | [138] | [50] | 1 | 5 | 75 | abnormal | posterior urethral valve | 4.3884 | 3.484 | 15.2891 | 17.0501 | 13.536 | 230.7904 | 1.7668e-13 | 0.8092 | 0.0056355 | 0.09224 | 3.8994 | 0.011953 | 0.99207 | 4.6313 | 0.16395 | 4.7091 | 0.020635 | 0.81735 | 0.15178 | 0.16684 | 0.025986 | 1.507 | 0.023168 | 4.6962 | 0.61529 | 1.052 | 0.071072 | 0.042817 | 5.314 | 1.5447 | 1.4409 | 4.1555 | 1.7514 | 1.6372 | 4.6692 | 1.465 | 1.6398
2573823 | VCUG_a | 4 | 00m_051004_345x211x716.dat | 0.0663;0.0663;0.0663 | 345;211;716 | (-0.7309;68.4855;-6.5584) | 110 | 9.9905 | 69 | 77.7048 | 60 | iodine | [138] | [50] | 1 | 5 | 75 | abnormal | posterior urethral valve | 4.3884 | 3.484 | 15.2891 | 17.0501 | 13.536 | 230.7904 | 1.7081e-13 | 0.86997 | 0.0068562 | 0.11544 | 4.0785 | 0.020752 | 1.046 | 4.786 | 0.18744 | 4.8465 | 0.021801 | 0.88818 | 0.17149 | 0.19968 | 0.030111 | 1.5705 | 0.028235 | 4.9543 | 0.6547 | 1.1292 | 0.082179 | 0.052039 | 5.6767 | 1.6508 | 1.5327 | 4.3102 | 1.8135 | 1.647 | 4.9753 | 1.5364 | 1.7295
2573823 | VCUG_a | 5 | 00m_051004_345x211x716.dat | 0.0663;0.0663;0.0663 | 345;211;716 | (0.8757;68.3448;-6.5519) | 60 | 2.5 | 38 | 77.7048 | 60 | iodine | [138] | [50] | 1 | 10 | 75 | abnormal | posterior urethral valve | 4.4039 | 3.485 | 15.3476 | 17.1101 | 13.5401 | 231.6736 | 2.7627e-13 | 0.37684 | 0.0012933 | 0.034271 | 2.1552 | 0.0027966 | 0.55456 | 2.9485 | 0.048507 | 3.3206 | 0.00071176 | 0.68563 | 0.049306 | 0.059275 | 0.0056213 | 0.60393 | 0.0050059 | 2.203 | 0.22312 | 0.43892 | 0.018162 | 0.010342 | 2.612 | 0.83471 | 0.77433 | 2.8764 | 1.1732 | 1.4213 | 2.5563 | 0.89223 | 0.92115
2573823 | VCUG_a | 5 | 00m_051004_345x211x716.dat | 0.0663;0.0663;0.0663 | 345;211;716 | (0.8757;68.3448;-6.5519) | 60 | 5.7448 | 47 | 77.7048 | 60 | iodine | [138] | [50] | 1 | 10 | 75 | abnormal | posterior urethral valve | 4.4039 | 3.485 | 15.3476 | 17.1101 | 13.5401 | 231.6736 | 1.794e-13 | 0.74717 | 0.0033177 | 0.065798 | 3.5314 | 0.0082526 | 1.0583 | 4.3278 | 0.12524 | 4.9896 | 0.00038819 | 1.094 | 0.12082 | 0.14059 | 0.01731 | 1.1859 | 0.015235 | 3.8939 | 0.48109 | 0.89845 | 0.050191 | 0.032222 | 4.924 | 1.4209 | 1.3447 | 4.1098 | 1.7193 | 1.6617 | 4.4164 | 1.4289 | 1.5201
2573823 | VCUG_a | 5 | 00m_051004_345x211x716.dat | 0.0663;0.0663;0.0663 | 345;211;716 | (0.8757;68.3448;-6.5519) | 60 | 6.3535 | 49 | 77.7048 | 60 | iodine | [138] | [50] | 1 | 10 | 75 | abnormal | posterior urethral valve | 4.4039 | 3.485 | 15.3476 | 17.1101 | 13.5401 | 231.6736 | 1.7129e-13 | 0.80528 | 0.003883 | 0.073038 | 3.6981 | 0.0094883 | 1.1263 | 4.4241 | 0.14006 | 5.1596 | 0.0046068 | 1.1432 | 0.13279 | 0.1543 | 0.020429 | 1.2682 | 0.017144 | 4.1032 | 0.52188 | 0.9531 | 0.056351 | 0.033884 | 5.2125 | 1.4962 | 1.4193 | 4.2293 | 1.7762 | 1.6832 | 4.6273 | 1.4909 | 1.5882
2573823 | VCUG_a | 5 | 00m_051004_345x211x716.dat | 0.0663;0.0663;0.0663 | 345;211;716 | (0.8757;68.3448;-6.5519) | 80 | 2.9 | 44 | 77.7048 | 60 | iodine | [138] | [50] | 1 | 10 | 75 | abnormal | posterior urethral valve | 4.4039 | 3.485 | 15.3476 | 17.1101 | 13.5401 | 231.6736 | 2.4734e-13 | 0.46878 | 0.0020896 | 0.043903 | 2.4431 | 0.0053016 | 0.63734 | 3.2064 | 0.072256 | 3.6237 | 0.0039137 | 0.77096 | 0.069899 | 0.082008 | 0.01162 | 0.73813 | 0.0089492 | 2.568 | 0.28753 | 0.53937 | 0.027963 | 0.018846 | 3.1129 | 0.96818 | 0.90308 | 3.1093 | 1.2763 | 1.4594 | 2.9899 | 1.0037 | 1.0478
2573823 | VCUG_a | 5 | 00m_051004_345x211x716.dat | 0.0663;0.0663;0.0663 | 345;211;716 | (0.8757;68.3448;-6.5519) | 80 | 7.702 | 57 | 77.7048 | 60 | iodine | [138] | [50] | 1 | 10 | 75 | abnormal | posterior urethral valve | 4.4039 | 3.485 | 15.3476 | 17.1101 | 13.5401 | 231.6736 | 1.6532e-13 | 0.849 | 0.005236 | 0.083019 | 3.8482 | 0.016959 | 1.2187 | 4.5809 | 0.1681 | 5.1998 | 0.0025333 | 1.1767 | 0.15632 | 0.17801 | 0.029413 | 1.3417 | 0.023159 | 4.3214 | 0.56295 | 1.0356 | 0.070347 | 0.042829 | 5.5508 | 1.5947 | 1.5058 | 4.3206 | 1.8134 | 1.6762 | 4.7764 | 1.5384 | 1.6673
2573823 | VCUG_a | 5 | 00m_051004_345x211x716.dat | 0.0663;0.0663;0.0663 | 345;211;716 | (0.8757;68.3448;-6.5519) | 80 | 8.502 | 60 | 77.7048 | 60 | iodine | [138] | [50] | 1 | 10 | 75 | abnormal | posterior urethral valve | 4.4039 | 3.485 | 15.3476 | 17.1101 | 13.5401 | 231.6736 | 1.6123e-13 | 0.88949 | 0.0057823 | 0.12214 | 3.948 | 0.017236 | 1.2719 | 4.6349 | 0.17909 | 5.2754 | 0.0053639 | 1.2046 | 0.16775 | 0.19267 | 0.025126 | 1.3944 | 0.025286 | 4.4495 | 0.59795 | 1.0914 | 0.075515 | 0.04531 | 5.7546 | 1.6501 | 1.5576 | 4.3919 | 1.8438 | 1.6816 | 4.9079 | 1.5755 | 1.718
2573823 | VCUG_a | 5 | 00m_051004_345x211x716.dat | 0.0663;0.0663;0.0663 | 345;211;716 | (0.8757;68.3448;-6.5519) | 110 | 3.9 | 52 | 77.7048 | 60 | iodine | [138] | [50] | 1 | 10 | 75 | abnormal | posterior urethral valve | 4.4039 | 3.485 | 15.3476 | 17.1101 | 13.5401 | 231.6736 | 2.211e-13 | 0.57007 | 0.0032461 | 0.065731 | 2.8454 | 0.0081946 | 0.85519 | 3.6442 | 0.1016 | 4.0267 | 0.0078287 | 0.87721 | 0.096505 | 0.11159 | 0.0154 | 0.8992 | 0.013125 | 3.0711 | 0.36463 | 0.68259 | 0.043419 | 0.023574 | 3.7981 | 1.1501 | 1.0704 | 3.4516 | 1.4229 | 1.5092 | 3.4934 | 1.1544 | 1.2293
2573823 | VCUG_a | 5 | 00m_051004_345x211x716.dat | 0.0663;0.0663;0.0663 | 345;211;716 | (0.8757;68.3448;-6.5519) | 110 | 7.85 | 62 | 77.7048 | 60 | iodine | [138] | [50] | 1 | 10 | 75 | abnormal | posterior urethral valve | 4.4039 | 3.485 | 15.3476 | 17.1101 | 13.5401 | 231.6736 | 1.7657e-13 | 0.8115 | 0.0055219 | 0.087391 | 3.722 | 0.014162 | 1.1536 | 4.4927 | 0.16091 | 4.9751 | 0.019279 | 1.118 | 0.15049 | 0.17246 | 0.02284 | 1.2755 | 0.021993 | 4.1667 | 0.53295 | 0.98463 | 0.07009 | 0.042032 | 5.346 | 1.5431 | 1.4399 | 4.1949 | 1.7549 | 1.6336 | 4.6385 | 1.4814 | 1.6138
2573823 | VCUG_a | 5 | 00m_051004_345x211x716.dat | 0.0663;0.0663;0.0663 | 345;211;716 | (0.8757;68.3448;-6.5519) | 110 | 9.9905 | 69 | 77.7048 | 60 | iodine | [138] | [50] | 1 | 10 | 75 | abnormal | posterior urethral valve | 4.4039 | 3.485 | 15.3476 | 17.1101 | 13.5401 | 231.6736 | 1.7071e-13 | 0.86796 | 0.0068174 | 0.095506 | 3.9135 | 0.015653 | 1.1986 | 4.7355 | 0.1838 | 5.1034 | 0.011767 | 1.1631 | 0.16991 | 0.18546 | 0.028905 | 1.3617 | 0.027836 | 4.4255 | 0.59252 | 1.0713 | 0.082689 | 0.053998 | 5.6979 | 1.6494 | 1.5319 | 4.3383 | 1.816 | 1.641 | 4.8986 | 1.5459 | 1.7084
2573823 | VCUG_a | 6 | 00m_051004_345x211x716.dat | 0.0663;0.0663;0.0663 | 345;211;716 | (-0.7309;68.4855;-6.5584) | 60 | 2.5 | 38 | 77.7048 | 60 | iodine | [138] | [75] | 0 | 10 | 75 | abnormal | posterior urethral valve | 4.3884 | 3.484 | 15.2891 | 17.0501 | 13.536 | 230.7904 | 2.7644e-13 | 0.3714 | 0.0013595 | 0.029963 | 2.3373 | 0.0019976 | 0.41238 | 2.9536 | 0.051656 | 3.0618 | 0.005187 | 0.37527 | 0.050434 | 0.061597 | 0.0077593 | 0.8379 | 0.005608 | 2.648 | 0.29616 | 0.51356 | 0.018323 | 0.0086709 | 2.5293 | 0.83589 | 0.77516 | 2.8455 | 1.1682 | 1.4242 | 2.5194 | 0.87384 | 0.93426
2573823 | VCUG_a | 6 | 00m_051004_345x211x716.dat | 0.0663;0.0663;0.0663 | 345;211;716 | (-0.7309;68.4855;-6.5584) | 60 | 5.7448 | 47 | 77.7048 | 60 | iodine | [138] | [75] | 0 | 10 | 75 | abnormal | posterior urethral valve | 4.3884 | 3.484 | 15.2891 | 17.0501 | 13.536 | 230.7904 | 1.7951e-13 | 0.72865 | 0.0033314 | 0.083216 | 3.742 | 0.011574 | 0.92452 | 4.3703 | 0.12946 | 4.683 | 0.0051471 | 0.73562 | 0.12267 | 0.1418 | 0.017258 | 1.4938 | 0.014454 | 4.4569 | 0.58838 | 1.0129 | 0.050975 | 0.028999 | 4.7948 | 1.4213 | 1.3446 | 4.0532 | 1.711 | 1.663 | 4.2807 | 1.4029 | 1.5421
2573823 | VCUG_a | 6 | 00m_051004_345x211x716.dat | 0.0663;0.0663;0.0663 | 345;211;716 | (-0.7309;68.4855;-6.5584) | 60 | 6.3535 | 49 | 77.7048 | 60 | iodine | [138] | [75] | 0 | 10 | 75 | abnormal | posterior urethral valve | 4.3884 | 3.484 | 15.2891 | 17.0501 | 13.536 | 230.7904 | 1.7139e-13 | 0.78808 | 0.0038401 | 0.091096 | 3.8951 | 0.013283 | 0.93412 | 4.4578 | 0.14466 | 4.8521 | 0.0036383 | 0.78779 | 0.13507 | 0.1552 | 0.018922 | 1.5705 | 0.018021 | 4.6664 | 0.63055 | 1.0533 | 0.057688 | 0.031758 | 5.0798 | 1.4979 | 1.4203 | 4.1863 | 1.7677 | 1.6867 | 4.5169 | 1.463 | 1.6063
2573823 | VCUG_a | 6 | 00m_051004_345x211x716.dat | 0.0663;0.0663;0.0663 | 345;211;716 | (-0.7309;68.4855;-6.5584) | 80 | 2.9 | 44 | 77.7048 | 60 | iodine | [138] | [75] | 0 | 10 | 75 | abnormal | posterior urethral valve | 4.3884 | 3.484 | 15.2891 | 17.0501 | 13.536 | 230.7904 | 2.475e-13 | 0.45531 | 0.002057 | 0.041345 | 2.6174 | 0.0075168 | 0.50663 | 3.2438 | 0.075042 | 3.355 | 0.00069269 | 0.4615 | 0.07002 | 0.084242 | 0.0094634 | 0.97293 | 0.0086582 | 3.0161 | 0.36352 | 0.62267 | 0.028913 | 0.016556 | 3.0306 | 0.96913 | 0.90367 | 3.0828 | 1.2717 | 1.4628 | 2.964 | 0.98624 | 1.0638
2573823 | VCUG_a | 6 | 00m_051004_345x211x716.dat | 0.0663;0.0663;0.0663 | 345;211;716 | (-0.7309;68.4855;-6.5584) | 80 | 7.702 | 57 | 77.7048 | 60 | iodine | [138] | [75] | 0 | 10 | 75 | abnormal | posterior urethral valve | 4.3884 | 3.484 | 15.2891 | 17.0501 | 13.536 | 230.7904 | 1.6543e-13 | 0.86527 | 0.005264 | 0.093406 | 4.0263 | 0.013669 | 1.0576 | 4.666 | 0.17277 | 4.9204 | 0.016034 | 0.85366 | 0.15713 | 0.17087 | 0.025623 | 1.6122 | 0.02335 | 4.8492 | 0.65835 | 1.1254 | 0.072593 | 0.036408 | 5.4308 | 1.5959 | 1.5064 | 4.2734 | 1.8055 | 1.6771 | 4.7992 | 1.5233 | 1.6876
2573823 | VCUG_a | 6 | 00m_051004_345x211x716.dat | 0.0663;0.0663;0.0663 | 345;211;716 | (-0.7309;68.4855;-6.5584) | 80 | 8.502 | 60 | 77.7048 | 60 | iodine | [138] | [75] | 0 | 10 | 75 | abnormal | posterior urethral valve | 4.3884 | 3.484 | 15.2891 | 17.0501 | 13.536 | 230.7904 | 1.6133e-13 | 0.90051 | 0.0058996 | 0.089066 | 4.1191 | 0.014213 | 1.0555 | 4.752 | 0.18167 | 4.9922 | 0.00318 | 0.89146 | 0.16729 | 0.18786 | 0.028886 | 1.6491 | 0.026078 | 4.9817 | 0.68357 | 1.1663 | 0.07758 | 0.042702 | 5.6341 | 1.6509 | 1.5575 | 4.3573 | 1.8374 | 1.681 | 4.9004 | 1.5536 | 1.7327
2573823 | VCUG_a | 6 | 00m_051004_345x211x716.dat | 0.0663;0.0663;0.0663 | 345;211;716 | (-0.7309;68.4855;-6.5584) | 110 | 3.9 | 52 | 77.7048 | 60 | iodine | [138] | [75] | 0 | 10 | 75 | abnormal | posterior urethral valve | 4.3884 | 3.484 | 15.2891 | 17.0501 | 13.536 | 230.7904 | 2.2123e-13 | 0.55927 | 0.0033165 | 0.053563 | 3.0101 | 0.01042 | 0.65546 | 3.6771 | 0.10521 | 3.7665 | 0.0047637 | 0.57306 | 0.096464 | 0.11057 | 0.017831 | 1.1317 | 0.014135 | 3.5343 | 0.44675 | 0.76453 | 0.043145 | 0.020972 | 3.672 | 1.1507 | 1.0707 | 3.4044 | 1.418 | 1.513 | 3.4658 | 1.1307 | 1.24
2573823 | VCUG_a | 6 | 00m_051004_345x211x716.dat | 0.0663;0.0663;0.0663 | 345;211;716 | (-0.7309;68.4855;-6.5584) | 110 | 7.85 | 62 | 77.7048 | 60 | iodine | [138] | [75] | 0 | 10 | 75 | abnormal | posterior urethral valve | 4.3884 | 3.484 | 15.2891 | 17.0501 | 13.536 | 230.7904 | 1.7668e-13 | 0.80688 | 0.0056184 | 0.092404 | 3.8958 | 0.011845 | 0.9936 | 4.6093 | 0.16385 | 4.7066 | 0.021099 | 0.81633 | 0.15166 | 0.16626 | 0.026277 | 1.5046 | 0.023297 | 4.685 | 0.61416 | 1.0522 | 0.070947 | 0.042529 | 5.1934 | 1.5435 | 1.4397 | 4.1527 | 1.7475 | 1.6353 | 4.6094 | 1.4594 | 1.6319
2573823 | VCUG_a | 6 | 00m_051004_345x211x716.dat | 0.0663;0.0663;0.0663 | 345;211;716 | (-0.7309;68.4855;-6.5584) | 110 | 9.9905 | 69 | 77.7048 | 60 | iodine | [138] | [75] | 0 | 10 | 75 | abnormal | posterior urethral valve | 4.3884 | 3.484 | 15.2891 | 17.0501 | 13.536 | 230.7904 | 1.7081e-13 | 0.86822 | 0.0068257 | 0.11447 | 4.0754 | 0.020975 | 1.0447 | 4.7815 | 0.18716 | 4.8421 | 0.02139 | 0.88713 | 0.17114 | 0.19927 | 0.030289 | 1.5688 | 0.028123 | 4.9435 | 0.65389 | 1.1273 | 0.082173 | 0.051267 | 5.6312 | 1.6495 | 1.5314 | 4.3065 | 1.8097 | 1.6449 | 4.9535 | 1.5334 | 1.7259
2573823 | VCUG_a | 7 | 00m_051004_345x211x716.dat | 0.0663;0.0663;0.0663 | 345;211;716 | (-0.7309;68.4855;-6.5584) | 60 | 2.5 | 38 | 77.7048 | 60 | iodine | [138] | [100] | 1 | 5 | 75 | abnormal | posterior urethral valve | 4.3884 | 3.484 | 15.2891 | 17.0501 | 13.536 | 230.7904 | 2.7644e-13 | 0.37161 | 0.0013589 | 0.030021 | 2.3355 | 0.0019976 | 0.40772 | 2.9501 | 0.051772 | 3.0613 | 0.005187 | 0.37502 | 0.050394 | 0.061355 | 0.0077615 | 0.8375 | 0.0055314 | 2.642 | 0.29573 | 0.51371 | 0.018289 | 0.0086709 | 2.4602 | 0.83564 | 0.77493 | 2.8436 | 1.1671 | 1.4236 | 2.4964 | 0.87141 | 0.93067
2573823 | VCUG_a | 7 | 00m_051004_345x211x716.dat | 0.0663;0.0663;0.0663 | 345;211;716 | (-0.7309;68.4855;-6.5584) | 60 | 5.7448 | 47 | 77.7048 | 60 | iodine | [138] | [100] | 1 | 5 | 75 | abnormal | posterior urethral valve | 4.3884 | 3.484 | 15.2891 | 17.0501 | 13.536 | 230.7904 | 1.7951e-13 | 0.72804 | 0.0033211 | 0.082241 | 3.7389 | 0.011596 | 0.92424 | 4.3571 | 0.12912 | 4.6806 | 0.0051471 | 0.735 | 0.12255 | 0.14191 | 0.017215 | 1.4925 | 0.014444 | 4.4461 | 0.58805 | 1.0108 | 0.050931 | 0.028996 | 4.685 | 1.4207 | 1.3439 | 4.0509 | 1.7083 | 1.6616 | 4.2514 | 1.3999 | 1.5354
2573823 | VCUG_a | 7 | 00m_051004_345x211x716.dat | 0.0663;0.0663;0.0663 | 345;211;716 | (-0.7309;68.4855;-6.5584) | 60 | 6.3535 | 49 | 77.7048 | 60 | iodine | [138] | [100] | 1 | 5 | 75 | abnormal | posterior urethral valve | 4.3884 | 3.484 | 15.2891 | 17.0501 | 13.536 | 230.7904 | 1.7139e-13 | 0.78715 | 0.0038327 | 0.089981 | 3.892 | 0.01329 | 0.93506 | 4.4578 | 0.14441 | 4.8499 | 0.0036383 | 0.78697 | 0.13497 | 0.15565 | 0.018884 | 1.5707 | 0.01804 | 4.6549 | 0.62991 | 1.0514 | 0.057587 | 0.031562 | 4.9742 | 1.4971 | 1.4195 | 4.1849 | 1.7648 | 1.6855 | 4.4732 | 1.4591 | 1.6008
2573823 | VCUG_a | 7 | 00m_051004_345x211x716.dat | 0.0663;0.0663;0.0663 | 345;211;716 | (-0.7309;68.4855;-6.5584) | 80 | 2.9 | 44 | 77.7048 | 60 | iodine | [138] | [100] | 1 | 5 | 75 | abnormal | posterior urethral valve | 4.3884 | 3.484 | 15.2891 | 17.0501 | 13.536 | 230.7904 | 2.475e-13 | 0.45479 | 0.0020516 | 0.040541 | 2.6148 | 0.0074796 | 0.50404 | 3.2434 | 0.074966 | 3.3533 | 0.00051038 | 0.46113 | 0.06998 | 0.084186 | 0.009419 | 0.97301 | 0.0086558 | 3.0093 | 0.36337 | 0.62271 | 0.028971 | 0.016562 | 2.9486 | 0.96872 | 0.90327 | 3.0802 | 1.2701 | 1.462 | 2.9369 | 0.98345 | 1.0597
2573823 | VCUG_a | 7 | 00m_051004_345x211x716.dat | 0.0663;0.0663;0.0663 | 345;211;716 | (-0.7309;68.4855;-6.5584) | 80 | 7.702 | 57 | 77.7048 | 60 | iodine | [138] | [100] | 1 | 5 | 75 | abnormal | posterior urethral valve | 4.3884 | 3.484 | 15.2891 | 17.0501 | 13.536 | 230.7904 | 1.6543e-13 | 0.86539 | 0.0052619 | 0.09117 | 4.0211 | 0.013918 | 1.0568 | 4.6505 | 0.17224 | 4.9181 | 0.016034 | 0.85246 | 0.15699 | 0.16986 | 0.025508 | 1.6116 | 0.023173 | 4.8381 | 0.65823 | 1.1238 | 0.072321 | 0.035984 | 5.2881 | 1.5949 | 1.5054 | 4.2719 | 1.8023 | 1.6753 | 4.7454 | 1.5184 | 1.6788
2573823 | VCUG_a | 7 | 00m_051004_345x211x716.dat | 0.0663;0.0663;0.0663 | 345;211;716 | (-0.7309;68.4855;-6.5584) | 80 | 8.502 | 60 | 77.7048 | 60 | iodine | [138] | [100] | 1 | 5 | 75 | abnormal | posterior urethral valve | 4.3884 | 3.484 | 15.2891 | 17.0501 | 13.536 | 230.7904 | 1.6133e-13 | 0.89958 | 0.005887 | 0.089921 | 4.114 | 0.013844 | 1.0576 | 4.7222 | 0.18112 | 4.9899 | 0.00318 | 0.89035 | 0.16703 | 0.18733 | 0.028529 | 1.6484 | 0.026115 | 4.971 | 0.68301 | 1.1649 | 0.077381 | 0.042224 | 5.5159 | 1.6499 | 1.5565 | 4.3546 | 1.834 | 1.6788 | 4.8285 | 1.5473 | 1.7238
2573823 | VCUG_a | 7 | 00m_051004_345x211x716.dat | 0.0663;0.0663;0.0663 | 345;211;716 | (-0.7309;68.4855;-6.5584) | 110 | 3.9 | 52 | 77.7048 | 60 | iodine | [138] | [100] | 1 | 5 | 75 | abnormal | posterior urethral valve | 4.3884 | 3.484 | 15.2891 | 17.0501 | 13.536 | 230.7904 | 2.2123e-13 | 0.55869 | 0.0033139 | 0.053816 | 3.0081 | 0.010516 | 0.65515 | 3.6662 | 0.10509 | 3.765 | 0.0047637 | 0.57247 | 0.096382 | 0.111 | 0.017619 | 1.1308 | 0.014061 | 3.5269 | 0.44658 | 0.76309 | 0.043196 | 0.021059 | 3.6085 | 1.1501 | 1.0701 | 3.4013 | 1.416 | 1.5121 | 3.4321 | 1.1275 | 1.2357
2573823 | VCUG_a | 7 | 00m_051004_345x211x716.dat | 0.0663;0.0663;0.0663 | 345;211;716 | (-0.7309;68.4855;-6.5584) | 110 | 7.85 | 62 | 77.7048 | 60 | iodine | [138] | [100] | 1 | 5 | 75 | abnormal | posterior urethral valve | 4.3884 | 3.484 | 15.2891 | 17.0501 | 13.536 | 230.7904 | 1.7668e-13 | 0.8066 | 0.0056165 | 0.093332 | 3.8916 | 0.011893 | 0.98947 | 4.5978 | 0.16364 | 4.7041 | 0.020635 | 0.81497 | 0.15156 | 0.16632 | 0.026005 | 1.5036 | 0.023087 | 4.6761 | 0.61354 | 1.0492 | 0.070936 | 0.041762 | 5.1123 | 1.5426 | 1.4388 | 4.1517 | 1.7447 | 1.6339 | 4.5763 | 1.4559 | 1.6264
2573823 | VCUG_a | 7 | 00m_051004_345x211x716.dat | 0.0663;0.0663;0.0663 | 345;211;716 | (-0.7309;68.4855;-6.5584) | 110 | 9.9905 | 69 | 77.7048 | 60 | iodine | [138] | [100] | 1 | 5 | 75 | abnormal | posterior urethral valve | 4.3884 | 3.484 | 15.2891 | 17.0501 | 13.536 | 230.7904 | 1.7081e-13 | 0.86734 | 0.0068134 | 0.11538 | 4.0707 | 0.020379 | 1.0515 | 4.76 | 0.18701 | 4.8402 | 0.02189 | 0.88601 | 0.17104 | 0.19979 | 0.030279 | 1.5667 | 0.027867 | 4.9328 | 0.65271 | 1.1265 | 0.082197 | 0.051704 | 5.4889 | 1.6484 | 1.5303 | 4.3029 | 1.8064 | 1.6434 | 4.9262 | 1.5309 | 1.7175
2573823 | VCUG_a | 8 | 00m_051004_345x211x716.dat | 0.0663;0.0663;0.0663 | 345;211;716 | (0.8757;68.3448;-6.5519) | 60 | 2.5 | 38 | 77.7048 | 60 | iodine | [138] | [100] | 1 | 5 | 75 | abnormal | posterior urethral valve | 4.4039 | 3.485 | 15.3476 | 17.1101 | 13.5401 | 231.6736 | 2.7627e-13 | 0.37637 | 0.0012926 | 0.034312 | 2.1493 | 0.0027966 | 0.55634 | 2.9368 | 0.04851 | 3.319 | 0.00071176 | 0.68519 | 0.049173 | 0.059152 | 0.0056354 | 0.60357 | 0.0049799 | 2.187 | 0.22256 | 0.43685 | 0.018174 | 0.010128 | 2.4621 | 0.83416 | 0.7738 | 2.8739 | 1.1704 | 1.42 | 2.5275 | 0.88956 | 0.91281
2573823 | VCUG_a | 8 | 00m_051004_345x211x716.dat | 0.0663;0.0663;0.0663 | 345;211;716 | (0.8757;68.3448;-6.5519) | 60 | 5.7448 | 47 | 77.7048 | 60 | iodine | [138] | [100] | 1 | 5 | 75 | abnormal | posterior urethral valve | 4.4039 | 3.485 | 15.3476 | 17.1101 | 13.5401 | 231.6736 | 1.794e-13 | 0.74644 | 0.0033058 | 0.066322 | 3.5226 | 0.0082526 | 1.0529 | 4.3076 | 0.12474 | 4.9843 | 0.00038819 | 1.0928 | 0.12043 | 0.1407 | 0.017073 | 1.1832 | 0.015117 | 3.8602 | 0.48018 | 0.89577 | 0.050057 | 0.032349 | 4.6934 | 1.4195 | 1.3433 | 4.1049 | 1.7131 | 1.6588 | 4.3293 | 1.4202 | 1.5066
2573823 | VCUG_a | 8 | 00m_051004_345x211x716.dat | 0.0663;0.0663;0.0663 | 345;211;716 | (0.8757;68.3448;-6.5519) | 60 | 6.3535 | 49 | 77.7048 | 60 | iodine | [138] | [100] | 1 | 5 | 75 | abnormal | posterior urethral valve | 4.4039 | 3.485 | 15.3476 | 17.1101 | 13.5401 | 231.6736 | 1.7129e-13 | 0.80394 | 0.0038643 | 0.07281 | 3.6898 | 0.0094883 | 1.1204 | 4.3969 | 0.13958 | 5.1541 | 0.0046068 | 1.1416 | 0.1324 | 0.15409 | 0.020566 | 1.2648 | 0.016982 | 4.067 | 0.51995 | 0.94994 | 0.056075 | 0.033782 | 4.9462 | 1.4945 | 1.4177 | 4.2251 | 1.7697 | 1.68 | 4.5517 | 1.483 | 1.5727
2573823 | VCUG_a | 8 | 00m_051004_345x211x716.dat | 0.0663;0.0663;0.0663 | 345;211;716 | (0.8757;68.3448;-6.5519) | 80 | 2.9 | 44 | 77.7048 | 60 | iodine | [138] | [100] | 1 | 5 | 75 | abnormal | posterior urethral valve | 4.4039 | 3.485 | 15.3476 | 17.1101 | 13.5401 | 231.6736 | 2.4734e-13 | 0.46854 | 0.002078 | 0.043919 | 2.438 | 0.0052454 | 0.63649 | 3.195 | 0.072119 | 3.6212 | 0.0039137 | 0.77015 | 0.069636 | 0.081668 | 0.011611 | 0.73655 | 0.0089475 | 2.5493 | 0.28689 | 0.53723 | 0.027745 | 0.018633 | 2.9564 | 0.96727 | 0.90223 | 3.1059 | 1.2727 | 1.4576 | 2.9448 | 0.99922 | 1.039
2573823 | VCUG_a | 8 | 00m_051004_345x211x716.dat | 0.0663;0.0663;0.0663 | 345;211;716 | (0.8757;68.3448;-6.5519) | 80 | 7.702 | 57 | 77.7048 | 60 | iodine | [138] | [100] | 1 | 5 | 75 | abnormal | posterior urethral valve | 4.4039 | 3.485 | 15.3476 | 17.1101 | 13.5401 | 231.6736 | 1.6532e-13 | 0.84585 | 0.0052139 | 0.082825 | 3.8349 | 0.01695 | 1.2117 | 4.5538 | 0.16748 | 5.1937 | 0.0025333 | 1.1745 | 0.15598 | 0.1765 | 0.029313 | 1.3371 | 0.02289 | 4.2864 | 0.56049 | 1.0327 | 0.069972 | 0.043263 | 5.3024 | 1.5926 | 1.5037 | 4.3148 | 1.8064 | 1.6721 | 4.7013 | 1.5299 | 1.6517
2573823 | VCUG_a | 8 | 00m_051004_345x211x716.dat | 0.0663;0.0663;0.0663 | 345;211;716 | (0.8757;68.3448;-6.5519) | 80 | 8.502 | 60 | 77.7048 | 60 | iodine | [138] | [100] | 1 | 5 | 75 | abnormal | posterior urethral valve | 4.4039 | 3.485 | 15.3476 | 17.1101 | 13.5401 | 231.6736 | 1.6123e-13 | 0.8877 | 0.0057803 | 0.12254 | 3.9343 | 0.017193 | 1.2639 | 4.6123 | 0.17833 | 5.2695 | 0.0053639 | 1.2022 | 0.16729 | 0.1921 | 0.025108 | 1.3912 | 0.025223 | 4.4107 | 0.59486 | 1.0875 | 0.075112 | 0.044451 | 5.5364 | 1.6477 | 1.5552 | 4.3856 | 1.8366 | 1.6782 | 4.8511 | 1.5685 | 1.704
2573823 | VCUG_a | 8 | 00m_051004_345x211x716.dat | 0.0663;0.0663;0.0663 | 345;211;716 | (0.8757;68.3448;-6.5519) | 110 | 3.9 | 52 | 77.7048 | 60 | iodine | [138] | [100] | 1 | 5 | 75 | abnormal | posterior urethral valve | 4.4039 | 3.485 | 15.3476 | 17.1101 | 13.5401 | 231.6736 | 2.211e-13 | 0.56866 | 0.0032429 | 0.065862 | 2.8378 | 0.0080168 | 0.85266 | 3.6275 | 0.10135 | 4.0241 | 0.0078287 | 0.87604 | 0.096369 | 0.11183 | 0.015449 | 0.89748 | 0.01299 | 3.0487 | 0.3635 | 0.67961 | 0.04324 | 0.023193 | 3.6258 | 1.1487 | 1.0691 | 3.4477 | 1.4185 | 1.5071 | 3.4468 | 1.1495 | 1.2189
2573823 | VCUG_a | 8 | 00m_051004_345x211x716.dat | 0.0663;0.0663;0.0663 | 345;211;716 | (0.8757;68.3448;-6.5519) | 110 | 7.85 | 62 | 77.7048 | 60 | iodine | [138] | [100] | 1 | 5 | 75 | abnormal | posterior urethral valve | 4.4039 | 3.485 | 15.3476 | 17.1101 | 13.5401 | 231.6736 | 1.7657e-13 | 0.80776 | 0.0054972 | 0.08819 | 3.7134 | 0.014162 | 1.1454 | 4.4699 | 0.16027 | 4.9703 | 0.019279 | 1.1162 | 0.15 | 0.17203 | 0.022483 | 1.2733 | 0.02195 | 4.1309 | 0.53083 | 0.98214 | 0.069846 | 0.041015 | 5.1502 | 1.541 | 1.4379 | 4.1895 | 1.7485 | 1.6302 | 4.562 | 1.4731 | 1.6015
2573823 | VCUG_a | 8 | 00m_051004_345x211x716.dat | 0.0663;0.0663;0.0663 | 345;211;716 | (0.8757;68.3448;-6.5519) | 110 | 9.9905 | 69 | 77.7048 | 60 | iodine | [138] | [100] | 1 | 5 | 75 | abnormal | posterior urethral valve | 4.4039 | 3.485 | 15.3476 | 17.1101 | 13.5401 | 231.6736 | 1.7071e-13 | 0.86468 | 0.0067969 | 0.095454 | 3.9059 | 0.014923 | 1.1968 | 4.7033 | 0.18315 | 5.0985 | 0.011767 | 1.161 | 0.1693 | 0.18602 | 0.028667 | 1.3591 | 0.027834 | 4.3908 | 0.59135 | 1.0669 | 0.082367 | 0.054071 | 5.543 | 1.647 | 1.5296 | 4.333 | 1.8093 | 1.6374 | 4.8357 | 1.539 | 1.6969
2573823 | VCUG_a | 9 | 00m_051004_345x211x716.dat | 0.0663;0.0663;0.0663 | 345;211;716 | (-0.7309;68.4855;-6.5584) | 60 | 2.5 | 38 | 77.7048 | 60 | iodine | [138] | [100] | 1 | 5 | 75 | abnormal | posterior urethral valve | 4.3884 | 3.484 | 15.2891 | 17.0501 | 13.536 | 230.7904 | 2.7644e-13 | 0.37161 | 0.0013589 | 0.030021 | 2.3355 | 0.0019976 | 0.40772 | 2.9501 | 0.051772 | 3.0613 | 0.005187 | 0.37502 | 0.050394 | 0.061355 | 0.0077615 | 0.8375 | 0.0055314 | 2.642 | 0.29573 | 0.51371 | 0.018289 | 0.0086709 | 2.4602 | 0.83564 | 0.77493 | 2.8436 | 1.1671 | 1.4236 | 2.4964 | 0.87141 | 0.93067
2573823 | VCUG_a | 9 | 00m_051004_345x211x716.dat | 0.0663;0.0663;0.0663 | 345;211;716 | (-0.7309;68.4855;-6.5584) | 60 | 5.7448 | 47 | 77.7048 | 60 | iodine | [138] | [100] | 1 | 5 | 75 | abnormal | posterior urethral valve | 4.3884 | 3.484 | 15.2891 | 17.0501 | 13.536 | 230.7904 | 1.7951e-13 | 0.72804 | 0.0033211 | 0.082241 | 3.7389 | 0.011596 | 0.92424 | 4.3571 | 0.12912 | 4.6806 | 0.0051471 | 0.735 | 0.12255 | 0.14191 | 0.017215 | 1.4925 | 0.014444 | 4.4461 | 0.58805 | 1.0108 | 0.050931 | 0.028996 | 4.685 | 1.4207 | 1.3439 | 4.0509 | 1.7083 | 1.6616 | 4.2514 | 1.3999 | 1.5354
2573823 | VCUG_a | 9 | 00m_051004_345x211x716.dat | 0.0663;0.0663;0.0663 | 345;211;716 | (-0.7309;68.4855;-6.5584) | 60 | 6.3535 | 49 | 77.7048 | 60 | iodine | [138] | [100] | 1 | 5 | 75 | abnormal | posterior urethral valve | 4.3884 | 3.484 | 15.2891 | 17.0501 | 13.536 | 230.7904 | 1.7139e-13 | 0.78715 | 0.0038327 | 0.089981 | 3.892 | 0.01329 | 0.93506 | 4.4578 | 0.14441 | 4.8499 | 0.0036383 | 0.78697 | 0.13497 | 0.15565 | 0.018884 | 1.5707 | 0.01804 | 4.6549 | 0.62991 | 1.0514 | 0.057587 | 0.031562 | 4.9742 | 1.4971 | 1.4195 | 4.1849 | 1.7648 | 1.6855 | 4.4732 | 1.4591 | 1.6008
2573823 | VCUG_a | 9 | 00m_051004_345x211x716.dat | 0.0663;0.0663;0.0663 | 345;211;716 | (-0.7309;68.4855;-6.5584) | 80 | 2.9 | 44 | 77.7048 | 60 | iodine | [138] | [100] | 1 | 5 | 75 | abnormal | posterior urethral valve | 4.3884 | 3.484 | 15.2891 | 17.0501 | 13.536 | 230.7904 | 2.475e-13 | 0.45479 | 0.0020516 | 0.040541 | 2.6148 | 0.0074796 | 0.50404 | 3.2434 | 0.074966 | 3.3533 | 0.00051038 | 0.46113 | 0.06998 | 0.084186 | 0.009419 | 0.97301 | 0.0086558 | 3.0093 | 0.36337 | 0.62271 | 0.028971 | 0.016562 | 2.9486 | 0.96872 | 0.90327 | 3.0802 | 1.2701 | 1.462 | 2.9369 | 0.98345 | 1.0597
2573823 | VCUG_a | 9 | 00m_051004_345x211x716.dat | 0.0663;0.0663;0.0663 | 345;211;716 | (-0.7309;68.4855;-6.5584) | 80 | 7.702 | 57 | 77.7048 | 60 | iodine | [138] | [100] | 1 | 5 | 75 | abnormal | posterior urethral valve | 4.3884 | 3.484 | 15.2891 | 17.0501 | 13.536 | 230.7904 | 1.6543e-13 | 0.86539 | 0.0052619 | 0.09117 | 4.0211 | 0.013918 | 1.0568 | 4.6505 | 0.17224 | 4.9181 | 0.016034 | 0.85246 | 0.15699 | 0.16986 | 0.025508 | 1.6116 | 0.023173 | 4.8381 | 0.65823 | 1.1238 | 0.072321 | 0.035984 | 5.2881 | 1.5949 | 1.5054 | 4.2719 | 1.8023 | 1.6753 | 4.7454 | 1.5184 | 1.6788
2573823 | VCUG_a | 9 | 00m_051004_345x211x716.dat | 0.0663;0.0663;0.0663 | 345;211;716 | (-0.7309;68.4855;-6.5584) | 80 | 8.502 | 60 | 77.7048 | 60 | iodine | [138] | [100] | 1 | 5 | 75 | abnormal | posterior urethral valve | 4.3884 | 3.484 | 15.2891 | 17.0501 | 13.536 | 230.7904 | 1.6133e-13 | 0.89958 | 0.005887 | 0.089921 | 4.114 | 0.013844 | 1.0576 | 4.7222 | 0.18112 | 4.9899 | 0.00318 | 0.89035 | 0.16703 | 0.18733 | 0.028529 | 1.6484 | 0.026115 | 4.971 | 0.68301 | 1.1649 | 0.077381 | 0.042224 | 5.5159 | 1.6499 | 1.5565 | 4.3547 | 1.834 | 1.6788 | 4.8285 | 1.5473 | 1.7238
2573823 | VCUG_a | 9 | 00m_051004_345x211x716.dat | 0.0663;0.0663;0.0663 | 345;211;716 | (-0.7309;68.4855;-6.5584) | 110 | 3.9 | 52 | 77.7048 | 60 | iodine | [138] | [100] | 1 | 5 | 75 | abnormal | posterior urethral valve | 4.3884 | 3.484 | 15.2891 | 17.0501 | 13.536 | 230.7904 | 2.2123e-13 | 0.55869 | 0.0033139 | 0.053816 | 3.0081 | 0.010516 | 0.65515 | 3.6662 | 0.10509 | 3.765 | 0.0047637 | 0.57247 | 0.096382 | 0.111 | 0.017619 | 1.1308 | 0.014061 | 3.5269 | 0.44658 | 0.76309 | 0.043196 | 0.021059 | 3.6085 | 1.1501 | 1.0701 | 3.4013 | 1.416 | 1.5121 | 3.4321 | 1.1275 | 1.2357
2573823 | VCUG_a | 9 | 00m_051004_345x211x716.dat | 0.0663;0.0663;0.0663 | 345;211;716 | (-0.7309;68.4855;-6.5584) | 110 | 7.85 | 62 | 77.7048 | 60 | iodine | [138] | [100] | 1 | 5 | 75 | abnormal | posterior urethral valve | 4.3884 | 3.484 | 15.2891 | 17.0501 | 13.536 | 230.7904 | 1.7668e-13 | 0.8066 | 0.0056165 | 0.093332 | 3.8916 | 0.011893 | 0.98947 | 4.5978 | 0.16364 | 4.7041 | 0.020635 | 0.81497 | 0.15156 | 0.16632 | 0.026005 | 1.5036 | 0.023087 | 4.6761 | 0.61354 | 1.0492 | 0.070936 | 0.041762 | 5.1123 | 1.5426 | 1.4388 | 4.1517 | 1.7447 | 1.6339 | 4.5763 | 1.4559 | 1.6264
2573823 | VCUG_a | 9 | 00m_051004_345x211x716.dat | 0.0663;0.0663;0.0663 | 345;211;716 | (-0.7309;68.4855;-6.5584) | 110 | 9.9905 | 69 | 77.7048 | 60 | iodine | [138] | [100] | 1 | 5 | 75 | abnormal | posterior urethral valve | 4.3884 | 3.484 | 15.2891 | 17.0501 | 13.536 | 230.7904 | 1.7081e-13 | 0.86734 | 0.0068134 | 0.11538 | 4.0707 | 0.020379 | 1.0514 | 4.76 | 0.18701 | 4.8402 | 0.02189 | 0.88601 | 0.17104 | 0.19979 | 0.030279 | 1.5667 | 0.027867 | 4.9328 | 0.65271 | 1.1265 | 0.082197 | 0.051704 | 5.4888 | 1.6484 | 1.5303 | 4.3029 | 1.8064 | 1.6434 | 4.9262 | 1.5309 | 1.7175
2573823 | VCUG_a | 10 | 00m_051004_345x211x716.dat | 0.0663;0.0663;0.0663 | 345;211;716 | (-0.7309;68.4855;-6.5584) | 60 | 2.5 | 38 | 77.7048 | 60 | iodine | [138] | [70] | 1 | 5 | 75 | abnormal | posterior urethral valve | 4.3884 | 3.484 | 15.2891 | 17.0501 | 13.536 | 230.7904 | 2.7644e-13 | 0.37158 | 0.0013606 | 0.029963 | 2.3387 | 0.0019976 | 0.40916 | 2.9572 | 0.051693 | 3.0619 | 0.005187 | 0.3753 | 0.050445 | 0.061535 | 0.0078259 | 0.83811 | 0.005573 | 2.6483 | 0.29608 | 0.51334 | 0.018278 | 0.0086709 | 2.5453 | 0.83594 | 0.77522 | 2.8457 | 1.1685 | 1.4243 | 2.525 | 0.8741 | 0.93537
2573823 | VCUG_a | 10 | 00m_051004_345x211x716.dat | 0.0663;0.0663;0.0663 | 345;211;716 | (-0.7309;68.4855;-6.5584) | 60 | 5.7448 | 47 | 77.7048 | 60 | iodine | [138] | [70] | 1 | 5 | 75 | abnormal | posterior urethral valve | 4.3884 | 3.484 | 15.2891 | 17.0501 | 13.536 | 230.7904 | 1.7951e-13 | 0.72882 | 0.0033315 | 0.083533 | 3.7434 | 0.011631 | 0.92474 | 4.3673 | 0.12945 | 4.6834 | 0.0083712 | 0.73584 | 0.12268 | 0.14178 | 0.017217 | 1.4941 | 0.014459 | 4.4596 | 0.58821 | 1.0138 | 0.050864 | 0.029014 | 4.8167 | 1.4214 | 1.3447 | 4.0533 | 1.7115 | 1.6631 | 4.287 | 1.4035 | 1.5432
2573823 | VCUG_a | 10 | 00m_051004_345x211x716.dat | 0.0663;0.0663;0.0663 | 345;211;716 | (-0.7309;68.4855;-6.5584) | 60 | 6.3535 | 49 | 77.7048 | 60 | iodine | [138] | [70] | 1 | 5 | 75 | abnormal | posterior urethral valve | 4.3884 | 3.484 | 15.2891 | 17.0501 | 13.536 | 230.7904 | 1.7139e-13 | 0.78814 | 0.0038424 | 0.090804 | 3.8954 | 0.013371 | 0.93558 | 4.4581 | 0.14458 | 4.8525 | 0.0036383 | 0.78797 | 0.13504 | 0.15541 | 0.018939 | 1.5711 | 0.017936 | 4.669 | 0.63055 | 1.054 | 0.057727 | 0.031367 | 5.1231 | 1.498 | 1.4204 | 4.1873 | 1.7683 | 1.6868 | 4.5049 | 1.4624 | 1.6081
2573823 | VCUG_a | 10 | 00m_051004_345x211x716.dat | 0.0663;0.0663;0.0663 | 345;211;716 | (-0.7309;68.4855;-6.5584) | 80 | 2.9 | 44 | 77.7048 | 60 | iodine | [138] | [70] | 1 | 5 | 75 | abnormal | posterior urethral valve | 4.3884 | 3.484 | 15.2891 | 17.0501 | 13.536 | 230.7904 | 2.475e-13 | 0.45531 | 0.0020579 | 0.041846 | 2.6167 | 0.0075733 | 0.50477 | 3.2438 | 0.075123 | 3.3554 | 0.00051038 | 0.46158 | 0.070024 | 0.084853 | 0.0094594 | 0.97313 | 0.0086929 | 3.0174 | 0.36356 | 0.62368 | 0.028935 | 0.016556 | 3.0501 | 0.96925 | 0.90377 | 3.0821 | 1.2722 | 1.4632 | 2.9602 | 0.98589 | 1.0647
2573823 | VCUG_a | 10 | 00m_051004_345x211x716.dat | 0.0663;0.0663;0.0663 | 345;211;716 | (-0.7309;68.4855;-6.5584) | 80 | 7.702 | 57 | 77.7048 | 60 | iodine | [138] | [70] | 1 | 5 | 75 | abnormal | posterior urethral valve | 4.3884 | 3.484 | 15.2891 | 17.0501 | 13.536 | 230.7904 | 1.6543e-13 | 0.86575 | 0.005272 | 0.093134 | 4.0266 | 0.013643 | 1.0577 | 4.6683 | 0.17296 | 4.921 | 0.016034 | 0.85385 | 0.15729 | 0.1696 | 0.025805 | 1.6124 | 0.023146 | 4.8506 | 0.65799 | 1.1268 | 0.072352 | 0.036015 | 5.4558 | 1.5961 | 1.5066 | 4.2752 | 1.8063 | 1.6775 | 4.8069 | 1.5241 | 1.6891
2573823 | VCUG_a | 10 | 00m_051004_345x211x716.dat | 0.0663;0.0663;0.0663 | 345;211;716 | (-0.7309;68.4855;-6.5584) | 80 | 8.502 | 60 | 77.7048 | 60 | iodine | [138] | [70] | 1 | 5 | 75 | abnormal | posterior urethral valve | 4.3884 | 3.484 | 15.2891 | 17.0501 | 13.536 | 230.7904 | 1.6133e-13 | 0.90008 | 0.0059029 | 0.089016 | 4.1199 | 0.014213 | 1.0548 | 4.7496 | 0.18183 | 4.9934 | 0.00318 | 0.89183 | 0.16738 | 0.1876 | 0.029036 | 1.65 | 0.026012 | 4.9845 | 0.68425 | 1.1664 | 0.077772 | 0.042554 | 5.6509 | 1.6512 | 1.5578 | 4.3583 | 1.8383 | 1.6811 | 4.9164 | 1.5551 | 1.7335
2573823 | VCUG_a | 10 | 00m_051004_345x211x716.dat | 0.0663;0.0663;0.0663 | 345;211;716 | (-0.7309;68.4855;-6.5584) | 110 | 3.9 | 52 | 77.7048 | 60 | iodine | [138] | [70] | 1 | 5 | 75 | abnormal | posterior urethral valve | 4.3884 | 3.484 | 15.2891 | 17.0501 | 13.536 | 230.7904 | 2.2123e-13 | 0.55973 | 0.0033219 | 0.053554 | 3.0107 | 0.010428 | 0.65799 | 3.682 | 0.10525 | 3.7665 | 0.0047637 | 0.5732 | 0.096627 | 0.11103 | 0.017903 | 1.1321 | 0.014128 | 3.5359 | 0.44645 | 0.76431 | 0.043221 | 0.02093 | 3.693 | 1.1509 | 1.0708 | 3.4036 | 1.4184 | 1.5133 | 3.4733 | 1.1315 | 1.2414
2573823 | VCUG_a | 10 | 00m_051004_345x211x716.dat | 0.0663;0.0663;0.0663 | 345;211;716 | (-0.7309;68.4855;-6.5584) | 110 | 7.85 | 62 | 77.7048 | 60 | iodine | [138] | [70] | 1 | 5 | 75 | abnormal | posterior urethral valve | 4.3884 | 3.484 | 15.2891 | 17.0501 | 13.536 | 230.7904 | 1.7668e-13 | 0.80688 | 0.0056254 | 0.093315 | 3.8967 | 0.011845 | 0.99003 | 4.6133 | 0.16386 | 4.7066 | 0.020635 | 0.81656 | 0.15165 | 0.16613 | 0.02602 | 1.5053 | 0.022984 | 4.6877 | 0.61472 | 1.0509 | 0.070958 | 0.042298 | 5.239 | 1.5437 | 1.4399 | 4.1537 | 1.7482 | 1.6357 | 4.6114 | 1.4594 | 1.6342
2573823 | VCUG_a | 10 | 00m_051004_345x211x716.dat | 0.0663;0.0663;0.0663 | 345;211;716 | (-0.7309;68.4855;-6.5584) | 110 | 9.9905 | 69 | 77.7048 | 60 | iodine | [138] | [70] | 1 | 5 | 75 | abnormal | posterior urethral valve | 4.3884 | 3.484 | 15.2891 | 17.0501 | 13.536 | 230.7904 | 1.7081e-13 | 0.86939 | 0.0068304 | 0.11405 | 4.0758 | 0.020227 | 1.0472 | 4.7859 | 0.18724 | 4.8429 | 0.02139 | 0.8873 | 0.1713 | 0.19916 | 0.0303 | 1.5691 | 0.027985 | 4.946 | 0.65318 | 1.1279 | 0.082203 | 0.051256 | 5.6547 | 1.6498 | 1.5317 | 4.3072 | 1.8103 | 1.6454 | 4.9554 | 1.5339 | 1.7274
2573823 | VCUG_a | 11 | 00m_051004_345x211x716.dat | 0.0663;0.0663;0.0663 | 345;211;716 | (-0.7309;68.4855;-6.5584) | 60 | 2.5 | 38 | 77.7048 | 60 | iodine | [138] | [50] | 1 | 5 | 75 | abnormal | posterior urethral valve | 4.3884 | 3.484 | 15.2891 | 17.0501 | 13.536 | 230.7904 | 2.7644e-13 | 0.37154 | 0.001361 | 0.02992 | 2.3402 | 0.0019976 | 0.4118 | 2.9586 | 0.051808 | 3.0628 | 0.005187 | 0.37556 | 0.050459 | 0.060931 | 0.0077542 | 0.83837 | 0.0055907 | 2.6533 | 0.29605 | 0.51465 | 0.018335 | 0.0086709 | 2.6096 | 0.83623 | 0.77548 | 2.8467 | 1.1699 | 1.4249 | 2.544 | 0.876 | 0.93865
2573823 | VCUG_a | 11 | 00m_051004_345x211x716.dat | 0.0663;0.0663;0.0663 | 345;211;716 | (-0.7309;68.4855;-6.5584) | 60 | 5.7448 | 47 | 77.7048 | 60 | iodine | [138] | [50] | 1 | 5 | 75 | abnormal | posterior urethral valve | 4.3884 | 3.484 | 15.2891 | 17.0501 | 13.536 | 230.7904 | 1.7951e-13 | 0.7301 | 0.0033392 | 0.082971 | 3.7461 | 0.011599 | 0.92329 | 4.371 | 0.12965 | 4.6857 | 0.0051471 | 0.73684 | 0.12294 | 0.14211 | 0.017402 | 1.4939 | 0.014502 | 4.4696 | 0.58955 | 1.0135 | 0.051019 | 0.029332 | 4.9157 | 1.4221 | 1.3453 | 4.0547 | 1.7145 | 1.6647 | 4.3311 | 1.4074 | 1.5483
2573823 | VCUG_a | 11 | 00m_051004_345x211x716.dat | 0.0663;0.0663;0.0663 | 345;211;716 | (-0.7309;68.4855;-6.5584) | 60 | 6.3535 | 49 | 77.7048 | 60 | iodine | [138] | [50] | 1 | 5 | 75 | abnormal | posterior urethral valve | 4.3884 | 3.484 | 15.2891 | 17.0501 | 13.536 | 230.7904 | 1.7139e-13 | 0.78826 | 0.0038506 | 0.090028 | 3.9 | 0.013386 | 0.9385 | 4.4658 | 0.14487 | 4.8536 | 0.0036383 | 0.78907 | 0.13539 | 0.15552 | 0.018937 | 1.5722 | 0.018192 | 4.6778 | 0.63148 | 1.0555 | 0.057605 | 0.031649 | 5.2253 | 1.4988 | 1.4212 | 4.1882 | 1.7714 | 1.6885 | 4.5518 | 1.4667 | 1.6142
2573823 | VCUG_a | 11 | 00m_051004_345x211x716.dat | 0.0663;0.0663;0.0663 | 345;211;716 | (-0.7309;68.4855;-6.5584) | 80 | 2.9 | 44 | 77.7048 | 60 | iodine | [138] | [50] | 1 | 5 | 75 | abnormal | posterior urethral valve | 4.3884 | 3.484 | 15.2891 | 17.0501 | 13.536 | 230.7904 | 2.475e-13 | 0.4558 | 0.0020615 | 0.041422 | 2.6202 | 0.0074743 | 0.50768 | 3.2437 | 0.07539 | 3.356 | 0.00067899 | 0.46218 | 0.070129 | 0.084154 | 0.0094206 | 0.97329 | 0.0086509 | 3.0236 | 0.36436 | 0.62416 | 0.029072 | 0.016829 | 3.1042 | 0.9696 | 0.90413 | 3.0836 | 1.2738 | 1.4638 | 2.9731 | 0.98741 | 1.0675
2573823 | VCUG_a | 11 | 00m_051004_345x211x716.dat | 0.0663;0.0663;0.0663 | 345;211;716 | (-0.7309;68.4855;-6.5584) | 80 | 7.702 | 57 | 77.7048 | 60 | iodine | [138] | [50] | 1 | 5 | 75 | abnormal | posterior urethral valve | 4.3884 | 3.484 | 15.2891 | 17.0501 | 13.536 | 230.7904 | 1.6543e-13 | 0.86672 | 0.0052851 | 0.09172 | 4.0312 | 0.013711 | 1.066 | 4.6822 | 0.17313 | 4.9235 | 0.016518 | 0.85481 | 0.15768 | 0.17002 | 0.025375 | 1.6159 | 0.023219 | 4.8627 | 0.65962 | 1.1269 | 0.072473 | 0.036007 | 5.5614 | 1.597 | 1.5075 | 4.2755 | 1.8096 | 1.6791 | 4.8392 | 1.5281 | 1.6955
2573823 | VCUG_a | 11 | 00m_051004_345x211x716.dat | 0.0663;0.0663;0.0663 | 345;211;716 | (-0.7309;68.4855;-6.5584) | 80 | 8.502 | 60 | 77.7048 | 60 | iodine | [138] | [50] | 1 | 5 | 75 | abnormal | posterior urethral valve | 4.3884 | 3.484 | 15.2891 | 17.0501 | 13.536 | 230.7904 | 1.6133e-13 | 0.90064 | 0.0059026 | 0.090491 | 4.1253 | 0.013888 | 1.0656 | 4.7595 | 0.1817 | 4.9962 | 0.00318 | 0.89283 | 0.16762 | 0.18791 | 0.028621 | 1.6515 | 0.026366 | 4.9933 | 0.68394 | 1.1687 | 0.077846 | 0.042175 | 5.7269 | 1.6523 | 1.5589 | 4.3622 | 1.8419 | 1.6832 | 4.9334 | 1.5581 | 1.739
2573823 | VCUG_a | 11 | 00m_051004_345x211x716.dat | 0.0663;0.0663;0.0663 | 345;211;716 | (-0.7309;68.4855;-6.5584) | 110 | 3.9 | 52 | 77.7048 | 60 | iodine | [138] | [50] | 1 | 5 | 75 | abnormal | posterior urethral valve | 4.3884 | 3.484 | 15.2891 | 17.0501 | 13.536 | 230.7904 | 2.2123e-13 | 0.56036 | 0.0033199 | 0.05317 | 3.0136 | 0.010439 | 0.65939 | 3.6848 | 0.10536 | 3.7679 | 0.0047637 | 0.57387 | 0.096631 | 0.11133 | 0.018027 | 1.1332 | 0.014338 | 3.5423 | 0.44694 | 0.7653 | 0.043233 | 0.021591 | 3.7849 | 1.1514 | 1.0714 | 3.4062 | 1.4205 | 1.5145 | 3.4865 | 1.1333 | 1.2461
2573823 | VCUG_a | 11 | 00m_051004_345x211x716.dat | 0.0663;0.0663;0.0663 | 345;211;716 | (-0.7309;68.4855;-6.5584) | 110 | 7.85 | 62 | 77.7048 | 60 | iodine | [138] | [50] | 1 | 5 | 75 | abnormal | posterior urethral valve | 4.3884 | 3.484 | 15.2891 | 17.0501 | 13.536 | 230.7904 | 1.7668e-13 | 0.8092 | 0.0056355 | 0.09224 | 3.8994 | 0.011953 | 0.99207 | 4.6313 | 0.16395 | 4.7091 | 0.020635 | 0.81735 | 0.15178 | 0.16684 | 0.025986 | 1.507 | 0.023168 | 4.6962 | 0.61529 | 1.052 | 0.071072 | 0.042817 | 5.314 | 1.5447 | 1.4409 | 4.1555 | 1.7514 | 1.6372 | 4.6692 | 1.465 | 1.6398
2573823 | VCUG_a | 11 | 00m_051004_345x211x716.dat | 0.0663;0.0663;0.0663 | 345;211;716 | (-0.7309;68.4855;-6.5584) | 110 | 9.9905 | 69 | 77.7048 | 60 | iodine | [138] | [50] | 1 | 5 | 75 | abnormal | posterior urethral valve | 4.3884 | 3.484 | 15.2891 | 17.0501 | 13.536 | 230.7904 | 1.7081e-13 | 0.86997 | 0.0068562 | 0.11544 | 4.0785 | 0.020752 | 1.046 | 4.786 | 0.18744 | 4.8465 | 0.021801 | 0.88818 | 0.17149 | 0.19968 | 0.030111 | 1.5705 | 0.028235 | 4.9543 | 0.6547 | 1.1292 | 0.082179 | 0.052039 | 5.6767 | 1.6508 | 1.5327 | 4.3102 | 1.8135 | 1.647 | 4.9753 | 1.5364 | 1.7295
2573823 | VCUG_a | 12 | 00m_051004_345x211x716.dat | 0.0663;0.0663;0.0663 | 345;211;716 | (-0.7309;68.4855;-6.5584) | 60 | 2.5 | 38 | 77.7048 | 60 | iodine | [138] | [30] | 1 | 5 | 75 | abnormal | posterior urethral valve | 4.3884 | 3.484 | 15.2891 | 17.0501 | 13.536 | 230.7904 | 2.7644e-13 | 0.37241 | 0.0013626 | 0.02992 | 2.3416 | 0.0019976 | 0.41177 | 2.9682 | 0.051761 | 3.064 | 0.005187 | 0.37596 | 0.050596 | 0.061376 | 0.0077741 | 0.83949 | 0.0055418 | 2.6598 | 0.29621 | 0.51508 | 0.018383 | 0.0087042 | 2.6874 | 0.83655 | 0.77578 | 2.8476 | 1.1717 | 1.4257 | 2.5581 | 0.87757 | 0.94303
2573823 | VCUG_a | 12 | 00m_051004_345x211x716.dat | 0.0663;0.0663;0.0663 | 345;211;716 | (-0.7309;68.4855;-6.5584) | 60 | 5.7448 | 47 | 77.7048 | 60 | iodine | [138] | [30] | 1 | 5 | 75 | abnormal | posterior urethral valve | 4.3884 | 3.484 | 15.2891 | 17.0501 | 13.536 | 230.7904 | 1.7951e-13 | 0.73032 | 0.0033345 | 0.082224 | 3.7498 | 0.011609 | 0.9277 | 4.3846 | 0.13014 | 4.6863 | 0.0051471 | 0.73784 | 0.12314 | 0.14211 | 0.017394 | 1.4956 | 0.014689 | 4.4791 | 0.59039 | 1.0149 | 0.051144 | 0.02968 | 5.0138 | 1.4229 | 1.3462 | 4.0568 | 1.718 | 1.6664 | 4.3797 | 1.4122 | 1.5546
2573823 | VCUG_a | 12 | 00m_051004_345x211x716.dat | 0.0663;0.0663;0.0663 | 345;211;716 | (-0.7309;68.4855;-6.5584) | 60 | 6.3535 | 49 | 77.7048 | 60 | iodine | [138] | [30] | 1 | 5 | 75 | abnormal | posterior urethral valve | 4.3884 | 3.484 | 15.2891 | 17.0501 | 13.536 | 230.7904 | 1.7139e-13 | 0.79012 | 0.003858 | 0.089801 | 3.9045 | 0.013383 | 0.93488 | 4.4841 | 0.14533 | 4.8566 | 0.0036383 | 0.79024 | 0.13568 | 0.15604 | 0.01903 | 1.5743 | 0.018073 | 4.6891 | 0.63265 | 1.0566 | 0.057868 | 0.032005 | 5.3105 | 1.4997 | 1.4221 | 4.1911 | 1.7753 | 1.6901 | 4.6332 | 1.4739 | 1.6208
2573823 | VCUG_a | 12 | 00m_051004_345x211x716.dat | 0.0663;0.0663;0.0663 | 345;211;716 | (-0.7309;68.4855;-6.5584) | 80 | 2.9 | 44 | 77.7048 | 60 | iodine | [138] | [30] | 1 | 5 | 75 | abnormal | posterior urethral valve | 4.3884 | 3.484 | 15.2891 | 17.0501 | 13.536 | 230.7904 | 2.475e-13 | 0.45612 | 0.0020598 | 0.041422 | 2.6224 | 0.0076945 | 0.5076 | 3.2557 | 0.075341 | 3.3575 | 0.00051038 | 0.46275 | 0.070392 | 0.084097 | 0.0098529 | 0.97463 | 0.0086857 | 3.028 | 0.36407 | 0.62481 | 0.029097 | 0.016699 | 3.1846 | 0.97009 | 0.90459 | 3.0847 | 1.2759 | 1.4648 | 3.0015 | 0.99013 | 1.0725
2573823 | VCUG_a | 12 | 00m_051004_345x211x716.dat | 0.0663;0.0663;0.0663 | 345;211;716 | (-0.7309;68.4855;-6.5584) | 80 | 7.702 | 57 | 77.7048 | 60 | iodine | [138] | [30] | 1 | 5 | 75 | abnormal | posterior urethral valve | 4.3884 | 3.484 | 15.2891 | 17.0501 | 13.536 | 230.7904 | 1.6543e-13 | 0.86896 | 0.0052758 | 0.091877 | 4.0361 | 0.014115 | 1.0678 | 4.6924 | 0.17351 | 4.9259 | 0.016034 | 0.85638 | 0.1579 | 0.17075 | 0.025351 | 1.6155 | 0.023533 | 4.8712 | 0.66035 | 1.1296 | 0.0726 | 0.036372 | 5.6075 | 1.5981 | 1.5086 | 4.2789 | 1.8135 | 1.681 | 4.8278 | 1.5284 | 1.6995
2573823 | VCUG_a | 12 | 00m_051004_345x211x716.dat | 0.0663;0.0663;0.0663 | 345;211;716 | (-0.7309;68.4855;-6.5584) | 80 | 8.502 | 60 | 77.7048 | 60 | iodine | [138] | [30] | 1 | 5 | 75 | abnormal | posterior urethral valve | 4.3884 | 3.484 | 15.2891 | 17.0501 | 13.536 | 230.7904 | 1.6133e-13 | 0.90293 | 0.0058991 | 0.090944 | 4.1272 | 0.014258 | 1.0643 | 4.7736 | 0.18218 | 4.9992 | 0.00318 | 0.8945 | 0.16815 | 0.18864 | 0.028993 | 1.6551 | 0.02652 | 5.0038 | 0.68511 | 1.1709 | 0.077698 | 0.042416 | 5.7815 | 1.6536 | 1.5602 | 4.3649 | 1.8456 | 1.6847 | 4.9217 | 1.5584 | 1.7432
2573823 | VCUG_a | 12 | 00m_051004_345x211x716.dat | 0.0663;0.0663;0.0663 | 345;211;716 | (-0.7309;68.4855;-6.5584) | 110 | 3.9 | 52 | 77.7048 | 60 | iodine | [138] | [30] | 1 | 5 | 75 | abnormal | posterior urethral valve | 4.3884 | 3.484 | 15.2891 | 17.0501 | 13.536 | 230.7904 | 2.2123e-13 | 0.56153 | 0.0033239 | 0.052329 | 3.0165 | 0.010348 | 0.65442 | 3.6826 | 0.10561 | 3.7692 | 0.0047637 | 0.57473 | 0.096884 | 0.11195 | 0.017749 | 1.1345 | 0.014183 | 3.5478 | 0.4476 | 0.7658 | 0.043077 | 0.021255 | 3.8452 | 1.152 | 1.072 | 3.4073 | 1.4229 | 1.5155 | 3.4999 | 1.1345 | 1.249
2573823 | VCUG_a | 12 | 00m_051004_345x211x716.dat | 0.0663;0.0663;0.0663 | 345;211;716 | (-0.7309;68.4855;-6.5584) | 110 | 7.85 | 62 | 77.7048 | 60 | iodine | [138] | [30] | 1 | 5 | 75 | abnormal | posterior urethral valve | 4.3884 | 3.484 | 15.2891 | 17.0501 | 13.536 | 230.7904 | 1.7668e-13 | 0.81033 | 0.0056406 | 0.0913 | 3.9036 | 0.012169 | 0.99224 | 4.6318 | 0.16445 | 4.7121 | 0.020635 | 0.81865 | 0.15227 | 0.16669 | 0.026217 | 1.5083 | 0.023497 | 4.7027 | 0.61518 | 1.0531 | 0.07136 | 0.042337 | 5.3507 | 1.5457 | 1.4418 | 4.1589 | 1.7545 | 1.639 | 4.6709 | 1.4662 | 1.6422
2573823 | VCUG_a | 12 | 00m_051004_345x211x716.dat | 0.0663;0.0663;0.0663 | 345;211;716 | (-0.7309;68.4855;-6.5584) | 110 | 9.9905 | 69 | 77.7048 | 60 | iodine | [138] | [30] | 1 | 5 | 75 | abnormal | posterior urethral valve | 4.3884 | 3.484 | 15.2891 | 17.0501 | 13.536 | 230.7904 | 1.7081e-13 | 0.87132 | 0.0068614 | 0.11362 | 4.0833 | 0.020395 | 1.0516 | 4.7956 | 0.18787 | 4.8495 | 0.02139 | 0.88953 | 0.17205 | 0.1991 | 0.030361 | 1.5728 | 0.028268 | 4.9643 | 0.65541 | 1.1311 | 0.082296 | 0.051679 | 5.7264 | 1.652 | 1.5338 | 4.3124 | 1.8166 | 1.6484 | 4.9997 | 1.5396 | 1.7335
2573823 | VCUG_a | 13 | 00m_051004_345x211x716.dat | 0.0663;0.0663;0.0663 | 345;211;716 | (0.0901;67.0610;-3.1626) | 60 | 2.5 | 38 | 76.6025 | 60 | iodine | [138] | [20] | 1 | 5 | 75 | abnormal | posterior urethral valve | 4.788 | 5.6344 | 26.9774 | 18.3385 | 21.5806 | 395.7548 | 2.8356e-13 | 4.0641 | 0.0039353 | 0.54814 | 1.7261 | 0.015373 | 1.8912 | 4.0916 | 0.64671 | 4.3391 | 0.011952 | 2.4303 | 1.0083 | 0.91667 | 0.03323 | 3.0455 | 0.029738 | 1.8339 | 3.7029 | 2.1794 | 0.14038 | 0.057907 | 1.8711 | 1.0661 | 1.0634 | 2.3985 | 1.0576 | 1.3451 | 1.9783 | 1.5802 | 1.5358
2573823 | VCUG_a | 13 | 00m_051004_345x211x716.dat | 0.0663;0.0663;0.0663 | 345;211;716 | (0.0901;67.0610;-3.1626) | 60 | 5.7448 | 47 | 76.6025 | 60 | iodine | [138] | [20] | 1 | 5 | 75 | abnormal | posterior urethral valve | 4.788 | 5.6344 | 26.9774 | 18.3385 | 21.5806 | 395.7548 | 1.8412e-13 | 5.6741 | 0.011114 | 1.0727 | 2.9764 | 0.035249 | 3.2512 | 4.7435 | 1.2273 | 6.0966 | 0.020658 | 3.8723 | 1.5634 | 1.5889 | 0.079726 | 4.6728 | 0.072041 | 3.2727 | 5.2719 | 3.6983 | 0.3085 | 0.13927 | 3.3717 | 1.7171 | 1.7403 | 3.4151 | 1.5517 | 1.5821 | 3.1722 | 2.393 | 2.3829
2573823 | VCUG_a | 13 | 00m_051004_345x211x716.dat | 0.0663;0.0663;0.0663 | 345;211;716 | (0.0901;67.0610;-3.1626) | 60 | 6.3535 | 49 | 76.6025 | 60 | iodine | [138] | [20] | 1 | 5 | 75 | abnormal | posterior urethral valve | 4.788 | 5.6344 | 26.9774 | 18.3385 | 21.5806 | 395.7548 | 1.758e-13 | 5.8254 | 0.012792 | 1.1704 | 3.1094 | 0.037619 | 3.4998 | 4.7631 | 1.2989 | 6.2503 | 0.016265 | 4.0308 | 1.6262 | 1.6774 | 0.087134 | 4.8298 | 0.0814 | 3.4434 | 5.407 | 3.8753 | 0.33332 | 0.1591 | 3.5446 | 1.7986 | 1.8263 | 3.5416 | 1.6046 | 1.6046 | 3.3198 | 2.4879 | 2.4809
2573823 | VCUG_a | 13 | 00m_051004_345x211x716.dat | 0.0663;0.0663;0.0663 | 345;211;716 | (0.0901;67.0610;-3.1626) | 80 | 2.9 | 44 | 76.6025 | 60 | iodine | [138] | [20] | 1 | 5 | 75 | abnormal | posterior urethral valve | 4.788 | 5.6344 | 26.9774 | 18.3385 | 21.5806 | 395.7548 | 2.5387e-13 | 4.3598 | 0.0064853 | 0.71443 | 1.9807 | 0.019647 | 2.2166 | 4.1967 | 0.77561 | 4.6229 | 0.014852 | 2.7113 | 1.1186 | 1.0719 | 0.046678 | 3.3578 | 0.042357 | 2.1442 | 3.9698 | 2.4956 | 0.18136 | 0.084462 | 2.1979 | 1.2082 | 1.2093 | 2.5852 | 1.1537 | 1.3832 | 2.2419 | 1.7425 | 1.716
2573823 | VCUG_a | 13 | 00m_051004_345x211x716.dat | 0.0663;0.0663;0.0663 | 345;211;716 | (0.0901;67.0610;-3.1626) | 80 | 7.702 | 57 | 76.6025 | 60 | iodine | [138] | [20] | 1 | 5 | 75 | abnormal | posterior urethral valve | 4.788 | 5.6344 | 26.9774 | 18.3385 | 21.5806 | 395.7548 | 1.6968e-13 | 5.8934 | 0.017104 | 1.2972 | 3.2504 | 0.05694 | 3.7908 | 4.7265 | 1.367 | 6.244 | 0.044602 | 4.1325 | 1.6663 | 1.7757 | 0.097205 | 4.9419 | 0.095254 | 3.597 | 5.4188 | 4.0075 | 0.36901 | 0.1885 | 3.7353 | 1.8898 | 1.9076 | 3.6024 | 1.6411 | 1.5945 | 3.4517 | 2.5606 | 2.5682
2573823 | VCUG_a | 13 | 00m_051004_345x211x716.dat | 0.0663;0.0663;0.0663 | 345;211;716 | (0.0901;67.0610;-3.1626) | 80 | 8.502 | 60 | 76.6025 | 60 | iodine | [138] | [20] | 1 | 5 | 75 | abnormal | posterior urethral valve | 4.788 | 5.6344 | 26.9774 | 18.3385 | 21.5806 | 395.7548 | 1.6548e-13 | 5.9918 | 0.019087 | 1.3259 | 3.3341 | 0.057219 | 3.8046 | 4.7446 | 1.412 | 6.298 | 0.058448 | 4.217 | 1.6993 | 1.8317 | 0.11149 | 5.0404 | 0.1001 | 3.7055 | 5.4721 | 4.0836 | 0.38304 | 0.19799 | 3.8527 | 1.9453 | 1.9619 | 3.6634 | 1.67 | 1.6046 | 3.5232 | 2.6034 | 2.6194
2573823 | VCUG_a | 13 | 00m_051004_345x211x716.dat | 0.0663;0.0663;0.0663 | 345;211;716 | (0.0901;67.0610;-3.1626) | 110 | 3.9 | 52 | 76.6025 | 60 | iodine | [138] | [20] | 1 | 5 | 75 | abnormal | posterior urethral valve | 4.788 | 5.6344 | 26.9774 | 18.3385 | 21.5806 | 395.7548 | 2.2693e-13 | 4.7498 | 0.010193 | 0.89409 | 2.3473 | 0.031515 | 2.6342 | 4.3362 | 0.94146 | 5.0186 | 0.02753 | 3.0952 | 1.264 | 1.2897 | 0.063935 | 3.7646 | 0.05799 | 2.5473 | 4.3323 | 2.9152 | 0.23401 | 0.1162 | 2.6287 | 1.3975 | 1.3934 | 2.8631 | 1.286 | 1.4318 | 2.5624 | 1.9593 | 1.9543
2573823 | VCUG_a | 13 | 00m_051004_345x211x716.dat | 0.0663;0.0663;0.0663 | 345;211;716 | (0.0901;67.0610;-3.1626) | 110 | 7.85 | 62 | 76.6025 | 60 | iodine | [138] | [20] | 1 | 5 | 75 | abnormal | posterior urethral valve | 4.788 | 5.6344 | 26.9774 | 18.3385 | 21.5806 | 395.7548 | 1.8123e-13 | 5.6938 | 0.017686 | 1.2752 | 3.1198 | 0.049687 | 3.5137 | 4.6558 | 1.3055 | 5.9642 | 0.041088 | 3.9648 | 1.5893 | 1.6861 | 0.10346 | 4.7543 | 0.094542 | 3.455 | 5.1988 | 3.834 | 0.34676 | 0.17354 | 3.5601 | 1.8168 | 1.812 | 3.4888 | 1.586 | 1.5554 | 3.3243 | 2.4512 | 2.473
2573823 | VCUG_a | 13 | 00m_051004_345x211x716.dat | 0.0663;0.0663;0.0663 | 345;211;716 | (0.0901;67.0610;-3.1626) | 110 | 9.9905 | 69 | 76.6025 | 60 | iodine | [138] | [20] | 1 | 5 | 75 | abnormal | posterior urethral valve | 4.788 | 5.6344 | 26.9774 | 18.3385 | 21.5806 | 395.7548 | 1.7522e-13 | 5.8195 | 0.021474 | 1.4589 | 3.3053 | 0.062219 | 3.7643 | 4.6864 | 1.3997 | 6.0398 | 0.044916 | 4.1289 | 1.6451 | 1.7847 | 0.11121 | 4.8959 | 0.10551 | 3.6758 | 5.2922 | 4.0297 | 0.38292 | 0.20645 | 3.7961 | 1.917 | 1.9006 | 3.6083 | 1.6419 | 1.5641 | 3.5184 | 2.5455 | 2.5956
2573823 | VCUG_a | 1 | 01f_076010_393x248x546.dat | 0.0663;0.0663;0.1400 | 393;248;546 | (0.1855;68.2875;0.8176) | 60 | 2.5 | 38 | 81.3761 | 60 | iodine | [138] | [0] | 1 | 5 | 90 | abnormal | VUR - grade 3 | 6.6306 | 7.5625 | 50.144 | 26.9788 | 30.7702 | 830.1433 | 2.8974e-13 | 1.8178 | 0.0012533 | 0.17633 | 0.803 | 0.0045955 | 0.86461 | 0.83921 | 0.44413 | 1.9334 | 0.0022558 | 0.89854 | 0.71113 | 0.2446 | 0.0085736 | 1.1164 | 0.012833 | 0.82592 | 1.4849 | 0.86233 | 0.090441 | 0.046408 | 1.0129 | 0.51311 | 0.65707 | 0.68515 | 0.25967 | 0.58274 | 0.93889 | 0.64714 | 0.61334
2573823 | VCUG_a | 1 | 01f_076010_393x248x546.dat | 0.0663;0.0663;0.1400 | 393;248;546 | (0.1855;68.2875;0.8176) | 60 | 5.7448 | 47 | 81.3761 | 60 | iodine | [138] | [0] | 1 | 5 | 90 | abnormal | VUR - grade 3 | 6.6306 | 7.5625 | 50.144 | 26.9788 | 30.7702 | 830.1433 | 1.8813e-13 | 2.7594 | 0.0037774 | 0.36727 | 1.4897 | 0.011074 | 1.6496 | 1.5838 | 0.86174 | 2.9929 | 0.0030206 | 1.6006 | 1.1186 | 0.48339 | 0.024798 | 1.9736 | 0.032289 | 1.5912 | 2.3074 | 1.6075 | 0.20583 | 0.11901 | 1.8238 | 0.91044 | 1.1918 | 1.1909 | 0.42281 | 0.69064 | 1.7753 | 1.1048 | 1.0988
2573823 | VCUG_a | 1 | 01f_076010_393x248x546.dat | 0.0663;0.0663;0.1400 | 393;248;546 | (0.1855;68.2875;0.8176) | 60 | 6.3535 | 49 | 81.3761 | 60 | iodine | [138] | [0] | 1 | 5 | 90 | abnormal | VUR - grade 3 | 6.6306 | 7.5625 | 50.144 | 26.9788 | 30.7702 | 830.1433 | 1.7963e-13 | 2.8618 | 0.0044061 | 0.39755 | 1.5844 | 0.012006 | 1.761 | 1.7 | 0.92047 | 3.1078 | 0.007132 | 1.6942 | 1.1654 | 0.51416 | 0.027514 | 2.08 | 0.035061 | 1.7002 | 2.3977 | 1.7165 | 0.22517 | 0.12803 | 1.9237 | 0.96662 | 1.2683 | 1.2497 | 0.44376 | 0.7022 | 1.8781 | 1.161 | 1.1655
2573823 | VCUG_a | 1 | 01f_076010_393x248x546.dat | 0.0663;0.0663;0.1400 | 393;248;546 | (0.1855;68.2875;0.8176) | 80 | 2.9 | 44 | 81.3761 | 60 | iodine | [138] | [0] | 1 | 5 | 90 | abnormal | VUR - grade 3 | 6.6306 | 7.5625 | 50.144 | 26.9788 | 30.7702 | 830.1433 | 2.594e-13 | 1.9921 | 0.0023186 | 0.24043 | 0.96336 | 0.0058804 | 1.0371 | 1.0164 | 0.54267 | 2.1369 | 0.0033137 | 1.0573 | 0.79447 | 0.29844 | 0.013777 | 1.3079 | 0.018823 | 1.01 | 1.6425 | 1.033 | 0.12089 | 0.070334 | 1.1916 | 0.60823 | 0.78433 | 0.79806 | 0.29511 | 0.60181 | 1.1509 | 0.74658 | 0.72642
2573823 | VCUG_a | 1 | 01f_076010_393x248x546.dat | 0.0663;0.0663;0.1400 | 393;248;546 | (0.1855;68.2875;0.8176) | 80 | 7.702 | 57 | 81.3761 | 60 | iodine | [138] | [0] | 1 | 5 | 90 | abnormal | VUR - grade 3 | 6.6306 | 7.5625 | 50.144 | 26.9788 | 30.7702 | 830.1433 | 1.7338e-13 | 2.9519 | 0.0064391 | 0.46487 | 1.7033 | 0.017507 | 1.8799 | 1.8203 | 0.99828 | 3.1786 | 0.012398 | 1.801 | 1.2075 | 0.54972 | 0.032124 | 2.1969 | 0.045212 | 1.833 | 2.4519 | 1.8287 | 0.25548 | 0.15109 | 2.0426 | 1.0444 | 1.3662 | 1.3262 | 0.4655 | 0.70466 | 2.0265 | 1.2228 | 1.2452
2573823 | VCUG_a | 1 | 01f_076010_393x248x546.dat | 0.0663;0.0663;0.1400 | 393;248;546 | (0.1855;68.2875;0.8176) | 80 | 8.502 | 60 | 81.3761 | 60 | iodine | [138] | [0] | 1 | 5 | 90 | abnormal | VUR - grade 3 | 6.6306 | 7.5625 | 50.144 | 26.9788 | 30.7702 | 830.1433 | 1.6908e-13 | 3.0065 | 0.0071605 | 0.49554 | 1.7689 | 0.020309 | 1.9707 | 1.9204 | 1.0435 | 3.2409 | 0.0087254 | 1.8655 | 1.2361 | 0.58336 | 0.036096 | 2.2744 | 0.049755 | 1.9089 | 2.4981 | 1.8966 | 0.27244 | 0.15556 | 2.1095 | 1.0864 | 1.421 | 1.3636 | 0.47959 | 0.70981 | 2.1371 | 1.2653 | 1.2939
2573823 | VCUG_a | 1 | 01f_076010_393x248x546.dat | 0.0663;0.0663;0.1400 | 393;248;546 | (0.1855;68.2875;0.8176) | 110 | 3.9 | 52 | 81.3761 | 60 | iodine | [138] | [0] | 1 | 5 | 90 | abnormal | VUR - grade 3 | 6.6306 | 7.5625 | 50.144 | 26.9788 | 30.7702 | 830.1433 | 2.3189e-13 | 2.2421 | 0.0039476 | 0.32264 | 1.1783 | 0.011249 | 1.2776 | 1.2939 | 0.67809 | 2.4067 | 0.0060508 | 1.2696 | 0.90708 | 0.37205 | 0.021607 | 1.5507 | 0.028192 | 1.2481 | 1.8582 | 1.2603 | 0.16016 | 0.087828 | 1.4237 | 0.7343 | 0.94672 | 0.94785 | 0.34359 | 0.62779 | 1.4252 | 0.88063 | 0.87969
2573823 | VCUG_a | 1 | 01f_076010_393x248x546.dat | 0.0663;0.0663;0.1400 | 393;248;546 | (0.1855;68.2875;0.8176) | 110 | 7.85 | 62 | 81.3761 | 60 | iodine | [138] | [0] | 1 | 5 | 90 | abnormal | VUR - grade 3 | 6.6306 | 7.5625 | 50.144 | 26.9788 | 30.7702 | 830.1433 | 1.8519e-13 | 2.8297 | 0.0069096 | 0.47934 | 1.6393 | 0.019882 | 1.8175 | 1.762 | 0.96365 | 3.034 | 0.013893 | 1.7338 | 1.1592 | 0.5392 | 0.031528 | 2.1071 | 0.045923 | 1.7677 | 2.349 | 1.7568 | 0.24686 | 0.14081 | 1.9532 | 1.0054 | 1.3018 | 1.2888 | 0.44916 | 0.68842 | 1.9813 | 1.1791 | 1.2024
2573823 | VCUG_a | 1 | 01f_076010_393x248x546.dat | 0.0663;0.0663;0.1400 | 393;248;546 | (0.1855;68.2875;0.8176) | 110 | 9.9905 | 69 | 81.3761 | 60 | iodine | [138] | [0] | 1 | 5 | 90 | abnormal | VUR - grade 3 | 6.6306 | 7.5625 | 50.144 | 26.9788 | 30.7702 | 830.1433 | 1.7906e-13 | 2.9129 | 0.0084816 | 0.58511 | 1.7648 | 0.022319 | 1.9556 | 1.9638 | 1.0522 | 3.1406 | 0.0082587 | 1.8569 | 1.2124 | 0.59081 | 0.033359 | 2.2434 | 0.052595 | 1.9155 | 2.4335 | 1.8905 | 0.27822 | 0.16212 | 2.0775 | 1.0831 | 1.3979 | 1.3696 | 0.47488 | 0.69676 | 2.1166 | 1.2471 | 1.3001
2573823 | VCUG_a | 2 | 01f_076010_393x248x546.dat | 0.0663;0.0663;0.1400 | 393;248;546 | (0.1745;68.2875;-6.4272) | 60 | 2.5 | 38 | 81.3761 | 60 | iodine | [138] | [10] | 0 | 5 | 90 | abnormal | VUR - grade 3 | 4.4204 | 3.1204 | 13.7936 | 17.9858 | 12.6964 | 228.3554 | 2.6707e-13 | 0.038398 | 0.00021461 | 0.0051331 | 1.6278 | 0.00036649 | 0.11786 | 2.7064 | 0.011172 | 0.18133 | 0.00096551 | 0.065353 | 0.011388 | 0.0061437 | 0.00065597 | 0.17504 | 0.0010463 | 0.97573 | 0.044262 | 0.085674 | 0.0039267 | 0.0024068 | 3.4851 | 0.59453 | 0.88964 | 0.68348 | 0.57548 | 0.58875 | 3.2578 | 0.38862 | 0.69924
2573823 | VCUG_a | 2 | 01f_076010_393x248x546.dat | 0.0663;0.0663;0.1400 | 393;248;546 | (0.1745;68.2875;-6.4272) | 60 | 5.7448 | 47 | 81.3761 | 60 | iodine | [138] | [10] | 0 | 5 | 90 | abnormal | VUR - grade 3 | 4.4204 | 3.1204 | 13.7936 | 17.9858 | 12.6964 | 228.3554 | 1.7343e-13 | 0.10333 | 0.00060567 | 0.018197 | 2.8359 | 0.00093849 | 0.3124 | 4.8824 | 0.034861 | 0.40968 | 0.0020324 | 0.16708 | 0.03308 | 0.019864 | 0.0025575 | 0.41635 | 0.002516 | 2.0182 | 0.11251 | 0.21769 | 0.011829 | 0.0086105 | 6.1375 | 1.1138 | 1.6814 | 1.2718 | 0.90764 | 0.71939 | 5.8515 | 0.71875 | 1.2604
2573823 | VCUG_a | 2 | 01f_076010_393x248x546.dat | 0.0663;0.0663;0.1400 | 393;248;546 | (0.1745;68.2875;-6.4272) | 60 | 6.3535 | 49 | 81.3761 | 60 | iodine | [138] | [10] | 0 | 5 | 90 | abnormal | VUR - grade 3 | 4.4204 | 3.1204 | 13.7936 | 17.9858 | 12.6964 | 228.3554 | 1.6559e-13 | 0.10968 | 0.0006981 | 0.020384 | 2.9981 | 0.0017817 | 0.33954 | 5.1448 | 0.040558 | 0.45122 | 0.00022469 | 0.18666 | 0.037426 | 0.024054 | 0.0025185 | 0.45945 | 0.0032523 | 2.1764 | 0.12522 | 0.24072 | 0.014102 | 0.0079412 | 6.458 | 1.1887 | 1.7959 | 1.3591 | 0.94616 | 0.73475 | 6.2539 | 0.76952 | 1.3346
2573823 | VCUG_a | 2 | 01f_076010_393x248x546.dat | 0.0663;0.0663;0.1400 | 393;248;546 | (0.1745;68.2875;-6.4272) | 80 | 2.9 | 44 | 81.3761 | 60 | iodine | [138] | [10] | 0 | 5 | 90 | abnormal | VUR - grade 3 | 4.4204 | 3.1204 | 13.7936 | 17.9858 | 12.6964 | 228.3554 | 2.3911e-13 | 0.059002 | 0.00040314 | 0.0099259 | 1.8979 | 0.00046827 | 0.17805 | 3.1927 | 0.020415 | 0.24545 | 0.00027084 | 0.096699 | 0.01957 | 0.011153 | 0.0015988 | 0.23934 | 0.0017016 | 1.2337 | 0.065915 | 0.12457 | 0.0073685 | 0.0041399 | 4.0571 | 0.72186 | 1.0813 | 0.83087 | 0.64371 | 0.61394 | 3.8492 | 0.46824 | 0.8282
2573823 | VCUG_a | 2 | 01f_076010_393x248x546.dat | 0.0663;0.0663;0.1400 | 393;248;546 | (0.1745;68.2875;-6.4272) | 80 | 7.702 | 57 | 81.3761 | 60 | iodine | [138] | [10] | 0 | 5 | 90 | abnormal | VUR - grade 3 | 4.4204 | 3.1204 | 13.7936 | 17.9858 | 12.6964 | 228.3554 | 1.5983e-13 | 0.14145 | 0.0010521 | 0.026973 | 3.1884 | 0.0015099 | 0.41713 | 5.4958 | 0.055184 | 0.51703 | 0.0015422 | 0.22644 | 0.050037 | 0.029108 | 0.0040894 | 0.53151 | 0.0048931 | 2.3955 | 0.15373 | 0.29611 | 0.021507 | 0.01301 | 6.7142 | 1.2997 | 1.9518 | 1.4702 | 0.97965 | 0.74226 | 6.5846 | 0.82727 | 1.4286
2573823 | VCUG_a | 2 | 01f_076010_393x248x546.dat | 0.0663;0.0663;0.1400 | 393;248;546 | (0.1745;68.2875;-6.4272) | 80 | 8.502 | 60 | 81.3761 | 60 | iodine | [138] | [10] | 0 | 5 | 90 | abnormal | VUR - grade 3 | 4.4204 | 3.1204 | 13.7936 | 17.9858 | 12.6964 | 228.3554 | 1.5587e-13 | 0.15203 | 0.0011725 | 0.029524 | 3.2992 | 0.0024837 | 0.42897 | 5.7362 | 0.060745 | 0.54933 | 0.00042676 | 0.24491 | 0.055126 | 0.034242 | 0.0039516 | 0.56539 | 0.0050859 | 2.508 | 0.16417 | 0.31865 | 0.024067 | 0.017083 | 6.9411 | 1.3581 | 2.037 | 1.5303 | 1.0034 | 0.74987 | 6.8379 | 0.86117 | 1.4869
2573823 | VCUG_a | 2 | 01f_076010_393x248x546.dat | 0.0663;0.0663;0.1400 | 393;248;546 | (0.1745;68.2875;-6.4272) | 110 | 3.9 | 52 | 81.3761 | 60 | iodine | [138] | [10] | 0 | 5 | 90 | abnormal | VUR - grade 3 | 4.4204 | 3.1204 | 13.7936 | 17.9858 | 12.6964 | 228.3554 | 2.1375e-13 | 0.081588 | 0.00068638 | 0.015507 | 2.2683 | 0.0010229 | 0.24901 | 3.834 | 0.031967 | 0.3256 | 0.00054097 | 0.13807 | 0.029988 | 0.017578 | 0.002473 | 0.33445 | 0.0028196 | 1.5808 | 0.092175 | 0.17913 | 0.011979 | 0.0081812 | 4.7907 | 0.8931 | 1.3303 | 1.0203 | 0.73656 | 0.64594 | 4.651 | 0.5742 | 0.99992
2573823 | VCUG_a | 2 | 01f_076010_393x248x546.dat | 0.0663;0.0663;0.1400 | 393;248;546 | (0.1745;68.2875;-6.4272) | 110 | 7.85 | 62 | 81.3761 | 60 | iodine | [138] | [10] | 0 | 5 | 90 | abnormal | VUR - grade 3 | 4.4204 | 3.1204 | 13.7936 | 17.9858 | 12.6964 | 228.3554 | 1.707e-13 | 0.14199 | 0.001167 | 0.025185 | 3.0744 | 0.003402 | 0.40302 | 5.3756 | 0.055703 | 0.49354 | 0.00068133 | 0.22172 | 0.05106 | 0.033817 | 0.004719 | 0.51112 | 0.0054754 | 2.3111 | 0.15069 | 0.28871 | 0.022397 | 0.013012 | 6.436 | 1.2578 | 1.8698 | 1.4213 | 0.94358 | 0.72092 | 6.3382 | 0.79817 | 1.3836
2573823 | VCUG_a | 2 | 01f_076010_393x248x546.dat | 0.0663;0.0663;0.1400 | 393;248;546 | (0.1745;68.2875;-6.4272) | 110 | 9.9905 | 69 | 81.3761 | 60 | iodine | [138] | [10] | 0 | 5 | 90 | abnormal | VUR - grade 3 | 4.4204 | 3.1204 | 13.7936 | 17.9858 | 12.6964 | 228.3554 | 1.6503e-13 | 0.16281 | 0.0014545 | 0.032509 | 3.2844 | 0.0030695 | 0.45986 | 5.7151 | 0.068056 | 0.55442 | 0.00081054 | 0.25573 | 0.060996 | 0.039467 | 0.0059946 | 0.57724 | 0.0062638 | 2.5421 | 0.1742 | 0.3322 | 0.027347 | 0.020013 | 6.8425 | 1.3687 | 2.024 | 1.5349 | 0.98827 | 0.73115 | 6.8038 | 0.86371 | 1.4843
2573823 | VCUG_a | 3 | 01f_076010_393x248x546.dat | 0.0663;0.0663;0.1400 | 393;248;546 | (0.1745;68.2875;-6.4272) | 60 | 2.5 | 38 | 81.3761 | 60 | iodine | [138] | [30] | 0 | 5 | 90 | abnormal | VUR - grade 3 | 4.4204 | 3.1204 | 13.7936 | 17.9858 | 12.6964 | 228.3554 | 2.6707e-13 | 0.037866 | 0.00021411 | 0.0050166 | 1.6249 | 0.00036649 | 0.11796 | 2.6885 | 0.011122 | 0.18088 | 0.00096551 | 0.065024 | 0.011313 | 0.0062055 | 0.00065597 | 0.17402 | 0.0010082 | 0.96832 | 0.043981 | 0.085674 | 0.0039529 | 0.0024068 | 3.3966 | 0.59377 | 0.88854 | 0.68158 | 0.57409 | 0.58816 | 3.2745 | 0.3895 | 0.69389
2573823 | VCUG_a | 3 | 01f_076010_393x248x546.dat | 0.0663;0.0663;0.1400 | 393;248;546 | (0.1745;68.2875;-6.4272) | 60 | 5.7448 | 47 | 81.3761 | 60 | iodine | [138] | [30] | 0 | 5 | 90 | abnormal | VUR - grade 3 | 4.4204 | 3.1204 | 13.7936 | 17.9858 | 12.6964 | 228.3554 | 1.7343e-13 | 0.10215 | 0.00060498 | 0.017918 | 2.8331 | 0.00093901 | 0.31142 | 4.8641 | 0.034783 | 0.40821 | 0.0020324 | 0.16608 | 0.03292 | 0.019965 | 0.0024793 | 0.41344 | 0.0024974 | 2.0026 | 0.11227 | 0.21616 | 0.01167 | 0.0085892 | 6.0723 | 1.1118 | 1.6784 | 1.2685 | 0.90506 | 0.71824 | 5.9558 | 0.7258 | 1.2563
2573823 | VCUG_a | 3 | 01f_076010_393x248x546.dat | 0.0663;0.0663;0.1400 | 393;248;546 | (0.1745;68.2875;-6.4272) | 60 | 6.3535 | 49 | 81.3761 | 60 | iodine | [138] | [30] | 0 | 5 | 90 | abnormal | VUR - grade 3 | 4.4204 | 3.1204 | 13.7936 | 17.9858 | 12.6964 | 228.3554 | 1.6559e-13 | 0.10798 | 0.0006955 | 0.019878 | 2.9935 | 0.0018825 | 0.3397 | 5.1406 | 0.040442 | 0.44942 | 0.00022469 | 0.18565 | 0.037206 | 0.023696 | 0.0025037 | 0.45685 | 0.0032299 | 2.1599 | 0.12473 | 0.24006 | 0.013914 | 0.0079025 | 6.4055 | 1.1863 | 1.7924 | 1.3549 | 0.9434 | 0.7336 | 6.3427 | 0.77532 | 1.3317
2573823 | VCUG_a | 3 | 01f_076010_393x248x546.dat | 0.0663;0.0663;0.1400 | 393;248;546 | (0.1745;68.2875;-6.4272) | 80 | 2.9 | 44 | 81.3761 | 60 | iodine | [138] | [30] | 0 | 5 | 90 | abnormal | VUR - grade 3 | 4.4204 | 3.1204 | 13.7936 | 17.9858 | 12.6964 | 228.3554 | 2.3911e-13 | 0.059131 | 0.00040127 | 0.0097774 | 1.8954 | 0.00047028 | 0.17583 | 3.1873 | 0.020262 | 0.24463 | 0.00027084 | 0.096164 | 0.01946 | 0.011397 | 0.001698 | 0.23796 | 0.0017056 | 1.225 | 0.065634 | 0.1239 | 0.0073187 | 0.0041425 | 3.9841 | 0.7207 | 1.0795 | 0.8288 | 0.64216 | 0.61311 | 3.8924 | 0.47096 | 0.82459
2573823 | VCUG_a | 3 | 01f_076010_393x248x546.dat | 0.0663;0.0663;0.1400 | 393;248;546 | (0.1745;68.2875;-6.4272) | 80 | 7.702 | 57 | 81.3761 | 60 | iodine | [138] | [30] | 0 | 5 | 90 | abnormal | VUR - grade 3 | 4.4204 | 3.1204 | 13.7936 | 17.9858 | 12.6964 | 228.3554 | 1.5983e-13 | 0.14077 | 0.0010521 | 0.02652 | 3.1848 | 0.0015099 | 0.41268 | 5.4736 | 0.05486 | 0.51489 | 0.0015422 | 0.22523 | 0.0498 | 0.028957 | 0.0043206 | 0.52822 | 0.0047791 | 2.3811 | 0.15319 | 0.29523 | 0.021463 | 0.013435 | 6.7092 | 1.2969 | 1.9477 | 1.4667 | 0.97711 | 0.74102 | 6.7066 | 0.83536 | 1.4265
2573823 | VCUG_a | 3 | 01f_076010_393x248x546.dat | 0.0663;0.0663;0.1400 | 393;248;546 | (0.1745;68.2875;-6.4272) | 80 | 8.502 | 60 | 81.3761 | 60 | iodine | [138] | [30] | 0 | 5 | 90 | abnormal | VUR - grade 3 | 4.4204 | 3.1204 | 13.7936 | 17.9858 | 12.6964 | 228.3554 | 1.5587e-13 | 0.15267 | 0.0011647 | 0.029356 | 3.2957 | 0.0024641 | 0.42457 | 5.7118 | 0.060641 | 0.54736 | 0.00042676 | 0.24357 | 0.05488 | 0.034298 | 0.0040826 | 0.56274 | 0.0050296 | 2.4947 | 0.16408 | 0.3171 | 0.023793 | 0.017255 | 6.9527 | 1.3552 | 2.0328 | 1.5243 | 1.0008 | 0.74865 | 6.9681 | 0.86986 | 1.4854
2573823 | VCUG_a | 3 | 01f_076010_393x248x546.dat | 0.0663;0.0663;0.1400 | 393;248;546 | (0.1745;68.2875;-6.4272) | 110 | 3.9 | 52 | 81.3761 | 60 | iodine | [138] | [30] | 0 | 5 | 90 | abnormal | VUR - grade 3 | 4.4204 | 3.1204 | 13.7936 | 17.9858 | 12.6964 | 228.3554 | 2.1375e-13 | 0.081298 | 0.00068376 | 0.015153 | 2.2652 | 0.0010229 | 0.24597 | 3.8166 | 0.031865 | 0.32425 | 0.00078149 | 0.1374 | 0.029843 | 0.017578 | 0.0025959 | 0.33247 | 0.0027629 | 1.5712 | 0.091707 | 0.17794 | 0.011952 | 0.0083398 | 4.7393 | 0.89157 | 1.328 | 1.018 | 0.73486 | 0.64513 | 4.7224 | 0.57887 | 0.99622
2573823 | VCUG_a | 3 | 01f_076010_393x248x546.dat | 0.0663;0.0663;0.1400 | 393;248;546 | (0.1745;68.2875;-6.4272) | 110 | 7.85 | 62 | 81.3761 | 60 | iodine | [138] | [30] | 0 | 5 | 90 | abnormal | VUR - grade 3 | 4.4204 | 3.1204 | 13.7936 | 17.9858 | 12.6964 | 228.3554 | 1.707e-13 | 0.14151 | 0.0011652 | 0.025429 | 3.0709 | 0.0033905 | 0.39763 | 5.3502 | 0.05541 | 0.49182 | 0.00068133 | 0.22056 | 0.050909 | 0.033602 | 0.0049985 | 0.50824 | 0.0054885 | 2.2979 | 0.15018 | 0.28683 | 0.022315 | 0.012918 | 6.4436 | 1.2553 | 1.8662 | 1.4178 | 0.94115 | 0.71975 | 6.4565 | 0.80599 | 1.3818
2573823 | VCUG_a | 3 | 01f_076010_393x248x546.dat | 0.0663;0.0663;0.1400 | 393;248;546 | (0.1745;68.2875;-6.4272) | 110 | 9.9905 | 69 | 81.3761 | 60 | iodine | [138] | [30] | 0 | 5 | 90 | abnormal | VUR - grade 3 | 4.4204 | 3.1204 | 13.7936 | 17.9858 | 12.6964 | 228.3554 | 1.6503e-13 | 0.163 | 0.0014513 | 0.032492 | 3.2804 | 0.0030522 | 0.45514 | 5.7491 | 0.067819 | 0.55259 | 0.0024879 | 0.25441 | 0.060796 | 0.038822 | 0.0057465 | 0.57434 | 0.006316 | 2.531 | 0.17362 | 0.33035 | 0.027087 | 0.020243 | 6.8656 | 1.3663 | 2.0202 | 1.5315 | 0.98607 | 0.72995 | 6.9104 | 0.87067 | 1.4876
2573823 | VCUG_a | 4 | 01f_076010_393x248x546.dat | 0.0663;0.0663;0.1400 | 393;248;546 | (0.1745;68.2875;-6.4272) | 60 | 2.5 | 38 | 81.3761 | 60 | iodine | [138] | [50] | 0 | 5 | 90 | abnormal | VUR - grade 3 | 4.4204 | 3.1204 | 13.7936 | 17.9858 | 12.6964 | 228.3554 | 2.6707e-13 | 0.038031 | 0.00021276 | 0.0050481 | 1.6231 | 0.00037062 | 0.1164 | 2.6742 | 0.011098 | 0.18051 | 0.00096551 | 0.064825 | 0.011276 | 0.006113 | 0.00065597 | 0.17365 | 0.0010091 | 0.9627 | 0.043902 | 0.085194 | 0.0039248 | 0.00252 | 3.3101 | 0.59314 | 0.88763 | 0.68077 | 0.57312 | 0.58769 | 3.2758 | 0.3893 | 0.68888
2573823 | VCUG_a | 4 | 01f_076010_393x248x546.dat | 0.0663;0.0663;0.1400 | 393;248;546 | (0.1745;68.2875;-6.4272) | 60 | 5.7448 | 47 | 81.3761 | 60 | iodine | [138] | [50] | 0 | 5 | 90 | abnormal | VUR - grade 3 | 4.4204 | 3.1204 | 13.7936 | 17.9858 | 12.6964 | 228.3554 | 1.7343e-13 | 0.10189 | 0.00060504 | 0.017503 | 2.8282 | 0.0009547 | 0.30795 | 4.8623 | 0.034561 | 0.40749 | 0.0020324 | 0.16536 | 0.032809 | 0.019931 | 0.0024667 | 0.41215 | 0.002446 | 1.9912 | 0.11182 | 0.21531 | 0.011678 | 0.008584 | 5.9581 | 1.1102 | 1.676 | 1.2663 | 0.90287 | 0.717 | 6.0043 | 0.72873 | 1.2509
2573823 | VCUG_a | 4 | 01f_076010_393x248x546.dat | 0.0663;0.0663;0.1400 | 393;248;546 | (0.1745;68.2875;-6.4272) | 60 | 6.3535 | 49 | 81.3761 | 60 | iodine | [138] | [50] | 0 | 5 | 90 | abnormal | VUR - grade 3 | 4.4204 | 3.1204 | 13.7936 | 17.9858 | 12.6964 | 228.3554 | 1.6559e-13 | 0.1076 | 0.00069279 | 0.019604 | 2.9883 | 0.0017993 | 0.33662 | 5.1196 | 0.040223 | 0.44809 | 0.00022469 | 0.18482 | 0.037089 | 0.023642 | 0.0026108 | 0.45547 | 0.0031898 | 2.1478 | 0.1244 | 0.23908 | 0.013918 | 0.0079001 | 6.2926 | 1.1845 | 1.7897 | 1.352 | 0.94122 | 0.73255 | 6.4007 | 0.77889 | 1.3249
2573823 | VCUG_a | 4 | 01f_076010_393x248x546.dat | 0.0663;0.0663;0.1400 | 393;248;546 | (0.1745;68.2875;-6.4272) | 80 | 2.9 | 44 | 81.3761 | 60 | iodine | [138] | [50] | 0 | 5 | 90 | abnormal | VUR - grade 3 | 4.4204 | 3.1204 | 13.7936 | 17.9858 | 12.6964 | 228.3554 | 2.3911e-13 | 0.059089 | 0.00040291 | 0.0096264 | 1.8922 | 0.00045953 | 0.17459 | 3.156 | 0.020208 | 0.24407 | 0.00027084 | 0.095821 | 0.019428 | 0.011123 | 0.001587 | 0.23737 | 0.0016911 | 1.2183 | 0.065492 | 0.12336 | 0.0072698 | 0.0040159 | 3.8967 | 0.71979 | 1.0782 | 0.82766 | 0.64093 | 0.6127 | 3.909 | 0.47183 | 0.81806
2573823 | VCUG_a | 4 | 01f_076010_393x248x546.dat | 0.0663;0.0663;0.1400 | 393;248;546 | (0.1745;68.2875;-6.4272) | 80 | 7.702 | 57 | 81.3761 | 60 | iodine | [138] | [50] | 0 | 5 | 90 | abnormal | VUR - grade 3 | 4.4204 | 3.1204 | 13.7936 | 17.9858 | 12.6964 | 228.3554 | 1.5983e-13 | 0.13998 | 0.0010448 | 0.026377 | 3.1782 | 0.0015316 | 0.41085 | 5.4429 | 0.05464 | 0.51334 | 0.0015422 | 0.22434 | 0.049655 | 0.029034 | 0.0040538 | 0.52668 | 0.0047546 | 2.3681 | 0.15253 | 0.29403 | 0.021319 | 0.013453 | 6.6216 | 1.2948 | 1.9446 | 1.4638 | 0.97479 | 0.74004 | 6.758 | 0.83842 | 1.4196
2573823 | VCUG_a | 4 | 01f_076010_393x248x546.dat | 0.0663;0.0663;0.1400 | 393;248;546 | (0.1745;68.2875;-6.4272) | 80 | 8.502 | 60 | 81.3761 | 60 | iodine | [138] | [50] | 0 | 5 | 90 | abnormal | VUR - grade 3 | 4.4204 | 3.1204 | 13.7936 | 17.9858 | 12.6964 | 228.3554 | 1.5587e-13 | 0.15254 | 0.0011615 | 0.029 | 3.2911 | 0.0025966 | 0.42343 | 5.6723 | 0.060338 | 0.54583 | 0.00042676 | 0.24262 | 0.054688 | 0.034 | 0.0041959 | 0.56035 | 0.005015 | 2.4811 | 0.16314 | 0.31596 | 0.023671 | 0.017396 | 6.8661 | 1.3529 | 2.0293 | 1.521 | 0.99834 | 0.74758 | 7.0213 | 0.8731 | 1.478
2573823 | VCUG_a | 4 | 01f_076010_393x248x546.dat | 0.0663;0.0663;0.1400 | 393;248;546 | (0.1745;68.2875;-6.4272) | 110 | 3.9 | 52 | 81.3761 | 60 | iodine | [138] | [50] | 0 | 5 | 90 | abnormal | VUR - grade 3 | 4.4204 | 3.1204 | 13.7936 | 17.9858 | 12.6964 | 228.3554 | 2.1375e-13 | 0.080516 | 0.00067992 | 0.015248 | 2.2628 | 0.0011604 | 0.2457 | 3.8037 | 0.03161 | 0.32354 | 0.00054097 | 0.1369 | 0.029767 | 0.017661 | 0.002598 | 0.33176 | 0.0027461 | 1.5636 | 0.091511 | 0.17749 | 0.011907 | 0.0080685 | 4.6576 | 0.8904 | 1.3262 | 1.0149 | 0.73345 | 0.64447 | 4.7351 | 0.57931 | 0.99145
2573823 | VCUG_a | 4 | 01f_076010_393x248x546.dat | 0.0663;0.0663;0.1400 | 393;248;546 | (0.1745;68.2875;-6.4272) | 110 | 7.85 | 62 | 81.3761 | 60 | iodine | [138] | [50] | 0 | 5 | 90 | abnormal | VUR - grade 3 | 4.4204 | 3.1204 | 13.7936 | 17.9858 | 12.6964 | 228.3554 | 1.707e-13 | 0.14061 | 0.001159 | 0.025034 | 3.0656 | 0.0033812 | 0.3972 | 5.3087 | 0.055154 | 0.49037 | 0.00068133 | 0.2199 | 0.050755 | 0.033417 | 0.0046896 | 0.50642 | 0.0054627 | 2.2872 | 0.14978 | 0.28598 | 0.022282 | 0.012585 | 6.3657 | 1.2535 | 1.8633 | 1.4162 | 0.93928 | 0.71903 | 6.5028 | 0.80886 | 1.3746
2573823 | VCUG_a | 4 | 01f_076010_393x248x546.dat | 0.0663;0.0663;0.1400 | 393;248;546 | (0.1745;68.2875;-6.4272) | 110 | 9.9905 | 69 | 81.3761 | 60 | iodine | [138] | [50] | 0 | 5 | 90 | abnormal | VUR - grade 3 | 4.4204 | 3.1204 | 13.7936 | 17.9858 | 12.6964 | 228.3554 | 1.6503e-13 | 0.16233 | 0.001443 | 0.031804 | 3.2763 | 0.003038 | 0.45519 | 5.7059 | 0.067674 | 0.55069 | 0.00081054 | 0.25352 | 0.060591 | 0.038921 | 0.0057615 | 0.57297 | 0.0062123 | 2.5201 | 0.17289 | 0.32997 | 0.026857 | 0.019796 | 6.8147 | 1.3639 | 2.0168 | 1.5282 | 0.98388 | 0.72905 | 6.9474 | 0.87276 | 1.4813
2573823 | VCUG_a | 5 | 01f_076010_393x248x546.dat | 0.0663;0.0663;0.1400 | 393;248;546 | (-0.1549;69.7747;-4.0074) | 60 | 2.5 | 38 | 82.0179 | 60 | iodine | [138] | [50] | 0 | 5 | 90 | abnormal | VUR - grade 3 | 6.2672 | 4.4337 | 27.787 | 25.7011 | 18.1822 | 467.3026 | 2.7143e-13 | 0.087671 | 0.00034831 | 0.011531 | 1.218 | 0.0012767 | 0.28362 | 1.0791 | 0.026823 | 0.71439 | 0.00023576 | 0.14982 | 0.026249 | 0.013598 | 0.0020579 | 0.79194 | 0.0020108 | 1.1612 | 0.13934 | 0.27586 | 0.0079061 | 0.0044895 | 1.3726 | 0.34477 | 0.50268 | 0.95183 | 0.29594 | 0.60704 | 1.4835 | 0.3586 | 0.42727
2573823 | VCUG_a | 5 | 01f_076010_393x248x546.dat | 0.0663;0.0663;0.1400 | 393;248;546 | (-0.1549;69.7747;-4.0074) | 60 | 5.7448 | 47 | 82.0179 | 60 | iodine | [138] | [50] | 0 | 5 | 90 | abnormal | VUR - grade 3 | 6.2672 | 4.4337 | 27.787 | 25.7011 | 18.1822 | 467.3026 | 1.7625e-13 | 0.20733 | 0.00095972 | 0.035269 | 2.1714 | 0.0022771 | 0.60987 | 2.1766 | 0.072318 | 1.258 | 0.0023447 | 0.33654 | 0.067013 | 0.040321 | 0.0056314 | 1.3994 | 0.004959 | 2.1801 | 0.29273 | 0.56483 | 0.022697 | 0.013307 | 2.6275 | 0.66401 | 0.98063 | 1.5482 | 0.47994 | 0.71392 | 2.6911 | 0.64148 | 0.80912
2573823 | VCUG_a | 5 | 01f_076010_393x248x546.dat | 0.0663;0.0663;0.1400 | 393;248;546 | (-0.1549;69.7747;-4.0074) | 60 | 6.3535 | 49 | 82.0179 | 60 | iodine | [138] | [50] | 0 | 5 | 90 | abnormal | VUR - grade 3 | 6.2672 | 4.4337 | 27.787 | 25.7011 | 18.1822 | 467.3026 | 1.6829e-13 | 0.22073 | 0.0011051 | 0.038907 | 2.2934 | 0.0025548 | 0.68122 | 2.3487 | 0.080767 | 1.3292 | 0 | 0.36843 | 0.074884 | 0.044702 | 0.006858 | 1.4829 | 0.0056874 | 2.3192 | 0.3166 | 0.61443 | 0.026325 | 0.020191 | 2.79 | 0.71183 | 1.0526 | 1.6256 | 0.50216 | 0.72485 | 2.8438 | 0.68072 | 0.86437
2573823 | VCUG_a | 5 | 01f_076010_393x248x546.dat | 0.0663;0.0663;0.1400 | 393;248;546 | (-0.1549;69.7747;-4.0074) | 80 | 2.9 | 44 | 82.0179 | 60 | iodine | [138] | [50] | 0 | 5 | 90 | abnormal | VUR - grade 3 | 6.2672 | 4.4337 | 27.787 | 25.7011 | 18.1822 | 467.3026 | 2.4302e-13 | 0.11902 | 0.00059135 | 0.019177 | 1.4391 | 0.0012753 | 0.36939 | 1.3643 | 0.041635 | 0.83446 | 0.0011742 | 0.20089 | 0.038965 | 0.023494 | 0.0035326 | 0.92404 | 0.0031279 | 1.3962 | 0.17825 | 0.34479 | 0.013286 | 0.0077772 | 1.6665 | 0.42568 | 0.62263 | 1.0809 | 0.33521 | 0.62561 | 1.7848 | 0.42557 | 0.5208
2573823 | VCUG_a | 5 | 01f_076010_393x248x546.dat | 0.0663;0.0663;0.1400 | 393;248;546 | (-0.1549;69.7747;-4.0074) | 80 | 7.702 | 57 | 82.0179 | 60 | iodine | [138] | [50] | 0 | 5 | 90 | abnormal | VUR - grade 3 | 6.2672 | 4.4337 | 27.787 | 25.7011 | 18.1822 | 467.3026 | 1.6244e-13 | 0.26792 | 0.0016191 | 0.043965 | 2.437 | 0.004626 | 0.75204 | 2.5567 | 0.10056 | 1.4021 | 0.00036394 | 0.42146 | 0.091266 | 0.056318 | 0.0084562 | 1.5451 | 0.008096 | 2.4952 | 0.34641 | 0.67207 | 0.035625 | 0.022673 | 3.0113 | 0.7871 | 1.1582 | 1.7051 | 0.52475 | 0.72682 | 3.0708 | 0.72908 | 0.93521
2573823 | VCUG_a | 5 | 01f_076010_393x248x546.dat | 0.0663;0.0663;0.1400 | 393;248;546 | (-0.1549;69.7747;-4.0074) | 80 | 8.502 | 60 | 82.0179 | 60 | iodine | [138] | [50] | 0 | 5 | 90 | abnormal | VUR - grade 3 | 6.2672 | 4.4337 | 27.787 | 25.7011 | 18.1822 | 467.3026 | 1.5842e-13 | 0.29167 | 0.0017964 | 0.053227 | 2.5195 | 0.0043633 | 0.81191 | 2.7056 | 0.10972 | 1.4478 | 0.00063213 | 0.44709 | 0.098494 | 0.061473 | 0.0086317 | 1.5938 | 0.0091941 | 2.598 | 0.36368 | 0.70858 | 0.039354 | 0.02159 | 3.1425 | 0.82551 | 1.2138 | 1.756 | 0.5394 | 0.73143 | 3.2107 | 0.75994 | 0.97875
2573823 | VCUG_a | 5 | 01f_076010_393x248x546.dat | 0.0663;0.0663;0.1400 | 393;248;546 | (-0.1549;69.7747;-4.0074) | 110 | 3.9 | 52 | 82.0179 | 60 | iodine | [138] | [50] | 0 | 5 | 90 | abnormal | VUR - grade 3 | 6.2672 | 4.4337 | 27.787 | 25.7011 | 18.1822 | 467.3026 | 2.1724e-13 | 0.16519 | 0.0010148 | 0.029224 | 1.7275 | 0.0025799 | 0.5016 | 1.7363 | 0.06112 | 0.98944 | 0.0014957 | 0.26848 | 0.055463 | 0.03322 | 0.0045916 | 1.0863 | 0.0050772 | 1.7186 | 0.2247 | 0.43908 | 0.021397 | 0.011491 | 2.0516 | 0.53383 | 0.7777 | 1.2606 | 0.38845 | 0.65153 | 2.1486 | 0.51275 | 0.6436
2573823 | VCUG_a | 5 | 01f_076010_393x248x546.dat | 0.0663;0.0663;0.1400 | 393;248;546 | (-0.1549;69.7747;-4.0074) | 110 | 7.85 | 62 | 82.0179 | 60 | iodine | [138] | [50] | 0 | 5 | 90 | abnormal | VUR - grade 3 | 6.2672 | 4.4337 | 27.787 | 25.7011 | 18.1822 | 467.3026 | 1.735e-13 | 0.26013 | 0.0017657 | 0.048174 | 2.3517 | 0.0041453 | 0.74214 | 2.4665 | 0.099879 | 1.3353 | 0.001897 | 0.40739 | 0.089816 | 0.058531 | 0.0083355 | 1.4599 | 0.0086634 | 2.4033 | 0.33015 | 0.63977 | 0.036758 | 0.025436 | 2.8972 | 0.76219 | 1.1103 | 1.6465 | 0.50627 | 0.7106 | 2.9715 | 0.70258 | 0.90248
2573823 | VCUG_a | 5 | 01f_076010_393x248x546.dat | 0.0663;0.0663;0.1400 | 393;248;546 | (-0.1549;69.7747;-4.0074) | 110 | 9.9905 | 69 | 82.0179 | 60 | iodine | [138] | [50] | 0 | 5 | 90 | abnormal | VUR - grade 3 | 6.2672 | 4.4337 | 27.787 | 25.7011 | 18.1822 | 467.3026 | 1.6776e-13 | 0.28868 | 0.0021836 | 0.057172 | 2.5184 | 0.0048723 | 0.84575 | 2.6559 | 0.11661 | 1.4177 | 0.0014195 | 0.45801 | 0.10388 | 0.068326 | 0.009056 | 1.5405 | 0.010731 | 2.5983 | 0.35691 | 0.69971 | 0.044632 | 0.030076 | 3.1185 | 0.8356 | 1.2118 | 1.7364 | 0.53414 | 0.71576 | 3.2212 | 0.75635 | 0.97541
2573823 | VCUG_a | 6 | 01f_076010_393x248x546.dat | 0.0663;0.0663;0.1400 | 393;248;546 | (0.4895;69.3997;-4.0032) | 60 | 2.5 | 38 | 81.7835 | 60 | iodine | [138] | [50] | 0 | 5 | 90 | abnormal | VUR - grade 3 | 6.3724 | 4.4697 | 28.4829 | 26.0579 | 18.2775 | 476.2729 | 2.7083e-13 | 0.088443 | 0.00032145 | 0.011392 | 1.244 | 0.00079541 | 0.4532 | 1.0501 | 0.024687 | 0.78496 | 0 | 0.31096 | 0.025444 | 0.012978 | 0.0016701 | 0.46786 | 0.0018053 | 1.1111 | 0.08536 | 0.20051 | 0.0081328 | 0.0043167 | 1.3691 | 0.34228 | 0.50009 | 0.99094 | 0.29542 | 0.59814 | 1.5083 | 0.35679 | 0.42455
2573823 | VCUG_a | 6 | 01f_076010_393x248x546.dat | 0.0663;0.0663;0.1400 | 393;248;546 | (0.4895;69.3997;-4.0032) | 60 | 5.7448 | 47 | 81.7835 | 60 | iodine | [138] | [50] | 0 | 5 | 90 | abnormal | VUR - grade 3 | 6.3724 | 4.4697 | 28.4829 | 26.0579 | 18.2775 | 476.2729 | 1.7586e-13 | 0.20487 | 0.00092428 | 0.033389 | 2.1922 | 0.0024698 | 0.92274 | 2.2442 | 0.066708 | 1.3421 | 2.2994e-05 | 0.56217 | 0.064968 | 0.03938 | 0.005424 | 0.96886 | 0.0053658 | 2.1048 | 0.19685 | 0.45306 | 0.022487 | 0.015368 | 2.6009 | 0.66033 | 0.97732 | 1.5829 | 0.47789 | 0.70399 | 2.8009 | 0.64916 | 0.81149
2573823 | VCUG_a | 6 | 01f_076010_393x248x546.dat | 0.0663;0.0663;0.1400 | 393;248;546 | (0.4895;69.3997;-4.0032) | 60 | 6.3535 | 49 | 81.7835 | 60 | iodine | [138] | [50] | 0 | 5 | 90 | abnormal | VUR - grade 3 | 6.3724 | 4.4697 | 28.4829 | 26.0579 | 18.2775 | 476.2729 | 1.6791e-13 | 0.22268 | 0.0010671 | 0.036132 | 2.3145 | 0.0033659 | 0.95307 | 2.3564 | 0.076916 | 1.412 | 0.00016997 | 0.59818 | 0.073105 | 0.042188 | 0.0048751 | 1.0403 | 0.0062683 | 2.2427 | 0.21596 | 0.49271 | 0.027341 | 0.018268 | 2.778 | 0.70824 | 1.0495 | 1.6583 | 0.50082 | 0.71416 | 2.9699 | 0.68578 | 0.86095
2573823 | VCUG_a | 6 | 01f_076010_393x248x546.dat | 0.0663;0.0663;0.1400 | 393;248;546 | (0.4895;69.3997;-4.0032) | 80 | 2.9 | 44 | 81.7835 | 60 | iodine | [138] | [50] | 0 | 5 | 90 | abnormal | VUR - grade 3 | 6.3724 | 4.4697 | 28.4829 | 26.0579 | 18.2775 | 476.2729 | 2.4248e-13 | 0.12131 | 0.00058702 | 0.018693 | 1.4589 | 0.0011733 | 0.57337 | 1.3807 | 0.038558 | 0.90639 | 0.0013139 | 0.37005 | 0.038134 | 0.024451 | 0.003181 | 0.59218 | 0.0031753 | 1.3431 | 0.11603 | 0.26796 | 0.013593 | 0.0068295 | 1.6525 | 0.42288 | 0.61987 | 1.1198 | 0.33429 | 0.61627 | 1.8232 | 0.42713 | 0.52105
2573823 | VCUG_a | 6 | 01f_076010_393x248x546.dat | 0.0663;0.0663;0.1400 | 393;248;546 | (0.4895;69.3997;-4.0032) | 80 | 7.702 | 57 | 81.7835 | 60 | iodine | [138] | [50] | 0 | 5 | 90 | abnormal | VUR - grade 3 | 6.3724 | 4.4697 | 28.4829 | 26.0579 | 18.2775 | 476.2729 | 1.6208e-13 | 0.2706 | 0.0016278 | 0.050024 | 2.4556 | 0.0041658 | 1.0283 | 2.5824 | 0.096806 | 1.4809 | 0.0012357 | 0.64272 | 0.089779 | 0.054537 | 0.0072818 | 1.1424 | 0.0084294 | 2.4156 | 0.25211 | 0.55737 | 0.034378 | 0.023288 | 2.9951 | 0.78249 | 1.1537 | 1.7273 | 0.52304 | 0.71512 | 3.1706 | 0.73419 | 0.93433
2573823 | VCUG_a | 6 | 01f_076010_393x248x546.dat | 0.0663;0.0663;0.1400 | 393;248;546 | (0.4895;69.3997;-4.0032) | 80 | 8.502 | 60 | 81.7835 | 60 | iodine | [138] | [50] | 0 | 5 | 90 | abnormal | VUR - grade 3 | 6.3724 | 4.4697 | 28.4829 | 26.0579 | 18.2775 | 476.2729 | 1.5806e-13 | 0.28978 | 0.0017973 | 0.050653 | 2.5461 | 0.0036992 | 1.0837 | 2.6869 | 0.10482 | 1.5238 | 0.0015494 | 0.66847 | 0.096677 | 0.062497 | 0.0080885 | 1.2003 | 0.0092223 | 2.5156 | 0.26766 | 0.58916 | 0.039411 | 0.027409 | 3.1398 | 0.82044 | 1.2088 | 1.785 | 0.53719 | 0.71988 | 3.2766 | 0.76298 | 0.97419
2573823 | VCUG_a | 6 | 01f_076010_393x248x546.dat | 0.0663;0.0663;0.1400 | 393;248;546 | (0.4895;69.3997;-4.0032) | 110 | 3.9 | 52 | 81.7835 | 60 | iodine | [138] | [50] | 0 | 5 | 90 | abnormal | VUR - grade 3 | 6.3724 | 4.4697 | 28.4829 | 26.0579 | 18.2775 | 476.2729 | 2.1676e-13 | 0.16455 | 0.0010265 | 0.027262 | 1.7452 | 0.0019086 | 0.66913 | 1.7237 | 0.058216 | 1.0614 | 0.0004175 | 0.447 | 0.054479 | 0.034427 | 0.004083 | 0.75835 | 0.0048482 | 1.66 | 0.15866 | 0.35354 | 0.021683 | 0.014122 | 2.0458 | 0.53028 | 0.7742 | 1.2924 | 0.3872 | 0.64131 | 2.2129 | 0.51294 | 0.64061
2573823 | VCUG_a | 6 | 01f_076010_393x248x546.dat | 0.0663;0.0663;0.1400 | 393;248;546 | (0.4895;69.3997;-4.0032) | 110 | 7.85 | 62 | 81.7835 | 60 | iodine | [138] | [50] | 0 | 5 | 90 | abnormal | VUR - grade 3 | 6.3724 | 4.4697 | 28.4829 | 26.0579 | 18.2775 | 476.2729 | 1.7312e-13 | 0.26058 | 0.0017396 | 0.047677 | 2.371 | 0.0041782 | 0.97715 | 2.5288 | 0.096686 | 1.4143 | 0.0069346 | 0.61358 | 0.088293 | 0.053733 | 0.0078421 | 1.1057 | 0.0085353 | 2.3289 | 0.24197 | 0.5337 | 0.036384 | 0.027821 | 2.8855 | 0.75739 | 1.1055 | 1.6746 | 0.50421 | 0.69956 | 3.056 | 0.70735 | 0.90432
2573823 | VCUG_a | 6 | 01f_076010_393x248x546.dat | 0.0663;0.0663;0.1400 | 393;248;546 | (0.4895;69.3997;-4.0032) | 110 | 9.9905 | 69 | 81.7835 | 60 | iodine | [138] | [50] | 0 | 5 | 90 | abnormal | VUR - grade 3 | 6.3724 | 4.4697 | 28.4829 | 26.0579 | 18.2775 | 476.2729 | 1.6738e-13 | 0.29249 | 0.0021917 | 0.056821 | 2.5449 | 0.0047621 | 1.0675 | 2.8346 | 0.11378 | 1.4897 | 0.0045751 | 0.6573 | 0.10178 | 0.065748 | 0.0084567 | 1.218 | 0.010123 | 2.5211 | 0.27493 | 0.60168 | 0.043624 | 0.027499 | 3.1126 | 0.8301 | 1.2061 | 1.7624 | 0.53162 | 0.70569 | 3.2609 | 0.75874 | 0.98782
2573823 | VCUG_a | 7 | 01f_076010_393x248x546.dat | 0.0663;0.0663;0.1400 | 393;248;546 | (0.1745;68.2875;-6.4272) | 60 | 2.5 | 38 | 81.3761 | 60 | iodine | [138] | [70] | 0 | 5 | 90 | abnormal | VUR - grade 3 | 4.4204 | 3.1204 | 13.7936 | 17.9858 | 12.6964 | 228.3554 | 2.6707e-13 | 0.037964 | 0.00021231 | 0.005014 | 1.6214 | 0.00045868 | 0.11711 | 2.6637 | 0.011071 | 0.18028 | 0.00096551 | 0.064717 | 0.011246 | 0.0061676 | 0.0007711 | 0.17332 | 0.0010082 | 0.95772 | 0.043887 | 0.08503 | 0.0039214 | 0.0024068 | 3.2223 | 0.59259 | 0.88686 | 0.67986 | 0.57235 | 0.58732 | 3.2692 | 0.38869 | 0.68415
2573823 | VCUG_a | 7 | 01f_076010_393x248x546.dat | 0.0663;0.0663;0.1400 | 393;248;546 | (0.1745;68.2875;-6.4272) | 60 | 5.7448 | 47 | 81.3761 | 60 | iodine | [138] | [70] | 0 | 5 | 90 | abnormal | VUR - grade 3 | 4.4204 | 3.1204 | 13.7936 | 17.9858 | 12.6964 | 228.3554 | 1.7343e-13 | 0.10209 | 0.0006055 | 0.017549 | 2.8236 | 0.00093999 | 0.30784 | 4.8424 | 0.034417 | 0.40648 | 0.0020324 | 0.16492 | 0.032678 | 0.019692 | 0.0026532 | 0.41176 | 0.0024399 | 1.9824 | 0.11133 | 0.21465 | 0.011619 | 0.0085886 | 5.848 | 1.1088 | 1.674 | 1.2637 | 0.90123 | 0.71638 | 5.9904 | 0.72722 | 1.2439
2573823 | VCUG_a | 7 | 01f_076010_393x248x546.dat | 0.0663;0.0663;0.1400 | 393;248;546 | (0.1745;68.2875;-6.4272) | 60 | 6.3535 | 49 | 81.3761 | 60 | iodine | [138] | [70] | 0 | 5 | 90 | abnormal | VUR - grade 3 | 4.4204 | 3.1204 | 13.7936 | 17.9858 | 12.6964 | 228.3554 | 1.6559e-13 | 0.10793 | 0.00069224 | 0.019575 | 2.9853 | 0.0017817 | 0.33589 | 5.0861 | 0.040108 | 0.44732 | 0.00022469 | 0.18436 | 0.036923 | 0.023613 | 0.0026229 | 0.45456 | 0.0031418 | 2.1384 | 0.12408 | 0.23818 | 0.013861 | 0.0078989 | 6.1815 | 1.1831 | 1.7877 | 1.3506 | 0.93929 | 0.7318 | 6.3886 | 0.77753 | 1.3169
2573823 | VCUG_a | 7 | 01f_076010_393x248x546.dat | 0.0663;0.0663;0.1400 | 393;248;546 | (0.1745;68.2875;-6.4272) | 80 | 2.9 | 44 | 81.3761 | 60 | iodine | [138] | [70] | 0 | 5 | 90 | abnormal | VUR - grade 3 | 4.4204 | 3.1204 | 13.7936 | 17.9858 | 12.6964 | 228.3554 | 2.3911e-13 | 0.05906 | 0.00040037 | 0.0095746 | 1.89 | 0.00045836 | 0.17427 | 3.1412 | 0.020107 | 0.24348 | 0.00027084 | 0.095625 | 0.019378 | 0.011104 | 0.0015886 | 0.23655 | 0.0016854 | 1.2124 | 0.065384 | 0.12304 | 0.0072794 | 0.0040159 | 3.8179 | 0.71905 | 1.0771 | 0.82625 | 0.63996 | 0.612 | 3.8947 | 0.47041 | 0.81312
2573823 | VCUG_a | 7 | 01f_076010_393x248x546.dat | 0.0663;0.0663;0.1400 | 393;248;546 | (0.1745;68.2875;-6.4272) | 80 | 7.702 | 57 | 81.3761 | 60 | iodine | [138] | [70] | 0 | 5 | 90 | abnormal | VUR - grade 3 | 4.4204 | 3.1204 | 13.7936 | 17.9858 | 12.6964 | 228.3554 | 1.5983e-13 | 0.13983 | 0.0010481 | 0.026156 | 3.1733 | 0.0015099 | 0.41167 | 5.4201 | 0.054368 | 0.51237 | 0.0015422 | 0.22374 | 0.049469 | 0.029001 | 0.0040847 | 0.52554 | 0.0047567 | 2.3579 | 0.15209 | 0.29331 | 0.021304 | 0.013192 | 6.5402 | 1.2931 | 1.942 | 1.4605 | 0.97296 | 0.73926 | 6.7398 | 0.8365 | 1.4133
2573823 | VCUG_a | 7 | 01f_076010_393x248x546.dat | 0.0663;0.0663;0.1400 | 393;248;546 | (0.1745;68.2875;-6.4272) | 80 | 8.502 | 60 | 81.3761 | 60 | iodine | [138] | [70] | 0 | 5 | 90 | abnormal | VUR - grade 3 | 4.4204 | 3.1204 | 13.7936 | 17.9858 | 12.6964 | 228.3554 | 1.5587e-13 | 0.1515 | 0.0011625 | 0.028781 | 3.2861 | 0.0024866 | 0.4212 | 5.6412 | 0.060126 | 0.54451 | 0.00042676 | 0.24197 | 0.054562 | 0.033771 | 0.0040565 | 0.55921 | 0.0050563 | 2.4716 | 0.16284 | 0.31475 | 0.023571 | 0.017422 | 6.7718 | 1.351 | 2.0265 | 1.5187 | 0.99646 | 0.74658 | 7.0188 | 0.87206 | 1.4706
2573823 | VCUG_a | 7 | 01f_076010_393x248x546.dat | 0.0663;0.0663;0.1400 | 393;248;546 | (0.1745;68.2875;-6.4272) | 110 | 3.9 | 52 | 81.3761 | 60 | iodine | [138] | [70] | 0 | 5 | 90 | abnormal | VUR - grade 3 | 4.4204 | 3.1204 | 13.7936 | 17.9858 | 12.6964 | 228.3554 | 2.1375e-13 | 0.080788 | 0.00068011 | 0.015374 | 2.2596 | 0.0010381 | 0.24357 | 3.7926 | 0.031526 | 0.32285 | 0.00054097 | 0.13651 | 0.029635 | 0.017329 | 0.0026198 | 0.33075 | 0.0027705 | 1.5576 | 0.091291 | 0.17707 | 0.01178 | 0.0082378 | 4.5693 | 0.88929 | 1.3247 | 1.014 | 0.73224 | 0.64401 | 4.7313 | 0.57852 | 0.98632
2573823 | VCUG_a | 7 | 01f_076010_393x248x546.dat | 0.0663;0.0663;0.1400 | 393;248;546 | (0.1745;68.2875;-6.4272) | 110 | 7.85 | 62 | 81.3761 | 60 | iodine | [138] | [70] | 0 | 5 | 90 | abnormal | VUR - grade 3 | 4.4204 | 3.1204 | 13.7936 | 17.9858 | 12.6964 | 228.3554 | 1.707e-13 | 0.14037 | 0.0011563 | 0.025196 | 3.0622 | 0.0033613 | 0.39586 | 5.2722 | 0.054967 | 0.48934 | 0.00068133 | 0.21927 | 0.050687 | 0.033771 | 0.0048151 | 0.50548 | 0.0054599 | 2.2781 | 0.14938 | 0.28574 | 0.022226 | 0.012627 | 6.2784 | 1.2519 | 1.861 | 1.4121 | 0.93757 | 0.71806 | 6.4981 | 0.80779 | 1.3674
2573823 | VCUG_a | 7 | 01f_076010_393x248x546.dat | 0.0663;0.0663;0.1400 | 393;248;546 | (0.1745;68.2875;-6.4272) | 110 | 9.9905 | 69 | 81.3761 | 60 | iodine | [138] | [70] | 0 | 5 | 90 | abnormal | VUR - grade 3 | 4.4204 | 3.1204 | 13.7936 | 17.9858 | 12.6964 | 228.3554 | 1.6503e-13 | 0.16186 | 0.0014409 | 0.031872 | 3.2717 | 0.0030622 | 0.45479 | 5.68 | 0.067535 | 0.54966 | 0.00081054 | 0.25283 | 0.060482 | 0.038484 | 0.0059026 | 0.57103 | 0.0062796 | 2.5105 | 0.17271 | 0.32893 | 0.027305 | 0.019589 | 6.731 | 1.3621 | 2.0141 | 1.5268 | 0.98221 | 0.72794 | 6.9558 | 0.87289 | 1.4749
2573823 | VCUG_a | 8 | 01f_076010_393x248x546.dat | 0.0663;0.0663;0.1400 | 393;248;546 | (0.1745;68.2875;-6.4272) | 60 | 2.5 | 38 | 81.3761 | 60 | iodine | [138] | [100] | 0 | 5 | 90 | abnormal | VUR - grade 3 | 4.4204 | 3.1204 | 13.7936 | 17.9858 | 12.6964 | 228.3554 | 2.6707e-13 | 0.03781 | 0.00021279 | 0.0051945 | 1.6184 | 0.00036649 | 0.11649 | 2.6549 | 0.011029 | 0.17997 | 0.00096551 | 0.064552 | 0.01125 | 0.0060856 | 0.00065597 | 0.17278 | 0.0010071 | 0.95326 | 0.043808 | 0.084726 | 0.0039233 | 0.0024068 | 3.1281 | 0.59201 | 0.88604 | 0.67934 | 0.57148 | 0.58698 | 3.2526 | 0.38715 | 0.67903
2573823 | VCUG_a | 8 | 01f_076010_393x248x546.dat | 0.0663;0.0663;0.1400 | 393;248;546 | (0.1745;68.2875;-6.4272) | 60 | 5.7448 | 47 | 81.3761 | 60 | iodine | [138] | [100] | 0 | 5 | 90 | abnormal | VUR - grade 3 | 4.4204 | 3.1204 | 13.7936 | 17.9858 | 12.6964 | 228.3554 | 1.7343e-13 | 0.10177 | 0.00060239 | 0.017044 | 2.8184 | 0.00094997 | 0.30675 | 4.7939 | 0.034349 | 0.40545 | 0.0020324 | 0.16446 | 0.0326 | 0.019607 | 0.0024928 | 0.41073 | 0.0024274 | 1.971 | 0.11126 | 0.21384 | 0.011604 | 0.008584 | 5.6745 | 1.1074 | 1.672 | 1.2612 | 0.89929 | 0.71548 | 5.9679 | 0.72485 | 1.2318
2573823 | VCUG_a | 8 | 01f_076010_393x248x546.dat | 0.0663;0.0663;0.1400 | 393;248;546 | (0.1745;68.2875;-6.4272) | 60 | 6.3535 | 49 | 81.3761 | 60 | iodine | [138] | [100] | 0 | 5 | 90 | abnormal | VUR - grade 3 | 4.4204 | 3.1204 | 13.7936 | 17.9858 | 12.6964 | 228.3554 | 1.6559e-13 | 0.10723 | 0.00069073 | 0.019613 | 2.9779 | 0.0019167 | 0.33442 | 5.0356 | 0.039953 | 0.44598 | 0.00022469 | 0.18376 | 0.036863 | 0.023495 | 0.002501 | 0.4532 | 0.0031823 | 2.1264 | 0.12376 | 0.23744 | 0.013848 | 0.0078971 | 6.0072 | 1.1815 | 1.7853 | 1.3467 | 0.93721 | 0.73065 | 6.3946 | 0.77715 | 1.3046
2573823 | VCUG_a | 8 | 01f_076010_393x248x546.dat | 0.0663;0.0663;0.1400 | 393;248;546 | (0.1745;68.2875;-6.4272) | 80 | 2.9 | 44 | 81.3761 | 60 | iodine | [138] | [100] | 0 | 5 | 90 | abnormal | VUR - grade 3 | 4.4204 | 3.1204 | 13.7936 | 17.9858 | 12.6964 | 228.3554 | 2.3911e-13 | 0.059043 | 0.00039858 | 0.0095671 | 1.8867 | 0.00045836 | 0.17409 | 3.1226 | 0.020048 | 0.2429 | 0.00027084 | 0.095336 | 0.01932 | 0.011036 | 0.0017953 | 0.23599 | 0.0016775 | 1.206 | 0.065179 | 0.12257 | 0.0072677 | 0.0040159 | 3.7185 | 0.71813 | 1.0758 | 0.82496 | 0.63881 | 0.61159 | 3.8806 | 0.46904 | 0.8069
2573823 | VCUG_a | 8 | 01f_076010_393x248x546.dat | 0.0663;0.0663;0.1400 | 393;248;546 | (0.1745;68.2875;-6.4272) | 80 | 7.702 | 57 | 81.3761 | 60 | iodine | [138] | [100] | 0 | 5 | 90 | abnormal | VUR - grade 3 | 4.4204 | 3.1204 | 13.7936 | 17.9858 | 12.6964 | 228.3554 | 1.5983e-13 | 0.13945 | 0.0010464 | 0.025929 | 3.1662 | 0.0015302 | 0.41292 | 5.4148 | 0.054176 | 0.51128 | 0.0015422 | 0.22297 | 0.049338 | 0.0289 | 0.0040924 | 0.52351 | 0.0047664 | 2.3445 | 0.15188 | 0.29208 | 0.021194 | 0.012985 | 6.3901 | 1.291 | 1.9389 | 1.4569 | 0.97059 | 0.73812 | 6.7354 | 0.8355 | 1.4054
2573823 | VCUG_a | 8 | 01f_076010_393x248x546.dat | 0.0663;0.0663;0.1400 | 393;248;546 | (0.1745;68.2875;-6.4272) | 80 | 8.502 | 60 | 81.3761 | 60 | iodine | [138] | [100] | 0 | 5 | 90 | abnormal | VUR - grade 3 | 4.4204 | 3.1204 | 13.7936 | 17.9858 | 12.6964 | 228.3554 | 1.5587e-13 | 0.15115 | 0.0011632 | 0.02902 | 3.2777 | 0.0024641 | 0.41857 | 5.6284 | 0.059812 | 0.54342 | 0.00042676 | 0.24114 | 0.054428 | 0.034173 | 0.0039533 | 0.55687 | 0.0050057 | 2.458 | 0.16216 | 0.31332 | 0.023478 | 0.017055 | 6.6338 | 1.3487 | 2.0231 | 1.5153 | 0.99391 | 0.74546 | 6.9828 | 0.86834 | 1.462
2573823 | VCUG_a | 8 | 01f_076010_393x248x546.dat | 0.0663;0.0663;0.1400 | 393;248;546 | (0.1745;68.2875;-6.4272) | 110 | 3.9 | 52 | 81.3761 | 60 | iodine | [138] | [100] | 0 | 5 | 90 | abnormal | VUR - grade 3 | 4.4204 | 3.1204 | 13.7936 | 17.9858 | 12.6964 | 228.3554 | 2.1375e-13 | 0.080764 | 0.00067969 | 0.015376 | 2.2544 | 0.0010513 | 0.24505 | 3.7707 | 0.031377 | 0.32208 | 0.00054097 | 0.13608 | 0.029571 | 0.017465 | 0.0026345 | 0.32964 | 0.0027527 | 1.5495 | 0.090982 | 0.17621 | 0.011709 | 0.0080685 | 4.4669 | 0.88808 | 1.3229 | 1.0122 | 0.73079 | 0.64339 | 4.7061 | 0.5763 | 0.97928
2573823 | VCUG_a | 8 | 01f_076010_393x248x546.dat | 0.0663;0.0663;0.1400 | 393;248;546 | (0.1745;68.2875;-6.4272) | 110 | 7.85 | 62 | 81.3761 | 60 | iodine | [138] | [100] | 0 | 5 | 90 | abnormal | VUR - grade 3 | 4.4204 | 3.1204 | 13.7936 | 17.9858 | 12.6964 | 228.3554 | 1.707e-13 | 0.13939 | 0.0011533 | 0.025354 | 3.054 | 0.0033613 | 0.39343 | 5.2619 | 0.05471 | 0.48794 | 0.00068133 | 0.21853 | 0.050514 | 0.033765 | 0.0047971 | 0.50412 | 0.0055117 | 2.2665 | 0.14885 | 0.28398 | 0.022096 | 0.012834 | 6.146 | 1.2499 | 1.8581 | 1.4093 | 0.93545 | 0.71724 | 6.4389 | 0.80236 | 1.3592
2573823 | VCUG_a | 8 | 01f_076010_393x248x546.dat | 0.0663;0.0663;0.1400 | 393;248;546 | (0.1745;68.2875;-6.4272) | 110 | 9.9905 | 69 | 81.3761 | 60 | iodine | [138] | [100] | 0 | 5 | 90 | abnormal | VUR - grade 3 | 4.4204 | 3.1204 | 13.7936 | 17.9858 | 12.6964 | 228.3554 | 1.6503e-13 | 0.16091 | 0.0014393 | 0.03201 | 3.2643 | 0.0030396 | 0.45222 | 5.667 | 0.067262 | 0.54823 | 0.00081054 | 0.25198 | 0.060295 | 0.038468 | 0.0058116 | 0.56918 | 0.0062505 | 2.4975 | 0.1722 | 0.32715 | 0.026884 | 0.01989 | 6.5941 | 1.3598 | 2.0108 | 1.5221 | 0.97991 | 0.72684 | 6.9346 | 0.87013 | 1.4666
2573823 | VCUG_a | 9 | 01f_076010_393x248x546.dat | 0.0663;0.0663;0.1400 | 393;248;546 | (-0.1549;69.7747;-4.0074) | 60 | 2.5 | 38 | 82.0179 | 60 | iodine | [138] | [100] | 1 | 10 | 90 | abnormal | VUR - grade 3 | 6.2672 | 4.4337 | 27.787 | 25.7011 | 18.1822 | 467.3026 | 2.7143e-13 | 0.087771 | 0.00034808 | 0.01152 | 1.2162 | 0.0012767 | 0.28283 | 1.0715 | 0.026818 | 0.71417 | 0.00023576 | 0.1497 | 0.026228 | 0.013558 | 0.0020579 | 0.79172 | 0.0020108 | 1.1584 | 0.13929 | 0.27568 | 0.0079087 | 0.0044895 | 1.3118 | 0.34416 | 0.50183 | 0.95103 | 0.29533 | 0.60677 | 1.4641 | 0.35692 | 0.4237
2573823 | VCUG_a | 9 | 01f_076010_393x248x546.dat | 0.0663;0.0663;0.1400 | 393;248;546 | (-0.1549;69.7747;-4.0074) | 60 | 5.7448 | 47 | 82.0179 | 60 | iodine | [138] | [100] | 1 | 10 | 90 | abnormal | VUR - grade 3 | 6.2672 | 4.4337 | 27.787 | 25.7011 | 18.1822 | 467.3026 | 1.7625e-13 | 0.20765 | 0.00095869 | 0.035123 | 2.1665 | 0.0022771 | 0.61016 | 2.1523 | 0.072227 | 1.2575 | 0.0023447 | 0.33617 | 0.066956 | 0.040314 | 0.0055541 | 1.3984 | 0.0049577 | 2.1736 | 0.29266 | 0.5644 | 0.022665 | 0.013292 | 2.508 | 0.66242 | 0.97838 | 1.5462 | 0.47853 | 0.71326 | 2.6759 | 0.63997 | 0.80131
2573823 | VCUG_a | 9 | 01f_076010_393x248x546.dat | 0.0663;0.0663;0.1400 | 393;248;546 | (-0.1549;69.7747;-4.0074) | 60 | 6.3535 | 49 | 82.0179 | 60 | iodine | [138] | [100] | 1 | 10 | 90 | abnormal | VUR - grade 3 | 6.2672 | 4.4337 | 27.787 | 25.7011 | 18.1822 | 467.3026 | 1.6829e-13 | 0.22057 | 0.0011032 | 0.038383 | 2.2887 | 0.0025548 | 0.67914 | 2.3357 | 0.080619 | 1.3284 | 0 | 0.3681 | 0.074813 | 0.044881 | 0.0067801 | 1.4821 | 0.0056825 | 2.3113 | 0.31639 | 0.61342 | 0.026212 | 0.019832 | 2.6733 | 0.71006 | 1.05 | 1.6231 | 0.50066 | 0.72416 | 2.8135 | 0.67778 | 0.85728
2573823 | VCUG_a | 9 | 01f_076010_393x248x546.dat | 0.0663;0.0663;0.1400 | 393;248;546 | (-0.1549;69.7747;-4.0074) | 80 | 2.9 | 44 | 82.0179 | 60 | iodine | [138] | [100] | 1 | 10 | 90 | abnormal | VUR - grade 3 | 6.2672 | 4.4337 | 27.787 | 25.7011 | 18.1822 | 467.3026 | 2.4302e-13 | 0.11919 | 0.00059094 | 0.019089 | 1.4357 | 0.0012753 | 0.3684 | 1.3526 | 0.041581 | 0.83392 | 0.0011742 | 0.20068 | 0.038927 | 0.023503 | 0.0035361 | 0.92355 | 0.0031125 | 1.3922 | 0.17817 | 0.34444 | 0.013275 | 0.0077772 | 1.5894 | 0.42478 | 0.62135 | 1.08 | 0.33439 | 0.62524 | 1.7778 | 0.42475 | 0.51609
2573823 | VCUG_a | 9 | 01f_076010_393x248x546.dat | 0.0663;0.0663;0.1400 | 393;248;546 | (-0.1549;69.7747;-4.0074) | 80 | 7.702 | 57 | 82.0179 | 60 | iodine | [138] | [100] | 1 | 10 | 90 | abnormal | VUR - grade 3 | 6.2672 | 4.4337 | 27.787 | 25.7011 | 18.1822 | 467.3026 | 1.6244e-13 | 0.26759 | 0.0016175 | 0.044002 | 2.4315 | 0.0047499 | 0.75235 | 2.5332 | 0.10049 | 1.4012 | 0.00036394 | 0.42088 | 0.091149 | 0.056268 | 0.008623 | 1.5439 | 0.0080548 | 2.4866 | 0.3462 | 0.67158 | 0.035599 | 0.022676 | 2.883 | 0.78497 | 1.1552 | 1.7025 | 0.52294 | 0.7258 | 3.0463 | 0.72672 | 0.92686
2573823 | VCUG_a | 9 | 01f_076010_393x248x546.dat | 0.0663;0.0663;0.1400 | 393;248;546 | (-0.1549;69.7747;-4.0074) | 80 | 8.502 | 60 | 82.0179 | 60 | iodine | [138] | [100] | 1 | 10 | 90 | abnormal | VUR - grade 3 | 6.2672 | 4.4337 | 27.787 | 25.7011 | 18.1822 | 467.3026 | 1.5842e-13 | 0.29136 | 0.0017941 | 0.053057 | 2.5139 | 0.0043729 | 0.80844 | 2.6795 | 0.10957 | 1.4466 | 0.00063213 | 0.44645 | 0.098456 | 0.061597 | 0.0088091 | 1.5921 | 0.0091253 | 2.5891 | 0.36353 | 0.70763 | 0.039301 | 0.021749 | 3.0153 | 0.82317 | 1.2104 | 1.753 | 0.53739 | 0.7306 | 3.2055 | 0.75865 | 0.97027
2573823 | VCUG_a | 9 | 01f_076010_393x248x546.dat | 0.0663;0.0663;0.1400 | 393;248;546 | (-0.1549;69.7747;-4.0074) | 110 | 3.9 | 52 | 82.0179 | 60 | iodine | [138] | [100] | 1 | 10 | 90 | abnormal | VUR - grade 3 | 6.2672 | 4.4337 | 27.787 | 25.7011 | 18.1822 | 467.3026 | 2.1724e-13 | 0.16454 | 0.0010137 | 0.029369 | 1.7242 | 0.0025799 | 0.50027 | 1.7163 | 0.061028 | 0.98893 | 0.0014957 | 0.26811 | 0.055444 | 0.03326 | 0.0045916 | 1.0855 | 0.0050805 | 1.7135 | 0.22449 | 0.43858 | 0.021319 | 0.011307 | 1.9675 | 0.53257 | 0.77591 | 1.2591 | 0.38734 | 0.65103 | 2.1361 | 0.51132 | 0.63782
2573823 | VCUG_a | 9 | 01f_076010_393x248x546.dat | 0.0663;0.0663;0.1400 | 393;248;546 | (-0.1549;69.7747;-4.0074) | 110 | 7.85 | 62 | 82.0179 | 60 | iodine | [138] | [100] | 1 | 10 | 90 | abnormal | VUR - grade 3 | 6.2672 | 4.4337 | 27.787 | 25.7011 | 18.1822 | 467.3026 | 1.735e-13 | 0.25923 | 0.0017629 | 0.04791 | 2.3457 | 0.0041453 | 0.73879 | 2.4408 | 0.099643 | 1.3345 | 0.001897 | 0.4068 | 0.089683 | 0.058519 | 0.0083355 | 1.4588 | 0.0086191 | 2.3959 | 0.32973 | 0.63891 | 0.036786 | 0.025416 | 2.7989 | 0.76013 | 1.1073 | 1.645 | 0.50453 | 0.70984 | 2.9476 | 0.7 | 0.895
2573823 | VCUG_a | 9 | 01f_076010_393x248x546.dat | 0.0663;0.0663;0.1400 | 393;248;546 | (-0.1549;69.7747;-4.0074) | 110 | 9.9905 | 69 | 82.0179 | 60 | iodine | [138] | [100] | 1 | 10 | 90 | abnormal | VUR - grade 3 | 6.2672 | 4.4337 | 27.787 | 25.7011 | 18.1822 | 467.3026 | 1.6776e-13 | 0.28769 | 0.0021796 | 0.057005 | 2.5135 | 0.0048969 | 0.84444 | 2.639 | 0.11639 | 1.4165 | 0.0014195 | 0.45721 | 0.10366 | 0.068004 | 0.0090507 | 1.5392 | 0.010728 | 2.5897 | 0.35649 | 0.6984 | 0.044666 | 0.029877 | 3.0302 | 0.83324 | 1.2084 | 1.7343 | 0.53229 | 0.71477 | 3.1981 | 0.75388 | 0.96906
2573823 | VCUG_a | 10 | 01f_076010_393x248x546.dat | 0.0663;0.0663;0.1400 | 393;248;546 | (0.4895;69.3997;-4.0032) | 60 | 2.5 | 38 | 81.7835 | 60 | iodine | [138] | [100] | 1 | 10 | 90 | abnormal | VUR - grade 3 | 6.3724 | 4.4697 | 28.4829 | 26.0579 | 18.2775 | 476.2729 | 2.7083e-13 | 0.088343 | 0.00032068 | 0.011392 | 1.2417 | 0.00079541 | 0.45198 | 1.0472 | 0.024642 | 0.7847 | 0 | 0.31084 | 0.025423 | 0.013078 | 0.0016701 | 0.4676 | 0.0018053 | 1.1069 | 0.085282 | 0.2003 | 0.0081317 | 0.0043167 | 1.3024 | 0.34167 | 0.49925 | 0.99028 | 0.29477 | 0.59789 | 1.4972 | 0.35569 | 0.42113
2573823 | VCUG_a | 10 | 01f_076010_393x248x546.dat | 0.0663;0.0663;0.1400 | 393;248;546 | (0.4895;69.3997;-4.0032) | 60 | 5.7448 | 47 | 81.7835 | 60 | iodine | [138] | [100] | 1 | 10 | 90 | abnormal | VUR - grade 3 | 6.3724 | 4.4697 | 28.4829 | 26.0579 | 18.2775 | 476.2729 | 1.7586e-13 | 0.20419 | 0.00092291 | 0.033207 | 2.1877 | 0.0024698 | 0.92183 | 2.2228 | 0.066577 | 1.3413 | 2.2994e-05 | 0.56188 | 0.064911 | 0.039428 | 0.005424 | 0.96795 | 0.0053946 | 2.0956 | 0.19659 | 0.45271 | 0.022417 | 0.015403 | 2.4798 | 0.65884 | 0.97518 | 1.5803 | 0.47645 | 0.70343 | 2.8077 | 0.64912 | 0.80411
2573823 | VCUG_a | 10 | 01f_076010_393x248x546.dat | 0.0663;0.0663;0.1400 | 393;248;546 | (0.4895;69.3997;-4.0032) | 60 | 6.3535 | 49 | 81.7835 | 60 | iodine | [138] | [100] | 1 | 10 | 90 | abnormal | VUR - grade 3 | 6.3724 | 4.4697 | 28.4829 | 26.0579 | 18.2775 | 476.2729 | 1.6791e-13 | 0.22238 | 0.0010672 | 0.035841 | 2.3108 | 0.0033645 | 0.95182 | 2.3282 | 0.076708 | 1.4112 | 0.00016997 | 0.59776 | 0.073027 | 0.042177 | 0.0048751 | 1.0394 | 0.0062855 | 2.2322 | 0.21558 | 0.4923 | 0.027305 | 0.01853 | 2.6565 | 0.70655 | 1.047 | 1.6553 | 0.49919 | 0.71347 | 2.9565 | 0.68412 | 0.85286
2573823 | VCUG_a | 10 | 01f_076010_393x248x546.dat | 0.0663;0.0663;0.1400 | 393;248;546 | (0.4895;69.3997;-4.0032) | 80 | 2.9 | 44 | 81.7835 | 60 | iodine | [138] | [100] | 1 | 10 | 90 | abnormal | VUR - grade 3 | 6.3724 | 4.4697 | 28.4829 | 26.0579 | 18.2775 | 476.2729 | 2.4248e-13 | 0.12117 | 0.00058661 | 0.0187 | 1.4558 | 0.0011733 | 0.57259 | 1.3633 | 0.038551 | 0.90598 | 0.0013139 | 0.36984 | 0.038078 | 0.024391 | 0.003181 | 0.59156 | 0.0031769 | 1.3381 | 0.11594 | 0.26788 | 0.013639 | 0.0068295 | 1.5778 | 0.42197 | 0.61857 | 1.1183 | 0.3334 | 0.61589 | 1.8079 | 0.42562 | 0.51597
2573823 | VCUG_a | 10 | 01f_076010_393x248x546.dat | 0.0663;0.0663;0.1400 | 393;248;546 | (0.4895;69.3997;-4.0032) | 80 | 7.702 | 57 | 81.7835 | 60 | iodine | [138] | [100] | 1 | 10 | 90 | abnormal | VUR - grade 3 | 6.3724 | 4.4697 | 28.4829 | 26.0579 | 18.2775 | 476.2729 | 1.6208e-13 | 0.27003 | 0.0016267 | 0.049711 | 2.4497 | 0.0041658 | 1.027 | 2.5565 | 0.096652 | 1.4802 | 0.0012357 | 0.64223 | 0.089686 | 0.054448 | 0.0072811 | 1.1411 | 0.0084059 | 2.4041 | 0.25178 | 0.55623 | 0.034339 | 0.023309 | 2.8856 | 0.78029 | 1.1506 | 1.7241 | 0.52121 | 0.71425 | 3.1518 | 0.73204 | 0.92641
2573823 | VCUG_a | 10 | 01f_076010_393x248x546.dat | 0.0663;0.0663;0.1400 | 393;248;546 | (0.4895;69.3997;-4.0032) | 80 | 8.502 | 60 | 81.7835 | 60 | iodine | [138] | [100] | 1 | 10 | 90 | abnormal | VUR - grade 3 | 6.3724 | 4.4697 | 28.4829 | 26.0579 | 18.2775 | 476.2729 | 1.5806e-13 | 0.28949 | 0.0017954 | 0.050724 | 2.54 | 0.0036992 | 1.0806 | 2.6724 | 0.1046 | 1.5226 | 0.0015494 | 0.66783 | 0.096544 | 0.062296 | 0.0082214 | 1.1988 | 0.0091989 | 2.5046 | 0.26697 | 0.5884 | 0.039437 | 0.027192 | 3.0342 | 0.8182 | 1.2056 | 1.7825 | 0.53522 | 0.71894 | 3.2584 | 0.76074 | 0.96736
2573823 | VCUG_a | 10 | 01f_076010_393x248x546.dat | 0.0663;0.0663;0.1400 | 393;248;546 | (0.4895;69.3997;-4.0032) | 110 | 3.9 | 52 | 81.7835 | 60 | iodine | [138] | [100] | 1 | 10 | 90 | abnormal | VUR - grade 3 | 6.3724 | 4.4697 | 28.4829 | 26.0579 | 18.2775 | 476.2729 | 2.1676e-13 | 0.1641 | 0.0010258 | 0.0274 | 1.7422 | 0.0019351 | 0.6671 | 1.697 | 0.058115 | 1.0607 | 0.0004175 | 0.44668 | 0.05441 | 0.034313 | 0.0040948 | 0.75733 | 0.0048196 | 1.6539 | 0.15828 | 0.35286 | 0.021657 | 0.014118 | 1.9683 | 0.52905 | 0.77244 | 1.2902 | 0.38609 | 0.64077 | 2.2036 | 0.51163 | 0.6346
2573823 | VCUG_a | 10 | 01f_076010_393x248x546.dat | 0.0663;0.0663;0.1400 | 393;248;546 | (0.4895;69.3997;-4.0032) | 110 | 7.85 | 62 | 81.7835 | 60 | iodine | [138] | [100] | 1 | 10 | 90 | abnormal | VUR - grade 3 | 6.3724 | 4.4697 | 28.4829 | 26.0579 | 18.2775 | 476.2729 | 1.7312e-13 | 0.25985 | 0.0017366 | 0.047632 | 2.366 | 0.0042114 | 0.97836 | 2.5141 | 0.096484 | 1.4133 | 0.0069346 | 0.613 | 0.088114 | 0.053545 | 0.0080732 | 1.1044 | 0.0085549 | 2.3184 | 0.24165 | 0.53323 | 0.0364 | 0.027817 | 2.7816 | 0.75542 | 1.1027 | 1.6725 | 0.50251 | 0.6987 | 3.031 | 0.70499 | 0.89773
2573823 | VCUG_a | 10 | 01f_076010_393x248x546.dat | 0.0663;0.0663;0.1400 | 393;248;546 | (0.4895;69.3997;-4.0032) | 110 | 9.9905 | 69 | 81.7835 | 60 | iodine | [138] | [100] | 1 | 10 | 90 | abnormal | VUR - grade 3 | 6.3724 | 4.4697 | 28.4829 | 26.0579 | 18.2775 | 476.2729 | 1.6738e-13 | 0.29173 | 0.0021895 | 0.056392 | 2.5386 | 0.0048077 | 1.0649 | 2.8104 | 0.11378 | 1.4886 | 0.0045751 | 0.65658 | 0.10161 | 0.065909 | 0.0084507 | 1.2161 | 0.010137 | 2.5107 | 0.27468 | 0.60042 | 0.043521 | 0.027496 | 3.0265 | 0.8279 | 1.203 | 1.7583 | 0.52972 | 0.70485 | 3.2438 | 0.75649 | 0.98085
2573823 | VCUG_a | 11 | 01f_076010_393x248x546.dat | 0.0663;0.0663;0.1400 | 393;248;546 | (0.1855;68.2875;0.8176) | 60 | 2.5 | 38 | 81.3761 | 60 | iodine | [138] | [100] | 1 | 5 | 90 | abnormal | VUR - grade 3 | 6.6306 | 7.5625 | 50.144 | 26.9788 | 30.7702 | 830.1433 | 2.8974e-13 | 1.8175 | 0.0012525 | 0.17622 | 0.80069 | 0.0045955 | 0.86461 | 0.82734 | 0.44409 | 1.9328 | 0.0022558 | 0.89826 | 0.71109 | 0.24459 | 0.0085736 | 1.1157 | 0.012833 | 0.81898 | 1.4848 | 0.86213 | 0.09043 | 0.046408 | 0.90182 | 0.51222 | 0.65582 | 0.68398 | 0.25827 | 0.58211 | 0.95649 | 0.64817 | 0.60761
2573823 | VCUG_a | 11 | 01f_076010_393x248x546.dat | 0.0663;0.0663;0.1400 | 393;248;546 | (0.1855;68.2875;0.8176) | 60 | 5.7448 | 47 | 81.3761 | 60 | iodine | [138] | [100] | 1 | 5 | 90 | abnormal | VUR - grade 3 | 6.6306 | 7.5625 | 50.144 | 26.9788 | 30.7702 | 830.1433 | 1.8813e-13 | 2.7589 | 0.0037756 | 0.36719 | 1.4846 | 0.011074 | 1.6478 | 1.5512 | 0.86153 | 2.9914 | 0.0030206 | 1.5997 | 1.1184 | 0.48352 | 0.024792 | 1.9718 | 0.032289 | 1.578 | 2.3068 | 1.6062 | 0.20576 | 0.11884 | 1.6964 | 0.90805 | 1.1883 | 1.187 | 0.41977 | 0.68923 | 1.8406 | 1.1088 | 1.0904
2573823 | VCUG_a | 11 | 01f_076010_393x248x546.dat | 0.0663;0.0663;0.1400 | 393;248;546 | (0.1855;68.2875;0.8176) | 60 | 6.3535 | 49 | 81.3761 | 60 | iodine | [138] | [100] | 1 | 5 | 90 | abnormal | VUR - grade 3 | 6.6306 | 7.5625 | 50.144 | 26.9788 | 30.7702 | 830.1433 | 1.7963e-13 | 2.8614 | 0.0044059 | 0.39753 | 1.5784 | 0.012006 | 1.759 | 1.6793 | 0.9203 | 3.106 | 0.007132 | 1.6932 | 1.1653 | 0.51421 | 0.027499 | 2.0777 | 0.035028 | 1.6865 | 2.397 | 1.7152 | 0.22512 | 0.12802 | 1.8127 | 0.96392 | 1.2644 | 1.2461 | 0.44052 | 0.70069 | 1.9545 | 1.1659 | 1.1587
2573823 | VCUG_a | 11 | 01f_076010_393x248x546.dat | 0.0663;0.0663;0.1400 | 393;248;546 | (0.1855;68.2875;0.8176) | 80 | 2.9 | 44 | 81.3761 | 60 | iodine | [138] | [100] | 1 | 5 | 90 | abnormal | VUR - grade 3 | 6.6306 | 7.5625 | 50.144 | 26.9788 | 30.7702 | 830.1433 | 2.594e-13 | 1.9919 | 0.0023172 | 0.24043 | 0.9607 | 0.0058804 | 1.0352 | 1.0038 | 0.54259 | 2.1362 | 0.0033137 | 1.0569 | 0.7944 | 0.29843 | 0.013745 | 1.3067 | 0.018824 | 1.0022 | 1.6422 | 1.0324 | 0.12084 | 0.070322 | 1.0933 | 0.60687 | 0.78238 | 0.7955 | 0.29335 | 0.60098 | 1.1753 | 0.74781 | 0.72102
2573823 | VCUG_a | 11 | 01f_076010_393x248x546.dat | 0.0663;0.0663;0.1400 | 393;248;546 | (0.1855;68.2875;0.8176) | 80 | 7.702 | 57 | 81.3761 | 60 | iodine | [138] | [100] | 1 | 5 | 90 | abnormal | VUR - grade 3 | 6.6306 | 7.5625 | 50.144 | 26.9788 | 30.7702 | 830.1433 | 1.7338e-13 | 2.9512 | 0.0064345 | 0.46468 | 1.697 | 0.017397 | 1.8761 | 1.8049 | 0.99794 | 3.1761 | 0.012398 | 1.7997 | 1.2073 | 0.54975 | 0.031956 | 2.1943 | 0.045181 | 1.8188 | 2.4514 | 1.8273 | 0.25542 | 0.15094 | 1.9526 | 1.0412 | 1.3615 | 1.3217 | 0.46228 | 0.7029 | 2.1115 | 1.2279 | 1.2395
2573823 | VCUG_a | 11 | 01f_076010_393x248x546.dat | 0.0663;0.0663;0.1400 | 393;248;546 | (0.1855;68.2875;0.8176) | 80 | 8.502 | 60 | 81.3761 | 60 | iodine | [138] | [100] | 1 | 5 | 90 | abnormal | VUR - grade 3 | 6.6306 | 7.5625 | 50.144 | 26.9788 | 30.7702 | 830.1433 | 1.6908e-13 | 3.0051 | 0.0071552 | 0.49526 | 1.7628 | 0.020173 | 1.9669 | 1.9006 | 1.0432 | 3.2384 | 0.0087254 | 1.8641 | 1.2357 | 0.58339 | 0.035954 | 2.2715 | 0.04977 | 1.8942 | 2.4973 | 1.8945 | 0.27237 | 0.15556 | 2.0336 | 1.083 | 1.4159 | 1.3595 | 0.47617 | 0.70795 | 2.223 | 1.2704 | 1.2883
2573823 | VCUG_a | 11 | 01f_076010_393x248x546.dat | 0.0663;0.0663;0.1400 | 393;248;546 | (0.1855;68.2875;0.8176) | 110 | 3.9 | 52 | 81.3761 | 60 | iodine | [138] | [100] | 1 | 5 | 90 | abnormal | VUR - grade 3 | 6.6306 | 7.5625 | 50.144 | 26.9788 | 30.7702 | 830.1433 | 2.3189e-13 | 2.2417 | 0.0039444 | 0.32245 | 1.1748 | 0.011249 | 1.2753 | 1.2746 | 0.67788 | 2.4053 | 0.0060508 | 1.2689 | 0.90695 | 0.37198 | 0.021533 | 1.549 | 0.028189 | 1.2391 | 1.858 | 1.2595 | 0.16017 | 0.087772 | 1.3351 | 0.73241 | 0.94399 | 0.94482 | 0.34151 | 0.62676 | 1.4643 | 0.88277 | 0.87401
2573823 | VCUG_a | 11 | 01f_076010_393x248x546.dat | 0.0663;0.0663;0.1400 | 393;248;546 | (0.1855;68.2875;0.8176) | 110 | 7.85 | 62 | 81.3761 | 60 | iodine | [138] | [100] | 1 | 5 | 90 | abnormal | VUR - grade 3 | 6.6306 | 7.5625 | 50.144 | 26.9788 | 30.7702 | 830.1433 | 1.8519e-13 | 2.8295 | 0.0069058 | 0.47911 | 1.6334 | 0.019796 | 1.8151 | 1.752 | 0.96327 | 3.0318 | 0.013893 | 1.7327 | 1.159 | 0.53914 | 0.031569 | 2.1044 | 0.045932 | 1.755 | 2.3483 | 1.7554 | 0.24683 | 0.14063 | 1.8859 | 1.0024 | 1.2975 | 1.2841 | 0.44621 | 0.68704 | 2.0442 | 1.1827 | 1.1979
2573823 | VCUG_a | 11 | 01f_076010_393x248x546.dat | 0.0663;0.0663;0.1400 | 393;248;546 | (0.1855;68.2875;0.8176) | 110 | 9.9905 | 69 | 81.3761 | 60 | iodine | [138] | [100] | 1 | 5 | 90 | abnormal | VUR - grade 3 | 6.6306 | 7.5625 | 50.144 | 26.9788 | 30.7702 | 830.1433 | 1.7906e-13 | 2.9124 | 0.0084754 | 0.585 | 1.758 | 0.022204 | 1.9531 | 1.9501 | 1.052 | 3.1381 | 0.0082587 | 1.8556 | 1.2121 | 0.59048 | 0.03333 | 2.2409 | 0.052543 | 1.9023 | 2.4327 | 1.8892 | 0.27815 | 0.16211 | 2.0365 | 1.0797 | 1.393 | 1.3653 | 0.47175 | 0.69528 | 2.1832 | 1.251 | 1.2963
2573823 | VCUG_a | 12 | 01f_076010_393x248x546.dat | 0.0663;0.0663;0.1400 | 393;248;546 | (-0.1549;69.7747;0.7390) | 60 | 2.5 | 38 | 82.0179 | 60 | iodine | [135,136,138] | [100,100,60] | 1 | 10 | 90 | abnormal | VUR - grade 3 | 6.2672 | 7.2502 | 45.4386 | 25.7011 | 29.7324 | 764.156 | 2.8829e-13 | 1.4787 | 0.0012295 | 0.31162 | 0.84944 | 0.0043714 | 0.56385 | 0.64145 | 0.54682 | 1.6208 | 0.0018433 | 0.52243 | 0.61574 | 0.26461 | 0.0086515 | 1.6424 | 0.011655 | 0.81766 | 2.5832 | 1.2059 | 0.085436 | 0.044189 | 0.81818 | 0.44429 | 0.56628 | 0.71889 | 0.25536 | 0.60627 | 0.91174 | 0.62354 | 0.61521
2573823 | VCUG_a | 12 | 01f_076010_393x248x546.dat | 0.0663;0.0663;0.1400 | 393;248;546 | (-0.1549;69.7747;0.7390) | 60 | 5.7448 | 47 | 82.0179 | 60 | iodine | [135,136,138] | [100,100,60] | 1 | 10 | 90 | abnormal | VUR - grade 3 | 6.2672 | 7.2502 | 45.4386 | 25.7011 | 29.7324 | 764.156 | 1.8719e-13 | 2.3773 | 0.0037768 | 0.53203 | 1.5389 | 0.011617 | 1.1661 | 1.3882 | 1.0007 | 2.6324 | 0.011257 | 1.0686 | 0.98959 | 0.48613 | 0.024056 | 2.6629 | 0.030646 | 1.5632 | 3.6318 | 2.0859 | 0.19865 | 0.11022 | 1.5858 | 0.80564 | 1.0501 | 1.2118 | 0.41506 | 0.71174 | 1.6906 | 1.0684 | 1.1015
2573823 | VCUG_a | 12 | 01f_076010_393x248x546.dat | 0.0663;0.0663;0.1400 | 393;248;546 | (-0.1549;69.7747;0.7390) | 60 | 6.3535 | 49 | 82.0179 | 60 | iodine | [135,136,138] | [100,100,60] | 1 | 10 | 90 | abnormal | VUR - grade 3 | 6.2672 | 7.2502 | 45.4386 | 25.7011 | 29.7324 | 764.156 | 1.7873e-13 | 2.4815 | 0.0044301 | 0.57338 | 1.6303 | 0.013619 | 1.2588 | 1.5173 | 1.0603 | 2.7503 | 0.0022863 | 1.1503 | 1.0362 | 0.52853 | 0.027811 | 2.7789 | 0.035003 | 1.6702 | 3.7277 | 2.1985 | 0.21521 | 0.11831 | 1.7 | 0.85809 | 1.1214 | 1.2706 | 0.43481 | 0.72146 | 1.7956 | 1.1254 | 1.1707
2573823 | VCUG_a | 12 | 01f_076010_393x248x546.dat | 0.0663;0.0663;0.1400 | 393;248;546 | (-0.1549;69.7747;0.7390) | 80 | 2.9 | 44 | 82.0179 | 60 | iodine | [135,136,138] | [100,100,60] | 1 | 10 | 90 | abnormal | VUR - grade 3 | 6.2672 | 7.2502 | 45.4386 | 25.7011 | 29.7324 | 764.156 | 2.581e-13 | 1.6627 | 0.0022515 | 0.36851 | 1.0102 | 0.0072459 | 0.71812 | 0.84256 | 0.65408 | 1.8247 | 0.0017971 | 0.65853 | 0.69472 | 0.32233 | 0.016496 | 1.8434 | 0.018582 | 0.99514 | 2.7579 | 1.3922 | 0.11698 | 0.061955 | 1.0019 | 0.53299 | 0.68451 | 0.82383 | 0.29025 | 0.62535 | 1.0918 | 0.72147 | 0.72891
2573823 | VCUG_a | 12 | 01f_076010_393x248x546.dat | 0.0663;0.0663;0.1400 | 393;248;546 | (-0.1549;69.7747;0.7390) | 80 | 7.702 | 57 | 82.0179 | 60 | iodine | [135,136,138] | [100,100,60] | 1 | 10 | 90 | abnormal | VUR - grade 3 | 6.2672 | 7.2502 | 45.4386 | 25.7011 | 29.7324 | 764.156 | 1.7251e-13 | 2.5821 | 0.0063706 | 0.64268 | 1.7383 | 0.018895 | 1.4125 | 1.6203 | 1.1344 | 2.8379 | 0.0070528 | 1.2672 | 1.076 | 0.55369 | 0.038347 | 2.8739 | 0.043631 | 1.8074 | 3.7182 | 2.3022 | 0.25145 | 0.14524 | 1.8576 | 0.93491 | 1.2187 | 1.3452 | 0.45751 | 0.72507 | 1.9385 | 1.1895 | 1.2485
2573823 | VCUG_a | 12 | 01f_076010_393x248x546.dat | 0.0663;0.0663;0.1400 | 393;248;546 | (-0.1549;69.7747;0.7390) | 80 | 8.502 | 60 | 82.0179 | 60 | iodine | [135,136,138] | [100,100,60] | 1 | 10 | 90 | abnormal | VUR - grade 3 | 6.2672 | 7.2502 | 45.4386 | 25.7011 | 29.7324 | 764.156 | 1.6824e-13 | 2.6506 | 0.007156 | 0.67649 | 1.8066 | 0.018781 | 1.4542 | 1.7283 | 1.1775 | 2.9091 | 0.0082485 | 1.3299 | 1.1046 | 0.58559 | 0.039361 | 2.9399 | 0.046476 | 1.8816 | 3.752 | 2.3828 | 0.26611 | 0.15309 | 1.9329 | 0.97567 | 1.272 | 1.3828 | 0.471 | 0.7287 | 2.0238 | 1.226 | 1.2995
2573823 | VCUG_a | 12 | 01f_076010_393x248x546.dat | 0.0663;0.0663;0.1400 | 393;248;546 | (-0.1549;69.7747;0.7390) | 110 | 3.9 | 52 | 82.0179 | 60 | iodine | [135,136,138] | [100,100,60] | 1 | 10 | 90 | abnormal | VUR - grade 3 | 6.2672 | 7.2502 | 45.4386 | 25.7011 | 29.7324 | 764.156 | 2.3072e-13 | 1.9228 | 0.0038551 | 0.46176 | 1.222 | 0.012652 | 0.90762 | 1.0962 | 0.78791 | 2.0996 | 0.0024961 | 0.84114 | 0.79987 | 0.3834 | 0.022569 | 2.1208 | 0.026975 | 1.2295 | 2.9934 | 1.6485 | 0.15526 | 0.093337 | 1.2515 | 0.65103 | 0.83642 | 0.9776 | 0.33735 | 0.64999 | 1.3532 | 0.85334 | 0.88202
2573823 | VCUG_a | 12 | 01f_076010_393x248x546.dat | 0.0663;0.0663;0.1400 | 393;248;546 | (-0.1549;69.7747;0.7390) | 110 | 7.85 | 62 | 82.0179 | 60 | iodine | [135,136,138] | [100,100,60] | 1 | 10 | 90 | abnormal | VUR - grade 3 | 6.2672 | 7.2502 | 45.4386 | 25.7011 | 29.7324 | 764.156 | 1.8426e-13 | 2.4904 | 0.0067577 | 0.64766 | 1.6711 | 0.018644 | 1.3358 | 1.5866 | 1.0952 | 2.7165 | 0.01089 | 1.2273 | 1.0341 | 0.53941 | 0.034362 | 2.7481 | 0.042472 | 1.737 | 3.5557 | 2.2131 | 0.23646 | 0.13435 | 1.786 | 0.90324 | 1.1657 | 1.2949 | 0.4412 | 0.70774 | 1.8803 | 1.1423 | 1.207
2573823 | VCUG_a | 12 | 01f_076010_393x248x546.dat | 0.0663;0.0663;0.1400 | 393;248;546 | (-0.1549;69.7747;0.7390) | 110 | 9.9905 | 69 | 82.0179 | 60 | iodine | [135,136,138] | [100,100,60] | 1 | 10 | 90 | abnormal | VUR - grade 3 | 6.2672 | 7.2502 | 45.4386 | 25.7011 | 29.7324 | 764.156 | 1.7816e-13 | 2.5992 | 0.0084007 | 0.73657 | 1.7979 | 0.023436 | 1.4971 | 1.7542 | 1.1746 | 2.8387 | 0.0095294 | 1.3501 | 1.0898 | 0.58446 | 0.041216 | 2.8637 | 0.050098 | 1.8834 | 3.6065 | 2.3479 | 0.26552 | 0.15816 | 1.9351 | 0.97899 | 1.2599 | 1.3806 | 0.46706 | 0.71613 | 2.0473 | 1.2159 | 1.3018
2573823 | VCUG_a | 13 | 01f_076010_393x248x546.dat | 0.0663;0.0663;0.1400 | 393;248;546 | (0.4895;69.3997;0.7311) | 60 | 2.5 | 38 | 81.7835 | 60 | iodine | [91,94,135,136,138] | [100,100,100,100,40] | 1 | 10 | 90 | abnormal | VUR - grade 3 | 6.3724 | 7.2968 | 46.4984 | 26.0579 | 29.838 | 777.5152 | 2.8889e-13 | 1.4717 | 0.0012196 | 0.30243 | 0.82983 | 0.0044003 | 1.0882 | 0.66129 | 0.43546 | 1.9202 | 0.0018843 | 1.3727 | 0.59791 | 0.27378 | 0.010205 | 0.54983 | 0.012589 | 0.78847 | 0.56423 | 0.52913 | 0.085292 | 0.042006 | 0.83433 | 0.4431 | 0.56559 | 0.73915 | 0.25258 | 0.59538 | 0.93053 | 0.59736 | 0.56154
2573823 | VCUG_a | 13 | 01f_076010_393x248x546.dat | 0.0663;0.0663;0.1400 | 393;248;546 | (0.4895;69.3997;0.7311) | 60 | 5.7448 | 47 | 81.7835 | 60 | iodine | [91,94,135,136,138] | [100,100,100,100,40] | 1 | 10 | 90 | abnormal | VUR - grade 3 | 6.3724 | 7.2968 | 46.4984 | 26.0579 | 29.838 | 777.5152 | 1.8758e-13 | 2.3824 | 0.0036987 | 0.52512 | 1.5018 | 0.010418 | 2.008 | 1.4002 | 0.83261 | 3.4246 | 0.0079188 | 2.2351 | 0.96429 | 0.49222 | 0.024366 | 1.1492 | 0.030585 | 1.5182 | 1.0717 | 1.1057 | 0.1953 | 0.12015 | 1.6117 | 0.802 | 1.0468 | 1.2193 | 0.41161 | 0.69822 | 1.736 | 1.0689 | 1.0243
2573823 | VCUG_a | 13 | 01f_076010_393x248x546.dat | 0.0663;0.0663;0.1400 | 393;248;546 | (0.4895;69.3997;0.7311) | 60 | 6.3535 | 49 | 81.7835 | 60 | iodine | [91,94,135,136,138] | [100,100,100,100,40] | 1 | 10 | 90 | abnormal | VUR - grade 3 | 6.3724 | 7.2968 | 46.4984 | 26.0579 | 29.838 | 777.5152 | 1.791e-13 | 2.4849 | 0.0043361 | 0.54946 | 1.5976 | 0.012444 | 2.0946 | 1.5137 | 0.88826 | 3.6385 | 0.0088977 | 2.3383 | 1.0114 | 0.5245 | 0.029305 | 1.2401 | 0.034633 | 1.6235 | 1.1372 | 1.2029 | 0.2166 | 0.12666 | 1.7257 | 0.85436 | 1.1179 | 1.2792 | 0.43159 | 0.70952 | 1.828 | 1.1293 | 1.0898
2573823 | VCUG_a | 13 | 01f_076010_393x248x546.dat | 0.0663;0.0663;0.1400 | 393;248;546 | (0.4895;69.3997;0.7311) | 80 | 2.9 | 44 | 81.7835 | 60 | iodine | [91,94,135,136,138] | [100,100,100,100,40] | 1 | 10 | 90 | abnormal | VUR - grade 3 | 6.3724 | 7.2968 | 46.4984 | 26.0579 | 29.838 | 777.5152 | 2.5864e-13 | 1.6631 | 0.0022377 | 0.35573 | 0.98696 | 0.0073793 | 1.2817 | 0.84437 | 0.53212 | 2.2656 | 0.0020196 | 1.5515 | 0.67406 | 0.32708 | 0.014056 | 0.7058 | 0.0181 | 0.96457 | 0.68573 | 0.67769 | 0.11681 | 0.066733 | 1.0237 | 0.53138 | 0.68336 | 0.84526 | 0.28761 | 0.61487 | 1.1063 | 0.70463 | 0.67115
2573823 | VCUG_a | 13 | 01f_076010_393x248x546.dat | 0.0663;0.0663;0.1400 | 393;248;546 | (0.4895;69.3997;0.7311) | 80 | 7.702 | 57 | 81.7835 | 60 | iodine | [91,94,135,136,138] | [100,100,100,100,40] | 1 | 10 | 90 | abnormal | VUR - grade 3 | 6.3724 | 7.2968 | 46.4984 | 26.0579 | 29.838 | 777.5152 | 1.7287e-13 | 2.5995 | 0.0061907 | 0.60716 | 1.708 | 0.02032 | 2.2718 | 1.6397 | 0.9647 | 3.8574 | 0.0047555 | 2.4274 | 1.0574 | 0.56969 | 0.037963 | 1.3854 | 0.042862 | 1.7585 | 1.2309 | 1.3286 | 0.24813 | 0.13669 | 1.8813 | 0.93059 | 1.2146 | 1.3433 | 0.4537 | 0.71251 | 1.9785 | 1.2116 | 1.1727
2573823 | VCUG_a | 13 | 01f_076010_393x248x546.dat | 0.0663;0.0663;0.1400 | 393;248;546 | (0.4895;69.3997;0.7311) | 80 | 8.502 | 60 | 81.7835 | 60 | iodine | [91,94,135,136,138] | [100,100,100,100,40] | 1 | 10 | 90 | abnormal | VUR - grade 3 | 6.3724 | 7.2968 | 46.4984 | 26.0579 | 29.838 | 777.5152 | 1.6859e-13 | 2.6463 | 0.0069631 | 0.64536 | 1.7721 | 0.022667 | 2.3733 | 1.6862 | 1.0042 | 3.9927 | 0.013302 | 2.4912 | 1.0844 | 0.58764 | 0.035947 | 1.4624 | 0.047404 | 1.8372 | 1.2808 | 1.3908 | 0.26438 | 0.152 | 1.9454 | 0.97093 | 1.2674 | 1.3927 | 0.46645 | 0.71781 | 2.0488 | 1.2554 | 1.2166
2573823 | VCUG_a | 13 | 01f_076010_393x248x546.dat | 0.0663;0.0663;0.1400 | 393;248;546 | (0.4895;69.3997;0.7311) | 110 | 3.9 | 52 | 81.7835 | 60 | iodine | [91,94,135,136,138] | [100,100,100,100,40] | 1 | 10 | 90 | abnormal | VUR - grade 3 | 6.3724 | 7.2968 | 46.4984 | 26.0579 | 29.838 | 777.5152 | 2.3121e-13 | 1.9144 | 0.0037913 | 0.456 | 1.1958 | 0.010346 | 1.5355 | 1.0885 | 0.65958 | 2.6896 | 0.003646 | 1.7913 | 0.77999 | 0.40552 | 0.020815 | 0.9129 | 0.0267 | 1.1978 | 0.84655 | 0.8741 | 0.15734 | 0.089625 | 1.2627 | 0.64804 | 0.83354 | 0.98677 | 0.33468 | 0.63915 | 1.3706 | 0.8468 | 0.82016
2573823 | VCUG_a | 13 | 01f_076010_393x248x546.dat | 0.0663;0.0663;0.1400 | 393;248;546 | (0.4895;69.3997;0.7311) | 110 | 7.85 | 62 | 81.7835 | 60 | iodine | [91,94,135,136,138] | [100,100,100,100,40] | 1 | 10 | 90 | abnormal | VUR - grade 3 | 6.3724 | 7.2968 | 46.4984 | 26.0579 | 29.838 | 777.5152 | 1.8465e-13 | 2.4877 | 0.0066363 | 0.61982 | 1.6461 | 0.020739 | 2.1898 | 1.582 | 0.92868 | 3.6362 | 0.0074265 | 2.33 | 1.0152 | 0.5603 | 0.034062 | 1.3452 | 0.04274 | 1.7004 | 1.1921 | 1.285 | 0.23696 | 0.13995 | 1.7909 | 0.89848 | 1.161 | 1.3064 | 0.43796 | 0.69631 | 1.9015 | 1.162 | 1.1337
2573823 | VCUG_a | 13 | 01f_076010_393x248x546.dat | 0.0663;0.0663;0.1400 | 393;248;546 | (0.4895;69.3997;0.7311) | 110 | 9.9905 | 69 | 81.7835 | 60 | iodine | [91,94,135,136,138] | [100,100,100,100,40] | 1 | 10 | 90 | abnormal | VUR - grade 3 | 6.3724 | 7.2968 | 46.4984 | 26.0579 | 29.838 | 777.5152 | 1.7854e-13 | 2.6221 | 0.0082712 | 0.70574 | 1.7738 | 0.022221 | 2.3307 | 1.7539 | 1.0097 | 3.8625 | 0.0091903 | 2.4467 | 1.068 | 0.60313 | 0.040188 | 1.4925 | 0.051535 | 1.8448 | 1.2927 | 1.414 | 0.2686 | 0.16526 | 1.9509 | 0.97424 | 1.2552 | 1.3934 | 0.4633 | 0.70455 | 2.0721 | 1.2463 | 1.229
2573823 | VCUG_a | 14 | 01f_076010_393x248x546.dat | 0.0663;0.0663;0.1400 | 393;248;546 | (0.1855;68.2875;0.8176) | 60 | 2.5 | 38 | 81.3761 | 60 | iodine | [138] | [10] | 1 | 5 | 90 | abnormal | VUR - grade 3 | 6.6306 | 7.5625 | 50.144 | 26.9788 | 30.7702 | 830.1433 | 2.8974e-13 | 1.8176 | 0.0012528 | 0.17623 | 0.8029 | 0.0045955 | 0.86475 | 0.84035 | 0.44409 | 1.9333 | 0.0022558 | 0.8985 | 0.71113 | 0.2446 | 0.0085781 | 1.1161 | 0.012833 | 0.82447 | 1.4849 | 0.86233 | 0.090479 | 0.046408 | 1.0023 | 0.513 | 0.65691 | 0.68512 | 0.25944 | 0.58268 | 0.94807 | 0.64779 | 0.61304
2573823 | VCUG_a | 14 | 01f_076010_393x248x546.dat | 0.0663;0.0663;0.1400 | 393;248;546 | (0.1855;68.2875;0.8176) | 60 | 5.7448 | 47 | 81.3761 | 60 | iodine | [138] | [10] | 1 | 5 | 90 | abnormal | VUR - grade 3 | 6.6306 | 7.5625 | 50.144 | 26.9788 | 30.7702 | 830.1433 | 1.8813e-13 | 2.7594 | 0.0037773 | 0.36718 | 1.4888 | 0.011216 | 1.6501 | 1.5692 | 0.86174 | 2.9927 | 0.0030206 | 1.6004 | 1.1186 | 0.48345 | 0.024792 | 1.9732 | 0.032308 | 1.5888 | 2.3072 | 1.6069 | 0.20578 | 0.11884 | 1.8304 | 0.91009 | 1.1912 | 1.1904 | 0.42233 | 0.69046 | 1.7994 | 1.1066 | 1.0978
2573823 | VCUG_a | 14 | 01f_076010_393x248x546.dat | 0.0663;0.0663;0.1400 | 393;248;546 | (0.1855;68.2875;0.8176) | 60 | 6.3535 | 49 | 81.3761 | 60 | iodine | [138] | [10] | 1 | 5 | 90 | abnormal | VUR - grade 3 | 6.6306 | 7.5625 | 50.144 | 26.9788 | 30.7702 | 830.1433 | 1.7963e-13 | 2.8616 | 0.0044076 | 0.39754 | 1.5841 | 0.012006 | 1.7608 | 1.6932 | 0.92052 | 3.1075 | 0.007132 | 1.694 | 1.1654 | 0.5142 | 0.027509 | 2.0792 | 0.035065 | 1.6983 | 2.3976 | 1.7163 | 0.22512 | 0.12805 | 1.9309 | 0.96622 | 1.2677 | 1.2488 | 0.44325 | 0.70193 | 1.9107 | 1.1633 | 1.1654
2573823 | VCUG_a | 14 | 01f_076010_393x248x546.dat | 0.0663;0.0663;0.1400 | 393;248;546 | (0.1855;68.2875;0.8176) | 80 | 2.9 | 44 | 81.3761 | 60 | iodine | [138] | [10] | 1 | 5 | 90 | abnormal | VUR - grade 3 | 6.6306 | 7.5625 | 50.144 | 26.9788 | 30.7702 | 830.1433 | 2.594e-13 | 1.9921 | 0.0023181 | 0.24043 | 0.96359 | 0.0058804 | 1.0363 | 1.0115 | 0.54263 | 2.1368 | 0.0033137 | 1.0573 | 0.79447 | 0.29853 | 0.013745 | 1.3075 | 0.018824 | 1.0088 | 1.6425 | 1.0328 | 0.12085 | 0.070322 | 1.1873 | 0.60805 | 0.78407 | 0.79698 | 0.29486 | 0.60162 | 1.16 | 0.74708 | 0.7259
2573823 | VCUG_a | 14 | 01f_076010_393x248x546.dat | 0.0663;0.0663;0.1400 | 393;248;546 | (0.1855;68.2875;0.8176) | 80 | 7.702 | 57 | 81.3761 | 60 | iodine | [138] | [10] | 1 | 5 | 90 | abnormal | VUR - grade 3 | 6.6306 | 7.5625 | 50.144 | 26.9788 | 30.7702 | 830.1433 | 1.7338e-13 | 2.9512 | 0.006438 | 0.46487 | 1.7028 | 0.017407 | 1.8788 | 1.8209 | 0.99828 | 3.1782 | 0.012398 | 1.8008 | 1.2075 | 0.54971 | 0.032158 | 2.1968 | 0.04524 | 1.8314 | 2.4516 | 1.8284 | 0.25544 | 0.15095 | 2.0598 | 1.0439 | 1.3655 | 1.3258 | 0.46506 | 0.70438 | 2.0733 | 1.2261 | 1.2462
2573823 | VCUG_a | 14 | 01f_076010_393x248x546.dat | 0.0663;0.0663;0.1400 | 393;248;546 | (0.1855;68.2875;0.8176) | 80 | 8.502 | 60 | 81.3761 | 60 | iodine | [138] | [10] | 1 | 5 | 90 | abnormal | VUR - grade 3 | 6.6306 | 7.5625 | 50.144 | 26.9788 | 30.7702 | 830.1433 | 1.6908e-13 | 3.006 | 0.0071593 | 0.49586 | 1.7687 | 0.020173 | 1.9697 | 1.9258 | 1.0435 | 3.2405 | 0.0087254 | 1.8653 | 1.236 | 0.58345 | 0.036167 | 2.2739 | 0.049766 | 1.9076 | 2.4979 | 1.8961 | 0.27236 | 0.15556 | 2.1318 | 1.0859 | 1.4202 | 1.3633 | 0.47908 | 0.70961 | 2.1715 | 1.2677 | 1.2954
2573823 | VCUG_a | 14 | 01f_076010_393x248x546.dat | 0.0663;0.0663;0.1400 | 393;248;546 | (0.1855;68.2875;0.8176) | 110 | 3.9 | 52 | 81.3761 | 60 | iodine | [138] | [10] | 1 | 5 | 90 | abnormal | VUR - grade 3 | 6.6306 | 7.5625 | 50.144 | 26.9788 | 30.7702 | 830.1433 | 2.3189e-13 | 2.2421 | 0.0039465 | 0.32277 | 1.1784 | 0.011249 | 1.2757 | 1.2901 | 0.67801 | 2.4064 | 0.0060508 | 1.2695 | 0.90704 | 0.37206 | 0.021544 | 1.5501 | 0.028191 | 1.2468 | 1.8582 | 1.2601 | 0.16018 | 0.087785 | 1.4332 | 0.73404 | 0.94634 | 0.94724 | 0.34326 | 0.62758 | 1.4471 | 0.88201 | 0.87989
2573823 | VCUG_a | 14 | 01f_076010_393x248x546.dat | 0.0663;0.0663;0.1400 | 393;248;546 | (0.1855;68.2875;0.8176) | 110 | 7.85 | 62 | 81.3761 | 60 | iodine | [138] | [10] | 1 | 5 | 90 | abnormal | VUR - grade 3 | 6.6306 | 7.5625 | 50.144 | 26.9788 | 30.7702 | 830.1433 | 1.8519e-13 | 2.8293 | 0.0069091 | 0.47918 | 1.6395 | 0.019784 | 1.8158 | 1.7712 | 0.96354 | 3.0338 | 0.013893 | 1.7337 | 1.1592 | 0.53919 | 0.031541 | 2.1067 | 0.045922 | 1.7663 | 2.3486 | 1.7564 | 0.24687 | 0.14059 | 1.9674 | 1.0049 | 1.3011 | 1.2882 | 0.44874 | 0.68829 | 2.0145 | 1.1814 | 1.2038
2573823 | VCUG_a | 14 | 01f_076010_393x248x546.dat | 0.0663;0.0663;0.1400 | 393;248;546 | (0.1855;68.2875;0.8176) | 110 | 9.9905 | 69 | 81.3761 | 60 | iodine | [138] | [10] | 1 | 5 | 90 | abnormal | VUR - grade 3 | 6.6306 | 7.5625 | 50.144 | 26.9788 | 30.7702 | 830.1433 | 1.7906e-13 | 2.9131 | 0.0084799 | 0.58517 | 1.7648 | 0.022204 | 1.9557 | 1.9625 | 1.0522 | 3.1402 | 0.0082587 | 1.8566 | 1.2124 | 0.59064 | 0.033325 | 2.2424 | 0.052544 | 1.9138 | 2.4333 | 1.8907 | 0.27832 | 0.16212 | 2.1036 | 1.0825 | 1.397 | 1.3689 | 0.47445 | 0.69667 | 2.1465 | 1.2492 | 1.3012
2573823 | VCUG_a | 1 | 01m_076010_393x248x546.dat | 0.0663;0.0663;0.1400 | 393;248;546 | (0.1855;68.2875;0.7692) | 60 | 2.5 | 38 | 81.3761 | 60 | iodine | [138] | [0] | 1 | 5 | 75 | abnormal | posterior urethral valve | 6.6306 | 7.5935 | 50.3498 | 26.9788 | 30.8965 | 833.5498 | 2.8962e-13 | 1.8196 | 0.0012475 | 0.17614 | 0.80285 | 0.0032128 | 0.87516 | 0.65859 | 0.44224 | 1.9255 | 0.00018914 | 0.8966 | 0.70866 | 0.24199 | 0.0086179 | 1.1115 | 0.012601 | 0.82564 | 1.4823 | 0.86442 | 0.090126 | 0.048029 | 1.0509 | 0.51173 | 0.65514 | 0.68692 | 0.26108 | 0.58271 | 1.1464 | 0.66273 | 0.60189
2573823 | VCUG_a | 1 | 01m_076010_393x248x546.dat | 0.0663;0.0663;0.1400 | 393;248;546 | (0.1855;68.2875;0.7692) | 60 | 5.7448 | 47 | 81.3761 | 60 | iodine | [138] | [0] | 1 | 5 | 75 | abnormal | posterior urethral valve | 6.6306 | 7.5935 | 50.3498 | 26.9788 | 30.8965 | 833.5498 | 1.8805e-13 | 2.767 | 0.0037668 | 0.36079 | 1.4846 | 0.01103 | 1.64 | 1.0743 | 0.8578 | 2.9784 | 0.0046583 | 1.5959 | 1.1145 | 0.48026 | 0.025447 | 1.966 | 0.032144 | 1.5881 | 2.3019 | 1.6016 | 0.20719 | 0.11224 | 1.8836 | 0.90786 | 1.1882 | 1.1807 | 0.42511 | 0.69269 | 1.8647 | 1.1088 | 1.0574
2573823 | VCUG_a | 1 | 01m_076010_393x248x546.dat | 0.0663;0.0663;0.1400 | 393;248;546 | (0.1855;68.2875;0.7692) | 60 | 6.3535 | 49 | 81.3761 | 60 | iodine | [138] | [0] | 1 | 5 | 75 | abnormal | posterior urethral valve | 6.6306 | 7.5935 | 50.3498 | 26.9788 | 30.8965 | 833.5498 | 1.7955e-13 | 2.874 | 0.0043921 | 0.39063 | 1.5809 | 0.012635 | 1.7612 | 1.1096 | 0.91723 | 3.0955 | 0.0064343 | 1.6894 | 1.1616 | 0.51392 | 0.02846 | 2.0718 | 0.034789 | 1.6954 | 2.3931 | 1.7027 | 0.22519 | 0.13095 | 1.9942 | 0.96393 | 1.2646 | 1.2444 | 0.446 | 0.70288 | 1.9353 | 1.1645 | 1.1177
2573823 | VCUG_a | 1 | 01m_076010_393x248x546.dat | 0.0663;0.0663;0.1400 | 393;248;546 | (0.1855;68.2875;0.7692) | 80 | 2.9 | 44 | 81.3761 | 60 | iodine | [138] | [0] | 1 | 5 | 75 | abnormal | posterior urethral valve | 6.6306 | 7.5935 | 50.3498 | 26.9788 | 30.8965 | 833.5498 | 2.593e-13 | 1.9925 | 0.0023134 | 0.2384 | 0.95998 | 0.0070163 | 1.0426 | 0.74937 | 0.54204 | 2.1278 | 0.002275 | 1.0549 | 0.79168 | 0.29933 | 0.013792 | 1.3011 | 0.018736 | 1.0081 | 1.6392 | 1.0291 | 0.12082 | 0.067965 | 1.229 | 0.6067 | 0.78222 | 0.80121 | 0.2968 | 0.60257 | 1.2876 | 0.75689 | 0.70599
2573823 | VCUG_a | 1 | 01m_076010_393x248x546.dat | 0.0663;0.0663;0.1400 | 393;248;546 | (0.1855;68.2875;0.7692) | 80 | 7.702 | 57 | 81.3761 | 60 | iodine | [138] | [0] | 1 | 5 | 75 | abnormal | posterior urethral valve | 6.6306 | 7.5935 | 50.3498 | 26.9788 | 30.8965 | 833.5498 | 1.733e-13 | 2.9456 | 0.0064338 | 0.4702 | 1.6952 | 0.017109 | 1.8835 | 1.1672 | 0.99548 | 3.165 | 0.014549 | 1.7959 | 1.2028 | 0.55341 | 0.031021 | 2.1901 | 0.045775 | 1.8282 | 2.4446 | 1.8229 | 0.25546 | 0.15217 | 2.1026 | 1.0412 | 1.3618 | 1.3176 | 0.46794 | 0.70624 | 2.0416 | 1.2216 | 1.1932
2573823 | VCUG_a | 1 | 01m_076010_393x248x546.dat | 0.0663;0.0663;0.1400 | 393;248;546 | (0.1855;68.2875;0.7692) | 80 | 8.502 | 60 | 81.3761 | 60 | iodine | [138] | [0] | 1 | 5 | 75 | abnormal | posterior urethral valve | 6.6306 | 7.5935 | 50.3498 | 26.9788 | 30.8965 | 833.5498 | 1.6901e-13 | 3.0099 | 0.007139 | 0.49803 | 1.76 | 0.019053 | 1.9468 | 1.2133 | 1.0406 | 3.2267 | 0.0093886 | 1.8603 | 1.2298 | 0.58233 | 0.035224 | 2.2646 | 0.049844 | 1.9075 | 2.4889 | 1.8886 | 0.27079 | 0.16157 | 2.1619 | 1.083 | 1.4164 | 1.3708 | 0.48202 | 0.71182 | 2.0875 | 1.2581 | 1.2357
2573823 | VCUG_a | 1 | 01m_076010_393x248x546.dat | 0.0663;0.0663;0.1400 | 393;248;546 | (0.1855;68.2875;0.7692) | 110 | 3.9 | 52 | 81.3761 | 60 | iodine | [138] | [0] | 1 | 5 | 75 | abnormal | posterior urethral valve | 6.6306 | 7.5935 | 50.3498 | 26.9788 | 30.8965 | 833.5498 | 2.3179e-13 | 2.2428 | 0.0039352 | 0.32228 | 1.1759 | 0.011132 | 1.2881 | 0.87829 | 0.67483 | 2.3976 | 0.0038973 | 1.2663 | 0.90358 | 0.37744 | 0.019568 | 1.5439 | 0.027783 | 1.2453 | 1.8534 | 1.2551 | 0.15951 | 0.091691 | 1.4649 | 0.73215 | 0.94381 | 0.95107 | 0.34536 | 0.62996 | 1.4457 | 0.88217 | 0.84687
2573823 | VCUG_a | 1 | 01m_076010_393x248x546.dat | 0.0663;0.0663;0.1400 | 393;248;546 | (0.1855;68.2875;0.7692) | 110 | 7.85 | 62 | 81.3761 | 60 | iodine | [138] | [0] | 1 | 5 | 75 | abnormal | posterior urethral valve | 6.6306 | 7.5935 | 50.3498 | 26.9788 | 30.8965 | 833.5498 | 1.8512e-13 | 2.8196 | 0.0068897 | 0.48092 | 1.6354 | 0.018934 | 1.8114 | 1.1365 | 0.96059 | 3.0202 | 0.010471 | 1.7291 | 1.155 | 0.53949 | 0.033172 | 2.0977 | 0.045278 | 1.7617 | 2.3415 | 1.7525 | 0.24544 | 0.14053 | 2.0059 | 1.0025 | 1.298 | 1.2815 | 0.4514 | 0.69007 | 1.9379 | 1.172 | 1.1517
2573823 | VCUG_a | 1 | 01m_076010_393x248x546.dat | 0.0663;0.0663;0.1400 | 393;248;546 | (0.1855;68.2875;0.7692) | 110 | 9.9905 | 69 | 81.3761 | 60 | iodine | [138] | [0] | 1 | 5 | 75 | abnormal | posterior urethral valve | 6.6306 | 7.5935 | 50.3498 | 26.9788 | 30.8965 | 833.5498 | 1.7899e-13 | 2.9122 | 0.0084285 | 0.5673 | 1.7594 | 0.021703 | 1.9596 | 1.2127 | 1.0487 | 3.1287 | 0.0090017 | 1.8519 | 1.2073 | 0.59009 | 0.036064 | 2.231 | 0.052927 | 1.9098 | 2.4285 | 1.888 | 0.27624 | 0.16312 | 2.1331 | 1.0797 | 1.3934 | 1.3669 | 0.47716 | 0.69899 | 2.0311 | 1.2385 | 1.2369
2573823 | VCUG_a | 2 | 01m_076010_393x248x546.dat | 0.0663;0.0663;0.1400 | 393;248;546 | (-0.1549;69.7747;-6.8090) | 60 | 2.5 | 38 | 82.0179 | 60 | iodine | [138] | [10] | 1 | 5 | 75 | abnormal | posterior urethral valve | 6.2672 | 3.212 | 20.1302 | 25.7011 | 13.1721 | 338.5365 | 2.3271e-13 | 0.024086 | 0.00022064 | 0.0037812 | 0.93638 | 0.00025557 | 0.068791 | 1.0752 | 0.0081872 | 0.11321 | 0.00090905 | 0.037668 | 0.0078589 | 0.0055422 | 0.001115 | 0.13643 | 0.00076384 | 0.64687 | 0.036209 | 0.063286 | 0.0021502 | 0.0019211 | 1.9903 | 0.33174 | 0.48654 | 0.4786 | 0.40551 | 0.58873 | 2.351 | 0.27654 | 0.37254
2573823 | VCUG_a | 2 | 01m_076010_393x248x546.dat | 0.0663;0.0663;0.1400 | 393;248;546 | (-0.1549;69.7747;-6.8090) | 60 | 5.7448 | 47 | 82.0179 | 60 | iodine | [138] | [10] | 1 | 5 | 75 | abnormal | posterior urethral valve | 6.2672 | 3.212 | 20.1302 | 25.7011 | 13.1721 | 338.5365 | 1.5111e-13 | 0.064235 | 0.00056781 | 0.013496 | 1.6767 | 0.00081445 | 0.18986 | 1.963 | 0.023529 | 0.25933 | 0.0045085 | 0.098804 | 0.022716 | 0.013774 | 0.0027244 | 0.31098 | 0.0019212 | 1.3202 | 0.088401 | 0.15523 | 0.0083523 | 0.0064913 | 3.6573 | 0.63734 | 0.94762 | 0.85082 | 0.63475 | 0.70116 | 3.8487 | 0.47759 | 0.68257
2573823 | VCUG_a | 2 | 01m_076010_393x248x546.dat | 0.0663;0.0663;0.1400 | 393;248;546 | (-0.1549;69.7747;-6.8090) | 60 | 6.3535 | 49 | 82.0179 | 60 | iodine | [138] | [10] | 1 | 5 | 75 | abnormal | posterior urethral valve | 6.2672 | 3.212 | 20.1302 | 25.7011 | 13.1721 | 338.5365 | 1.4428e-13 | 0.069483 | 0.00063663 | 0.013979 | 1.7757 | 0.0013243 | 0.20364 | 2.0799 | 0.027306 | 0.28496 | 0.0042703 | 0.11137 | 0.026212 | 0.015234 | 0.0023068 | 0.34211 | 0.0023197 | 1.4189 | 0.098996 | 0.17208 | 0.010351 | 0.0062353 | 3.8649 | 0.68304 | 1.017 | 0.89648 | 0.66132 | 0.71174 | 3.9932 | 0.50069 | 0.72423
2573823 | VCUG_a | 2 | 01m_076010_393x248x546.dat | 0.0663;0.0663;0.1400 | 393;248;546 | (-0.1549;69.7747;-6.8090) | 80 | 2.9 | 44 | 82.0179 | 60 | iodine | [138] | [10] | 1 | 5 | 75 | abnormal | posterior urethral valve | 6.2672 | 3.212 | 20.1302 | 25.7011 | 13.1721 | 338.5365 | 2.0837e-13 | 0.038036 | 0.00036062 | 0.0071575 | 1.1036 | 0.00065874 | 0.10584 | 1.2895 | 0.013499 | 0.15445 | 0.00013691 | 0.057288 | 0.01337 | 0.0077253 | 0.0017165 | 0.18372 | 0.0013414 | 0.81097 | 0.051764 | 0.090983 | 0.0048501 | 0.00508 | 2.3742 | 0.40899 | 0.60209 | 0.56521 | 0.45221 | 0.61037 | 2.6667 | 0.32272 | 0.44669
2573823 | VCUG_a | 2 | 01m_076010_393x248x546.dat | 0.0663;0.0663;0.1400 | 393;248;546 | (-0.1549;69.7747;-6.8090) | 80 | 7.702 | 57 | 82.0179 | 60 | iodine | [138] | [10] | 1 | 5 | 75 | abnormal | posterior urethral valve | 6.2672 | 3.212 | 20.1302 | 25.7011 | 13.1721 | 338.5365 | 1.3928e-13 | 0.095614 | 0.00085857 | 0.019289 | 1.8896 | 0.0010454 | 0.24844 | 2.2085 | 0.037179 | 0.32988 | 0.0002655 | 0.1373 | 0.034261 | 0.02229 | 0.0037195 | 0.38591 | 0.0036415 | 1.561 | 0.1184 | 0.20542 | 0.01449 | 0.0095923 | 4.1039 | 0.7546 | 1.1186 | 0.96829 | 0.68389 | 0.71375 | 4.2148 | 0.53897 | 0.77903
2573823 | VCUG_a | 2 | 01m_076010_393x248x546.dat | 0.0663;0.0663;0.1400 | 393;248;546 | (-0.1549;69.7747;-6.8090) | 80 | 8.502 | 60 | 82.0179 | 60 | iodine | [138] | [10] | 1 | 5 | 75 | abnormal | posterior urethral valve | 6.2672 | 3.212 | 20.1302 | 25.7011 | 13.1721 | 338.5365 | 1.3583e-13 | 0.10011 | 0.00095822 | 0.014294 | 1.96 | 0.001325 | 0.25535 | 2.2659 | 0.041762 | 0.35046 | 0 | 0.14903 | 0.037355 | 0.021249 | 0.0044281 | 0.40528 | 0.0037795 | 1.6352 | 0.12597 | 0.22359 | 0.015955 | 0.011355 | 4.2396 | 0.79144 | 1.1724 | 1.0006 | 0.69951 | 0.71758 | 4.3901 | 0.56057 | 0.80754
2573823 | VCUG_a | 2 | 01m_076010_393x248x546.dat | 0.0663;0.0663;0.1400 | 393;248;546 | (-0.1549;69.7747;-6.8090) | 110 | 3.9 | 52 | 82.0179 | 60 | iodine | [138] | [10] | 1 | 5 | 75 | abnormal | posterior urethral valve | 6.2672 | 3.212 | 20.1302 | 25.7011 | 13.1721 | 338.5365 | 1.8627e-13 | 0.057953 | 0.00058613 | 0.0094115 | 1.3351 | 0.0014144 | 0.14391 | 1.5586 | 0.021801 | 0.20653 | 0.0019321 | 0.08355 | 0.020737 | 0.011375 | 0.002108 | 0.24428 | 0.0023563 | 1.0342 | 0.072082 | 0.12469 | 0.0080135 | 0.00498 | 2.8437 | 0.51318 | 0.75298 | 0.68286 | 0.51556 | 0.63494 | 3.0955 | 0.38405 | 0.54281
2573823 | VCUG_a | 2 | 01m_076010_393x248x546.dat | 0.0663;0.0663;0.1400 | 393;248;546 | (-0.1549;69.7747;-6.8090) | 110 | 7.85 | 62 | 82.0179 | 60 | iodine | [138] | [10] | 1 | 5 | 75 | abnormal | posterior urethral valve | 6.2672 | 3.212 | 20.1302 | 25.7011 | 13.1721 | 338.5365 | 1.4877e-13 | 0.090789 | 0.0009509 | 0.0188 | 1.8323 | 0.0024925 | 0.23682 | 2.1358 | 0.037675 | 0.31705 | 0.00084208 | 0.13539 | 0.035131 | 0.019333 | 0.0033679 | 0.37148 | 0.0036908 | 1.5044 | 0.114 | 0.19973 | 0.01481 | 0.0095709 | 3.9153 | 0.73204 | 1.0746 | 0.93269 | 0.65832 | 0.69468 | 4.0581 | 0.51888 | 0.75221
2573823 | VCUG_a | 2 | 01m_076010_393x248x546.dat | 0.0663;0.0663;0.1400 | 393;248;546 | (-0.1549;69.7747;-6.8090) | 110 | 9.9905 | 69 | 82.0179 | 60 | iodine | [138] | [10] | 1 | 5 | 75 | abnormal | posterior urethral valve | 6.2672 | 3.212 | 20.1302 | 25.7011 | 13.1721 | 338.5365 | 1.4386e-13 | 0.10659 | 0.0011429 | 0.023922 | 1.966 | 0.0020122 | 0.28701 | 2.3203 | 0.045021 | 0.35544 | 0.0016769 | 0.15799 | 0.041922 | 0.027263 | 0.0038364 | 0.41315 | 0.0045399 | 1.6477 | 0.12798 | 0.2306 | 0.01776 | 0.011516 | 4.1345 | 0.80255 | 1.1732 | 1.0035 | 0.68825 | 0.70243 | 4.3046 | 0.55819 | 0.81247
2573823 | VCUG_a | 3 | 01m_076010_393x248x546.dat | 0.0663;0.0663;0.1400 | 393;248;546 | (-0.1549;69.7747;-6.8090) | 60 | 2.5 | 38 | 82.0179 | 60 | iodine | [138] | [30] | 0 | 5 | 75 | abnormal | posterior urethral valve | 6.2672 | 3.212 | 20.1302 | 25.7011 | 13.1721 | 338.5365 | 2.3271e-13 | 0.024319 | 0.00021932 | 0.0037642 | 0.93367 | 0.00025557 | 0.067747 | 1.0745 | 0.0081146 | 0.11278 | 0.00090905 | 0.037428 | 0.0078249 | 0.0056428 | 0.001115 | 0.13603 | 0.00075533 | 0.64292 | 0.036153 | 0.063131 | 0.0021266 | 0.0019094 | 1.9352 | 0.33094 | 0.48544 | 0.47703 | 0.40469 | 0.58838 | 2.3477 | 0.27599 | 0.36975
2573823 | VCUG_a | 3 | 01m_076010_393x248x546.dat | 0.0663;0.0663;0.1400 | 393;248;546 | (-0.1549;69.7747;-6.8090) | 60 | 5.7448 | 47 | 82.0179 | 60 | iodine | [138] | [30] | 0 | 5 | 75 | abnormal | posterior urethral valve | 6.2672 | 3.212 | 20.1302 | 25.7011 | 13.1721 | 338.5365 | 1.5111e-13 | 0.064029 | 0.00056601 | 0.013754 | 1.6723 | 0.00079533 | 0.18431 | 1.9417 | 0.023389 | 0.25795 | 0.0045085 | 0.098036 | 0.022601 | 0.013395 | 0.0027244 | 0.30986 | 0.001921 | 1.3106 | 0.088308 | 0.15436 | 0.008392 | 0.0062603 | 3.6123 | 0.63543 | 0.94486 | 0.84704 | 0.63303 | 0.70034 | 3.8701 | 0.47814 | 0.67821
2573823 | VCUG_a | 3 | 01m_076010_393x248x546.dat | 0.0663;0.0663;0.1400 | 393;248;546 | (-0.1549;69.7747;-6.8090) | 60 | 6.3535 | 49 | 82.0179 | 60 | iodine | [138] | [30] | 0 | 5 | 75 | abnormal | posterior urethral valve | 6.2672 | 3.212 | 20.1302 | 25.7011 | 13.1721 | 338.5365 | 1.4428e-13 | 0.069698 | 0.00063609 | 0.014055 | 1.7725 | 0.0014326 | 0.20142 | 2.0631 | 0.027057 | 0.2838 | 0.0042703 | 0.11048 | 0.026096 | 0.014963 | 0.0020851 | 0.34092 | 0.0022855 | 1.4094 | 0.098552 | 0.17158 | 0.010302 | 0.0061888 | 3.8265 | 0.68088 | 1.0139 | 0.89375 | 0.65935 | 0.71064 | 4.0175 | 0.50182 | 0.72068
2573823 | VCUG_a | 3 | 01m_076010_393x248x546.dat | 0.0663;0.0663;0.1400 | 393;248;546 | (-0.1549;69.7747;-6.8090) | 80 | 2.9 | 44 | 82.0179 | 60 | iodine | [138] | [30] | 0 | 5 | 75 | abnormal | posterior urethral valve | 6.2672 | 3.212 | 20.1302 | 25.7011 | 13.1721 | 338.5365 | 2.0837e-13 | 0.037933 | 0.00035974 | 0.0073241 | 1.1019 | 0.00065768 | 0.10573 | 1.2741 | 0.013368 | 0.15375 | 0.00013691 | 0.056919 | 0.013284 | 0.0076135 | 0.001802 | 0.18294 | 0.0013477 | 0.8066 | 0.051577 | 0.090686 | 0.0048088 | 0.005222 | 2.3273 | 0.40791 | 0.60055 | 0.56364 | 0.45121 | 0.60989 | 2.6701 | 0.32263 | 0.44318
2573823 | VCUG_a | 3 | 01m_076010_393x248x546.dat | 0.0663;0.0663;0.1400 | 393;248;546 | (-0.1549;69.7747;-6.8090) | 80 | 7.702 | 57 | 82.0179 | 60 | iodine | [138] | [30] | 0 | 5 | 75 | abnormal | posterior urethral valve | 6.2672 | 3.212 | 20.1302 | 25.7011 | 13.1721 | 338.5365 | 1.3928e-13 | 0.095126 | 0.00085368 | 0.019092 | 1.8856 | 0.001016 | 0.24676 | 2.1883 | 0.036888 | 0.32808 | 0.0002655 | 0.13635 | 0.03403 | 0.022499 | 0.0037468 | 0.3841 | 0.0036579 | 1.5524 | 0.11812 | 0.20425 | 0.01464 | 0.0091672 | 4.0863 | 0.75227 | 1.1152 | 0.9654 | 0.68215 | 0.71268 | 4.194 | 0.53657 | 0.77537
2573823 | VCUG_a | 3 | 01m_076010_393x248x546.dat | 0.0663;0.0663;0.1400 | 393;248;546 | (-0.1549;69.7747;-6.8090) | 80 | 8.502 | 60 | 82.0179 | 60 | iodine | [138] | [30] | 0 | 5 | 75 | abnormal | posterior urethral valve | 6.2672 | 3.212 | 20.1302 | 25.7011 | 13.1721 | 338.5365 | 1.3583e-13 | 0.098649 | 0.0009502 | 0.014158 | 1.9558 | 0.0013564 | 0.25496 | 2.2516 | 0.041394 | 0.34841 | 0 | 0.14808 | 0.037077 | 0.021093 | 0.0044281 | 0.40353 | 0.0037753 | 1.6255 | 0.12562 | 0.22265 | 0.015899 | 0.010987 | 4.2441 | 0.78893 | 1.1687 | 0.99719 | 0.69767 | 0.71667 | 4.3743 | 0.55848 | 0.80526
2573823 | VCUG_a | 3 | 01m_076010_393x248x546.dat | 0.0663;0.0663;0.1400 | 393;248;546 | (-0.1549;69.7747;-6.8090) | 110 | 3.9 | 52 | 82.0179 | 60 | iodine | [138] | [30] | 0 | 5 | 75 | abnormal | posterior urethral valve | 6.2672 | 3.212 | 20.1302 | 25.7011 | 13.1721 | 338.5365 | 1.8627e-13 | 0.057937 | 0.0005835 | 0.010544 | 1.3327 | 0.0013469 | 0.14558 | 1.5419 | 0.021679 | 0.20545 | 0.0019321 | 0.083077 | 0.020678 | 0.01147 | 0.0021156 | 0.243 | 0.0023346 | 1.0283 | 0.071948 | 0.12417 | 0.0079888 | 0.0048028 | 2.8268 | 0.51178 | 0.75096 | 0.68009 | 0.5145 | 0.63436 | 3.1094 | 0.38476 | 0.54044
2573823 | VCUG_a | 3 | 01m_076010_393x248x546.dat | 0.0663;0.0663;0.1400 | 393;248;546 | (-0.1549;69.7747;-6.8090) | 110 | 7.85 | 62 | 82.0179 | 60 | iodine | [138] | [30] | 0 | 5 | 75 | abnormal | posterior urethral valve | 6.2672 | 3.212 | 20.1302 | 25.7011 | 13.1721 | 338.5365 | 1.4877e-13 | 0.090379 | 0.00094512 | 0.017703 | 1.8308 | 0.0024745 | 0.23694 | 2.1261 | 0.037398 | 0.31562 | 0.00084208 | 0.1346 | 0.034904 | 0.019329 | 0.0034866 | 0.37037 | 0.003627 | 1.4976 | 0.11341 | 0.19879 | 0.014529 | 0.0095776 | 3.91 | 0.72998 | 1.0715 | 0.9308 | 0.65669 | 0.69385 | 4.0459 | 0.51741 | 0.75028
2573823 | VCUG_a | 3 | 01m_076010_393x248x546.dat | 0.0663;0.0663;0.1400 | 393;248;546 | (-0.1549;69.7747;-6.8090) | 110 | 9.9905 | 69 | 82.0179 | 60 | iodine | [138] | [30] | 0 | 5 | 75 | abnormal | posterior urethral valve | 6.2672 | 3.212 | 20.1302 | 25.7011 | 13.1721 | 338.5365 | 1.4386e-13 | 0.10624 | 0.001143 | 0.024231 | 1.9629 | 0.0022168 | 0.28439 | 2.3011 | 0.044792 | 0.35341 | 0.0016769 | 0.15706 | 0.041739 | 0.027541 | 0.003855 | 0.41155 | 0.0045087 | 1.6408 | 0.12734 | 0.23014 | 0.01739 | 0.01169 | 4.1548 | 0.80033 | 1.1699 | 1.0011 | 0.68669 | 0.70168 | 4.2871 | 0.55604 | 0.81074
2573823 | VCUG_a | 4 | 01m_076010_393x248x546.dat | 0.0663;0.0663;0.1400 | 393;248;546 | (-0.1549;69.7747;-4.3213) | 60 | 2.5 | 38 | 82.0179 | 60 | iodine | [138] | [30] | 1 | 5 | 75 | abnormal | posterior urethral valve | 6.2672 | 4.6263 | 28.9938 | 25.7011 | 18.9719 | 487.5985 | 2.7527e-13 | 0.082893 | 0.00033479 | 0.011785 | 1.1747 | 0.00095328 | 0.27626 | 0.74095 | 0.025891 | 0.68685 | 0.00047379 | 0.14472 | 0.025041 | 0.0132 | 0.0020051 | 0.76093 | 0.0020218 | 1.1187 | 0.13237 | 0.26412 | 0.0075766 | 0.005229 | 1.4129 | 0.33304 | 0.48433 | 0.92655 | 0.3104 | 0.60679 | 1.6427 | 0.3644 | 0.39402
2573823 | VCUG_a | 4 | 01m_076010_393x248x546.dat | 0.0663;0.0663;0.1400 | 393;248;546 | (-0.1549;69.7747;-4.3213) | 60 | 5.7448 | 47 | 82.0179 | 60 | iodine | [138] | [30] | 1 | 5 | 75 | abnormal | posterior urethral valve | 6.2672 | 4.6263 | 28.9938 | 25.7011 | 18.9719 | 487.5985 | 1.7874e-13 | 0.19948 | 0.00092626 | 0.030543 | 2.0888 | 0.0015784 | 0.59802 | 1.3744 | 0.069492 | 1.209 | 0.0021712 | 0.32542 | 0.064423 | 0.03606 | 0.0052664 | 1.3484 | 0.0052463 | 2.1034 | 0.27994 | 0.54778 | 0.022322 | 0.014004 | 2.6866 | 0.64193 | 0.94593 | 1.4885 | 0.4988 | 0.71668 | 2.7117 | 0.63002 | 0.72955
2573823 | VCUG_a | 4 | 01m_076010_393x248x546.dat | 0.0663;0.0663;0.1400 | 393;248;546 | (-0.1549;69.7747;-4.3213) | 60 | 6.3535 | 49 | 82.0179 | 60 | iodine | [138] | [30] | 1 | 5 | 75 | abnormal | posterior urethral valve | 6.2672 | 4.6263 | 28.9938 | 25.7011 | 18.9719 | 487.5985 | 1.7066e-13 | 0.21633 | 0.0010864 | 0.032545 | 2.2114 | 0.002899 | 0.66523 | 1.4516 | 0.078564 | 1.2805 | 0.0017338 | 0.35584 | 0.07223 | 0.041595 | 0.0065046 | 1.4309 | 0.0056985 | 2.238 | 0.30541 | 0.59023 | 0.025098 | 0.014109 | 2.841 | 0.68849 | 1.0158 | 1.5604 | 0.52171 | 0.72722 | 2.8694 | 0.66938 | 0.77545
2573823 | VCUG_a | 4 | 01m_076010_393x248x546.dat | 0.0663;0.0663;0.1400 | 393;248;546 | (-0.1549;69.7747;-4.3213) | 80 | 2.9 | 44 | 82.0179 | 60 | iodine | [138] | [30] | 1 | 5 | 75 | abnormal | posterior urethral valve | 6.2672 | 4.6263 | 28.9938 | 25.7011 | 18.9719 | 487.5985 | 2.4645e-13 | 0.11488 | 0.0005769 | 0.018042 | 1.3853 | 0.0012117 | 0.36968 | 0.88479 | 0.040086 | 0.80194 | 0.0026192 | 0.19402 | 0.037517 | 0.023121 | 0.003353 | 0.88629 | 0.0031857 | 1.3465 | 0.17082 | 0.33529 | 0.013017 | 0.0082864 | 1.7103 | 0.41153 | 0.60055 | 1.045 | 0.35029 | 0.62651 | 1.8819 | 0.42553 | 0.4741
2573823 | VCUG_a | 4 | 01m_076010_393x248x546.dat | 0.0663;0.0663;0.1400 | 393;248;546 | (-0.1549;69.7747;-4.3213) | 80 | 7.702 | 57 | 82.0179 | 60 | iodine | [138] | [30] | 1 | 5 | 75 | abnormal | posterior urethral valve | 6.2672 | 4.6263 | 28.9938 | 25.7011 | 18.9719 | 487.5985 | 1.6473e-13 | 0.2537 | 0.0015664 | 0.043815 | 2.3498 | 0.0045822 | 0.74266 | 1.5492 | 0.097759 | 1.3504 | 0.00032381 | 0.4068 | 0.088289 | 0.051971 | 0.0084568 | 1.4923 | 0.0076373 | 2.4023 | 0.33218 | 0.65142 | 0.034629 | 0.020436 | 3.0365 | 0.76121 | 1.1178 | 1.6434 | 0.54374 | 0.73139 | 2.9643 | 0.70712 | 0.83535
2573823 | VCUG_a | 4 | 01m_076010_393x248x546.dat | 0.0663;0.0663;0.1400 | 393;248;546 | (-0.1549;69.7747;-4.3213) | 80 | 8.502 | 60 | 82.0179 | 60 | iodine | [138] | [30] | 1 | 5 | 75 | abnormal | posterior urethral valve | 6.2672 | 4.6263 | 28.9938 | 25.7011 | 18.9719 | 487.5985 | 1.6065e-13 | 0.27815 | 0.001748 | 0.050692 | 2.4358 | 0.0031305 | 0.79663 | 1.61 | 0.10631 | 1.394 | 0.0023861 | 0.43209 | 0.094845 | 0.062751 | 0.0092915 | 1.5302 | 0.0086049 | 2.5014 | 0.3497 | 0.67799 | 0.037651 | 0.02503 | 3.1672 | 0.79876 | 1.1721 | 1.6946 | 0.55797 | 0.73563 | 3.017 | 0.73006 | 0.87004
2573823 | VCUG_a | 4 | 01m_076010_393x248x546.dat | 0.0663;0.0663;0.1400 | 393;248;546 | (-0.1549;69.7747;-4.3213) | 110 | 3.9 | 52 | 82.0179 | 60 | iodine | [138] | [30] | 1 | 5 | 75 | abnormal | posterior urethral valve | 6.2672 | 4.6263 | 28.9938 | 25.7011 | 18.9719 | 487.5985 | 2.2031e-13 | 0.1596 | 0.00099869 | 0.026501 | 1.668 | 0.003154 | 0.482 | 1.0754 | 0.058826 | 0.95071 | 0.0030838 | 0.25914 | 0.053379 | 0.033483 | 0.004331 | 1.0512 | 0.0049721 | 1.6562 | 0.21662 | 0.42644 | 0.020559 | 0.011035 | 2.0801 | 0.51618 | 0.75036 | 1.2141 | 0.40422 | 0.65275 | 2.1594 | 0.50345 | 0.57875
2573823 | VCUG_a | 4 | 01m_076010_393x248x546.dat | 0.0663;0.0663;0.1400 | 393;248;546 | (-0.1549;69.7747;-4.3213) | 110 | 7.85 | 62 | 82.0179 | 60 | iodine | [138] | [30] | 1 | 5 | 75 | abnormal | posterior urethral valve | 6.2672 | 4.6263 | 28.9938 | 25.7011 | 18.9719 | 487.5985 | 1.7595e-13 | 0.25549 | 0.0017155 | 0.047839 | 2.2664 | 0.0040276 | 0.72801 | 1.5097 | 0.096564 | 1.2839 | 0.00037252 | 0.39373 | 0.086248 | 0.054684 | 0.0074654 | 1.4057 | 0.0083582 | 2.3167 | 0.31665 | 0.62258 | 0.035253 | 0.024671 | 2.9162 | 0.73725 | 1.0718 | 1.5901 | 0.52402 | 0.71399 | 2.8773 | 0.68205 | 0.80739
2573823 | VCUG_a | 4 | 01m_076010_393x248x546.dat | 0.0663;0.0663;0.1400 | 393;248;546 | (-0.1549;69.7747;-4.3213) | 110 | 9.9905 | 69 | 82.0179 | 60 | iodine | [138] | [30] | 1 | 5 | 75 | abnormal | posterior urethral valve | 6.2672 | 4.6263 | 28.9938 | 25.7011 | 18.9719 | 487.5985 | 1.7012e-13 | 0.2825 | 0.0021524 | 0.056311 | 2.4288 | 0.0044956 | 0.81413 | 1.6646 | 0.11275 | 1.3637 | 0.0020752 | 0.44174 | 0.099729 | 0.065342 | 0.0090083 | 1.4846 | 0.010106 | 2.502 | 0.345 | 0.6724 | 0.042976 | 0.028828 | 3.1483 | 0.80826 | 1.1698 | 1.6751 | 0.5521 | 0.71985 | 3.0494 | 0.72774 | 0.87475
2573823 | VCUG_a | 5 | 01m_076010_393x248x546.dat | 0.0663;0.0663;0.1400 | 393;248;546 | (0.4895;69.3997;-4.3049) | 60 | 2.5 | 38 | 81.7835 | 60 | iodine | [138] | [50] | 1 | 10 | 75 | abnormal | posterior urethral valve | 6.3724 | 4.6564 | 29.6726 | 26.0579 | 19.0409 | 496.1663 | 2.7461e-13 | 0.089497 | 0.00031964 | 0.011545 | 1.2005 | 0.00077862 | 0.43956 | 0.7284 | 0.023912 | 0.75335 | 6.4545e-05 | 0.29855 | 0.024577 | 0.013653 | 0.0016531 | 0.45194 | 0.0017399 | 1.0684 | 0.082691 | 0.1961 | 0.0076868 | 0.0038199 | 1.3873 | 0.33067 | 0.48198 | 0.95934 | 0.30862 | 0.59887 | 1.6036 | 0.35803 | 0.39181
2573823 | VCUG_a | 5 | 01m_076010_393x248x546.dat | 0.0663;0.0663;0.1400 | 393;248;546 | (0.4895;69.3997;-4.3049) | 60 | 5.7448 | 47 | 81.7835 | 60 | iodine | [138] | [50] | 1 | 10 | 75 | abnormal | posterior urethral valve | 6.3724 | 4.6564 | 29.6726 | 26.0579 | 19.0409 | 496.1663 | 1.7831e-13 | 0.19682 | 0.00090811 | 0.029597 | 2.1098 | 0.0027588 | 0.86499 | 1.3577 | 0.065267 | 1.2901 | 0.00030212 | 0.53996 | 0.06253 | 0.036698 | 0.0034409 | 0.93559 | 0.004891 | 2.0222 | 0.18932 | 0.43262 | 0.021781 | 0.011953 | 2.6019 | 0.63837 | 0.94267 | 1.5189 | 0.49545 | 0.70748 | 2.6749 | 0.6238 | 0.7204
2573823 | VCUG_a | 5 | 01m_076010_393x248x546.dat | 0.0663;0.0663;0.1400 | 393;248;546 | (0.4895;69.3997;-4.3049) | 60 | 6.3535 | 49 | 81.7835 | 60 | iodine | [138] | [50] | 1 | 10 | 75 | abnormal | posterior urethral valve | 6.3724 | 4.6564 | 29.6726 | 26.0579 | 19.0409 | 496.1663 | 1.7026e-13 | 0.21553 | 0.001037 | 0.033312 | 2.2307 | 0.0032778 | 0.92689 | 1.4171 | 0.073154 | 1.3597 | 0.0017912 | 0.57451 | 0.06987 | 0.04395 | 0.0041086 | 1.0109 | 0.0061477 | 2.1554 | 0.20816 | 0.47381 | 0.025737 | 0.016404 | 2.7737 | 0.68462 | 1.0123 | 1.5927 | 0.51783 | 0.71829 | 2.7829 | 0.65846 | 0.76518
2573823 | VCUG_a | 5 | 01m_076010_393x248x546.dat | 0.0663;0.0663;0.1400 | 393;248;546 | (0.4895;69.3997;-4.3049) | 80 | 2.9 | 44 | 81.7835 | 60 | iodine | [138] | [50] | 1 | 10 | 75 | abnormal | posterior urethral valve | 6.3724 | 4.6564 | 29.6726 | 26.0579 | 19.0409 | 496.1663 | 2.4587e-13 | 0.11701 | 0.00058072 | 0.017957 | 1.4019 | 0.0018227 | 0.53871 | 0.87189 | 0.037624 | 0.87088 | 0.0010441 | 0.35569 | 0.036273 | 0.021866 | 0.0033751 | 0.57673 | 0.0030566 | 1.2925 | 0.11272 | 0.26038 | 0.01296 | 0.0071624 | 1.6723 | 0.40857 | 0.59747 | 1.0821 | 0.34811 | 0.61911 | 1.8296 | 0.41866 | 0.46949
2573823 | VCUG_a | 5 | 01m_076010_393x248x546.dat | 0.0663;0.0663;0.1400 | 393;248;546 | (0.4895;69.3997;-4.3049) | 80 | 7.702 | 57 | 81.7835 | 60 | iodine | [138] | [50] | 1 | 10 | 75 | abnormal | posterior urethral valve | 6.3724 | 4.6564 | 29.6726 | 26.0579 | 19.0409 | 496.1663 | 1.6434e-13 | 0.25174 | 0.0015484 | 0.042504 | 2.3694 | 0.0035706 | 0.98971 | 1.514 | 0.093147 | 1.4249 | 0.00035735 | 0.6181 | 0.087172 | 0.055131 | 0.007485 | 1.1132 | 0.008332 | 2.3265 | 0.24306 | 0.53771 | 0.033157 | 0.022277 | 2.9773 | 0.75648 | 1.1131 | 1.6746 | 0.53947 | 0.72108 | 2.9028 | 0.69942 | 0.82559
2573823 | VCUG_a | 5 | 01m_076010_393x248x546.dat | 0.0663;0.0663;0.1400 | 393;248;546 | (0.4895;69.3997;-4.3049) | 80 | 8.502 | 60 | 81.7835 | 60 | iodine | [138] | [50] | 1 | 10 | 75 | abnormal | posterior urethral valve | 6.3724 | 4.6564 | 29.6726 | 26.0579 | 19.0409 | 496.1663 | 1.6027e-13 | 0.26661 | 0.001745 | 0.048791 | 2.4594 | 0.0037546 | 1.0339 | 1.5866 | 0.10172 | 1.4678 | 0.001853 | 0.64241 | 0.093492 | 0.059673 | 0.0076464 | 1.167 | 0.0092182 | 2.4187 | 0.25789 | 0.56971 | 0.036754 | 0.02376 | 3.1134 | 0.79314 | 1.1661 | 1.7151 | 0.55376 | 0.72477 | 2.9727 | 0.72231 | 0.86194
2573823 | VCUG_a | 5 | 01m_076010_393x248x546.dat | 0.0663;0.0663;0.1400 | 393;248;546 | (0.4895;69.3997;-4.3049) | 110 | 3.9 | 52 | 81.7835 | 60 | iodine | [138] | [50] | 1 | 10 | 75 | abnormal | posterior urethral valve | 6.3724 | 4.6564 | 29.6726 | 26.0579 | 19.0409 | 496.1663 | 2.1979e-13 | 0.15612 | 0.00099482 | 0.027176 | 1.6803 | 0.0021121 | 0.65427 | 1.0531 | 0.056464 | 1.0199 | 0.0014734 | 0.42945 | 0.05256 | 0.032338 | 0.0039332 | 0.73635 | 0.0050344 | 1.5921 | 0.1521 | 0.34305 | 0.020642 | 0.012635 | 2.0597 | 0.51252 | 0.74665 | 1.2481 | 0.40137 | 0.64356 | 2.1738 | 0.50057 | 0.57351
2573823 | VCUG_a | 5 | 01m_076010_393x248x546.dat | 0.0663;0.0663;0.1400 | 393;248;546 | (0.4895;69.3997;-4.3049) | 110 | 7.85 | 62 | 81.7835 | 60 | iodine | [138] | [50] | 1 | 10 | 75 | abnormal | posterior urethral valve | 6.3724 | 4.6564 | 29.6726 | 26.0579 | 19.0409 | 496.1663 | 1.7553e-13 | 0.24358 | 0.0017265 | 0.049726 | 2.2873 | 0.0044445 | 0.9559 | 1.4723 | 0.092656 | 1.3612 | 0.003257 | 0.59038 | 0.085221 | 0.051989 | 0.0073434 | 1.0775 | 0.0082025 | 2.2443 | 0.23343 | 0.52167 | 0.034774 | 0.022228 | 2.8893 | 0.73228 | 1.0666 | 1.6269 | 0.51991 | 0.70389 | 2.8213 | 0.67707 | 0.80014
2573823 | VCUG_a | 5 | 01m_076010_393x248x546.dat | 0.0663;0.0663;0.1400 | 393;248;546 | (0.4895;69.3997;-4.3049) | 110 | 9.9905 | 69 | 81.7835 | 60 | iodine | [138] | [50] | 1 | 10 | 75 | abnormal | posterior urethral valve | 6.3724 | 4.6564 | 29.6726 | 26.0579 | 19.0409 | 496.1663 | 1.6972e-13 | 0.28252 | 0.0021244 | 0.051468 | 2.4534 | 0.0044169 | 1.0397 | 1.6087 | 0.10942 | 1.4341 | 0.0041542 | 0.63258 | 0.098021 | 0.061738 | 0.0087197 | 1.1857 | 0.0098605 | 2.4259 | 0.26614 | 0.57465 | 0.042601 | 0.029248 | 3.1127 | 0.80269 | 1.1639 | 1.7101 | 0.54731 | 0.71097 | 2.985 | 0.72429 | 0.86556
2573823 | VCUG_a | 6 | 01m_076010_393x248x546.dat | 0.0663;0.0663;0.1400 | 393;248;546 | (-0.1549;69.7747;-4.3213) | 60 | 2.5 | 38 | 82.0179 | 60 | iodine | [138] | [75] | 0 | 10 | 75 | abnormal | posterior urethral valve | 6.2672 | 4.6263 | 28.9938 | 25.7011 | 18.9719 | 487.5985 | 2.7527e-13 | 0.082868 | 0.0003347 | 0.011898 | 1.1723 | 0.00095328 | 0.27583 | 0.736 | 0.025844 | 0.68656 | 0.00047379 | 0.14455 | 0.025007 | 0.013149 | 0.0020051 | 0.76042 | 0.0020304 | 1.1142 | 0.13232 | 0.26393 | 0.0075591 | 0.005229 | 1.3419 | 0.33224 | 0.48322 | 0.92495 | 0.3096 | 0.60646 | 1.6117 | 0.36172 | 0.39005
2573823 | VCUG_a | 6 | 01m_076010_393x248x546.dat | 0.0663;0.0663;0.1400 | 393;248;546 | (-0.1549;69.7747;-4.3213) | 60 | 5.7448 | 47 | 82.0179 | 60 | iodine | [138] | [75] | 0 | 10 | 75 | abnormal | posterior urethral valve | 6.2672 | 4.6263 | 28.9938 | 25.7011 | 18.9719 | 487.5985 | 1.7874e-13 | 0.19937 | 0.00092519 | 0.030488 | 2.0841 | 0.0015784 | 0.59684 | 1.3599 | 0.069346 | 1.2083 | 0.0021712 | 0.3249 | 0.064339 | 0.036002 | 0.0051784 | 1.3473 | 0.0052444 | 2.0945 | 0.27976 | 0.54743 | 0.022253 | 0.013704 | 2.5652 | 0.63988 | 0.94301 | 1.4865 | 0.49697 | 0.71589 | 2.6786 | 0.62691 | 0.72221
2573823 | VCUG_a | 6 | 01m_076010_393x248x546.dat | 0.0663;0.0663;0.1400 | 393;248;546 | (-0.1549;69.7747;-4.3213) | 60 | 6.3535 | 49 | 82.0179 | 60 | iodine | [138] | [75] | 0 | 10 | 75 | abnormal | posterior urethral valve | 6.2672 | 4.6263 | 28.9938 | 25.7011 | 18.9719 | 487.5985 | 1.7066e-13 | 0.21547 | 0.0010849 | 0.032401 | 2.2056 | 0.002899 | 0.66265 | 1.4355 | 0.078447 | 1.2795 | 0.0017338 | 0.35521 | 0.072177 | 0.041533 | 0.0064806 | 1.4293 | 0.0056803 | 2.2285 | 0.30514 | 0.58964 | 0.025035 | 0.014109 | 2.7155 | 0.68624 | 1.0126 | 1.5567 | 0.51963 | 0.7262 | 2.8275 | 0.66524 | 0.7675
2573823 | VCUG_a | 6 | 01m_076010_393x248x546.dat | 0.0663;0.0663;0.1400 | 393;248;546 | (-0.1549;69.7747;-4.3213) | 80 | 2.9 | 44 | 82.0179 | 60 | iodine | [138] | [75] | 0 | 10 | 75 | abnormal | posterior urethral valve | 6.2672 | 4.6263 | 28.9938 | 25.7011 | 18.9719 | 487.5985 | 2.4645e-13 | 0.1147 | 0.00057573 | 0.01804 | 1.3818 | 0.0012292 | 0.36857 | 0.87526 | 0.040051 | 0.80149 | 0.0026192 | 0.19366 | 0.037467 | 0.023016 | 0.003353 | 0.88601 | 0.0031757 | 1.3412 | 0.17071 | 0.33475 | 0.013032 | 0.0082864 | 1.6293 | 0.41035 | 0.59887 | 1.0435 | 0.34919 | 0.62597 | 1.8569 | 0.42325 | 0.46916
2573823 | VCUG_a | 6 | 01m_076010_393x248x546.dat | 0.0663;0.0663;0.1400 | 393;248;546 | (-0.1549;69.7747;-4.3213) | 80 | 7.702 | 57 | 82.0179 | 60 | iodine | [138] | [75] | 0 | 10 | 75 | abnormal | posterior urethral valve | 6.2672 | 4.6263 | 28.9938 | 25.7011 | 18.9719 | 487.5985 | 1.6473e-13 | 0.25305 | 0.0015655 | 0.044 | 2.3441 | 0.0045822 | 0.73963 | 1.5311 | 0.097626 | 1.3492 | 0.00032381 | 0.40586 | 0.088192 | 0.051975 | 0.0084568 | 1.4904 | 0.0075699 | 2.3912 | 0.33168 | 0.65033 | 0.034596 | 0.020436 | 2.9304 | 0.75851 | 1.1138 | 1.6398 | 0.54149 | 0.73038 | 2.9316 | 0.70362 | 0.82801
2573823 | VCUG_a | 6 | 01m_076010_393x248x546.dat | 0.0663;0.0663;0.1400 | 393;248;546 | (-0.1549;69.7747;-4.3213) | 80 | 8.502 | 60 | 82.0179 | 60 | iodine | [138] | [75] | 0 | 10 | 75 | abnormal | posterior urethral valve | 6.2672 | 4.6263 | 28.9938 | 25.7011 | 18.9719 | 487.5985 | 1.6065e-13 | 0.27805 | 0.0017473 | 0.050471 | 2.4302 | 0.0031305 | 0.79451 | 1.5857 | 0.10618 | 1.3926 | 0.0023861 | 0.43114 | 0.094733 | 0.062539 | 0.0092915 | 1.5285 | 0.0085564 | 2.4904 | 0.34906 | 0.67674 | 0.037645 | 0.025038 | 3.0715 | 0.79583 | 1.1678 | 1.691 | 0.55561 | 0.73439 | 3.0167 | 0.72915 | 0.86284
2573823 | VCUG_a | 6 | 01m_076010_393x248x546.dat | 0.0663;0.0663;0.1400 | 393;248;546 | (-0.1549;69.7747;-4.3213) | 110 | 3.9 | 52 | 82.0179 | 60 | iodine | [138] | [75] | 0 | 10 | 75 | abnormal | posterior urethral valve | 6.2672 | 4.6263 | 28.9938 | 25.7011 | 18.9719 | 487.5985 | 2.2031e-13 | 0.15912 | 0.00099678 | 0.026574 | 1.6634 | 0.003154 | 0.48051 | 1.0611 | 0.058731 | 0.95003 | 0.0030838 | 0.25873 | 0.053289 | 0.033461 | 0.0043376 | 1.0503 | 0.0049462 | 1.6502 | 0.21635 | 0.42623 | 0.020601 | 0.01091 | 1.9978 | 0.51461 | 0.74812 | 1.2118 | 0.40285 | 0.65207 | 2.1548 | 0.50253 | 0.57338
2573823 | VCUG_a | 6 | 01m_076010_393x248x546.dat | 0.0663;0.0663;0.1400 | 393;248;546 | (-0.1549;69.7747;-4.3213) | 110 | 7.85 | 62 | 82.0179 | 60 | iodine | [138] | [75] | 0 | 10 | 75 | abnormal | posterior urethral valve | 6.2672 | 4.6263 | 28.9938 | 25.7011 | 18.9719 | 487.5985 | 1.7595e-13 | 0.25516 | 0.0017105 | 0.04764 | 2.261 | 0.0040163 | 0.72761 | 1.4997 | 0.096382 | 1.2829 | 0.00037252 | 0.39299 | 0.086106 | 0.054298 | 0.0073335 | 1.4037 | 0.0083509 | 2.3074 | 0.31623 | 0.62138 | 0.035243 | 0.024198 | 2.8258 | 0.73483 | 1.0683 | 1.5875 | 0.52196 | 0.71305 | 2.8525 | 0.67943 | 0.80143
2573823 | VCUG_a | 6 | 01m_076010_393x248x546.dat | 0.0663;0.0663;0.1400 | 393;248;546 | (-0.1549;69.7747;-4.3213) | 110 | 9.9905 | 69 | 82.0179 | 60 | iodine | [138] | [75] | 0 | 10 | 75 | abnormal | posterior urethral valve | 6.2672 | 4.6263 | 28.9938 | 25.7011 | 18.9719 | 487.5985 | 1.7012e-13 | 0.28191 | 0.0021501 | 0.056316 | 2.4223 | 0.0045193 | 0.81189 | 1.6386 | 0.11247 | 1.362 | 0.0020752 | 0.44083 | 0.099588 | 0.065318 | 0.0091065 | 1.4825 | 0.010073 | 2.4927 | 0.34438 | 0.67135 | 0.042848 | 0.028593 | 3.0796 | 0.80547 | 1.1658 | 1.6726 | 0.54987 | 0.71878 | 2.994 | 0.72258 | 0.86794
2573823 | VCUG_a | 7 | 01m_076010_393x248x546.dat | 0.0663;0.0663;0.1400 | 393;248;546 | (-0.1549;69.7747;-4.3213) | 60 | 2.5 | 38 | 82.0179 | 60 | iodine | [138] | [100] | 1 | 5 | 75 | abnormal | posterior urethral valve | 6.2672 | 4.6263 | 28.9938 | 25.7011 | 18.9719 | 487.5985 | 2.7527e-13 | 0.083144 | 0.00033449 | 0.011773 | 1.1708 | 0.00095328 | 0.27532 | 0.73517 | 0.025831 | 0.68642 | 0.00047379 | 0.14448 | 0.024989 | 0.013116 | 0.0020051 | 0.76038 | 0.0020322 | 1.1131 | 0.1323 | 0.26383 | 0.0075428 | 0.005229 | 1.3119 | 0.33196 | 0.48283 | 0.92454 | 0.30931 | 0.60634 | 1.6057 | 0.36117 | 0.38846
2573823 | VCUG_a | 7 | 01m_076010_393x248x546.dat | 0.0663;0.0663;0.1400 | 393;248;546 | (-0.1549;69.7747;-4.3213) | 60 | 5.7448 | 47 | 82.0179 | 60 | iodine | [138] | [100] | 1 | 5 | 75 | abnormal | posterior urethral valve | 6.2672 | 4.6263 | 28.9938 | 25.7011 | 18.9719 | 487.5985 | 1.7874e-13 | 0.19937 | 0.00092575 | 0.030381 | 2.0816 | 0.0015784 | 0.59634 | 1.3558 | 0.069313 | 1.2079 | 0.0021712 | 0.32472 | 0.064339 | 0.036002 | 0.0052818 | 1.3473 | 0.005229 | 2.0915 | 0.27971 | 0.54713 | 0.022248 | 0.013739 | 2.5129 | 0.63919 | 0.94201 | 1.4854 | 0.49625 | 0.71561 | 2.6487 | 0.6244 | 0.71904
2573823 | VCUG_a | 7 | 01m_076010_393x248x546.dat | 0.0663;0.0663;0.1400 | 393;248;546 | (-0.1549;69.7747;-4.3213) | 60 | 6.3535 | 49 | 82.0179 | 60 | iodine | [138] | [100] | 1 | 5 | 75 | abnormal | posterior urethral valve | 6.2672 | 4.6263 | 28.9938 | 25.7011 | 18.9719 | 487.5985 | 1.7066e-13 | 0.21533 | 0.001085 | 0.032397 | 2.2031 | 0.002899 | 0.66318 | 1.4255 | 0.078418 | 1.2791 | 0.0017338 | 0.35504 | 0.07213 | 0.041527 | 0.0064718 | 1.4291 | 0.005695 | 2.2247 | 0.30494 | 0.58952 | 0.025012 | 0.014145 | 2.665 | 0.68543 | 1.0114 | 1.5555 | 0.51888 | 0.72581 | 2.7849 | 0.66178 | 0.76382
2573823 | VCUG_a | 7 | 01m_076010_393x248x546.dat | 0.0663;0.0663;0.1400 | 393;248;546 | (-0.1549;69.7747;-4.3213) | 80 | 2.9 | 44 | 82.0179 | 60 | iodine | [138] | [100] | 1 | 5 | 75 | abnormal | posterior urethral valve | 6.2672 | 4.6263 | 28.9938 | 25.7011 | 18.9719 | 487.5985 | 2.4645e-13 | 0.11481 | 0.00057686 | 0.018027 | 1.3803 | 0.0012292 | 0.36794 | 0.86937 | 0.040024 | 0.80129 | 0.0026192 | 0.19355 | 0.037454 | 0.023019 | 0.0034339 | 0.88573 | 0.0031839 | 1.3392 | 0.17072 | 0.33468 | 0.012995 | 0.0082864 | 1.599 | 0.40993 | 0.59827 | 1.0427 | 0.34882 | 0.62577 | 1.833 | 0.42125 | 0.46699
2573823 | VCUG_a | 7 | 01m_076010_393x248x546.dat | 0.0663;0.0663;0.1400 | 393;248;546 | (-0.1549;69.7747;-4.3213) | 80 | 7.702 | 57 | 82.0179 | 60 | iodine | [138] | [100] | 1 | 5 | 75 | abnormal | posterior urethral valve | 6.2672 | 4.6263 | 28.9938 | 25.7011 | 18.9719 | 487.5985 | 1.6473e-13 | 0.25263 | 0.0015653 | 0.043899 | 2.3406 | 0.0046119 | 0.73763 | 1.5197 | 0.09748 | 1.3484 | 0.00032381 | 0.40564 | 0.088107 | 0.051766 | 0.0084617 | 1.4897 | 0.0075638 | 2.3867 | 0.33172 | 0.64973 | 0.034633 | 0.020436 | 2.8737 | 0.75753 | 1.1124 | 1.639 | 0.54065 | 0.72993 | 2.8977 | 0.70056 | 0.82381
2573823 | VCUG_a | 7 | 01m_076010_393x248x546.dat | 0.0663;0.0663;0.1400 | 393;248;546 | (-0.1549;69.7747;-4.3213) | 80 | 8.502 | 60 | 82.0179 | 60 | iodine | [138] | [100] | 1 | 5 | 75 | abnormal | posterior urethral valve | 6.2672 | 4.6263 | 28.9938 | 25.7011 | 18.9719 | 487.5985 | 1.6065e-13 | 0.27785 | 0.0017463 | 0.050513 | 2.4252 | 0.0031615 | 0.79408 | 1.5798 | 0.10602 | 1.392 | 0.0023861 | 0.4308 | 0.094683 | 0.062539 | 0.0093973 | 1.5274 | 0.0085589 | 2.4853 | 0.34918 | 0.67643 | 0.037686 | 0.02503 | 3.012 | 0.79472 | 1.1662 | 1.6898 | 0.55465 | 0.73398 | 2.9777 | 0.72581 | 0.85879
2573823 | VCUG_a | 7 | 01m_076010_393x248x546.dat | 0.0663;0.0663;0.1400 | 393;248;546 | (-0.1549;69.7747;-4.3213) | 110 | 3.9 | 52 | 82.0179 | 60 | iodine | [138] | [100] | 1 | 5 | 75 | abnormal | posterior urethral valve | 6.2672 | 4.6263 | 28.9938 | 25.7011 | 18.9719 | 487.5985 | 2.2031e-13 | 0.15888 | 0.00099655 | 0.026474 | 1.6624 | 0.003154 | 0.48087 | 1.06 | 0.05864 | 0.9498 | 0.0030838 | 0.25857 | 0.053248 | 0.033391 | 0.004331 | 1.05 | 0.0049526 | 1.6477 | 0.21618 | 0.42611 | 0.020533 | 0.01091 | 1.9632 | 0.514 | 0.74725 | 1.2106 | 0.4023 | 0.65177 | 2.1362 | 0.50091 | 0.57147
2573823 | VCUG_a | 7 | 01m_076010_393x248x546.dat | 0.0663;0.0663;0.1400 | 393;248;546 | (-0.1549;69.7747;-4.3213) | 110 | 7.85 | 62 | 82.0179 | 60 | iodine | [138] | [100] | 1 | 5 | 75 | abnormal | posterior urethral valve | 6.2672 | 4.6263 | 28.9938 | 25.7011 | 18.9719 | 487.5985 | 1.7595e-13 | 0.25512 | 0.0017106 | 0.047523 | 2.2578 | 0.0040163 | 0.72897 | 1.4897 | 0.096319 | 1.2822 | 0.00037252 | 0.39268 | 0.086066 | 0.054531 | 0.0073335 | 1.4035 | 0.0083469 | 2.3035 | 0.31619 | 0.62133 | 0.035229 | 0.0242 | 2.774 | 0.73383 | 1.0668 | 1.5859 | 0.52113 | 0.71268 | 2.8248 | 0.67716 | 0.79774
2573823 | VCUG_a | 7 | 01m_076010_393x248x546.dat | 0.0663;0.0663;0.1400 | 393;248;546 | (-0.1549;69.7747;-4.3213) | 110 | 9.9905 | 69 | 82.0179 | 60 | iodine | [138] | [100] | 1 | 5 | 75 | abnormal | posterior urethral valve | 6.2672 | 4.6263 | 28.9938 | 25.7011 | 18.9719 | 487.5985 | 1.7012e-13 | 0.28147 | 0.0021469 | 0.056136 | 2.418 | 0.0045006 | 0.81213 | 1.6371 | 0.1123 | 1.3614 | 0.0020752 | 0.44046 | 0.0995 | 0.065177 | 0.0091341 | 1.4816 | 0.010065 | 2.4888 | 0.3442 | 0.67111 | 0.042788 | 0.028606 | 3.0138 | 0.80431 | 1.1641 | 1.6709 | 0.54896 | 0.71834 | 2.9939 | 0.72221 | 0.86438
2573823 | VCUG_a | 8 | 01m_076010_393x248x546.dat | 0.0663;0.0663;0.1400 | 393;248;546 | (0.4895;69.3997;-4.3049) | 60 | 2.5 | 38 | 81.7835 | 60 | iodine | [138] | [100] | 1 | 5 | 75 | abnormal | posterior urethral valve | 6.3724 | 4.6564 | 29.6726 | 26.0579 | 19.0409 | 496.1663 | 2.7461e-13 | 0.089464 | 0.00031982 | 0.011545 | 1.1979 | 0.00077862 | 0.43909 | 0.72276 | 0.023871 | 0.75317 | 6.4545e-05 | 0.29844 | 0.024554 | 0.013618 | 0.0016531 | 0.45162 | 0.0017317 | 1.0636 | 0.082592 | 0.19582 | 0.0077072 | 0.0038199 | 1.3164 | 0.33001 | 0.48104 | 0.95858 | 0.30797 | 0.59863 | 1.579 | 0.35595 | 0.38783
2573823 | VCUG_a | 8 | 01m_076010_393x248x546.dat | 0.0663;0.0663;0.1400 | 393;248;546 | (0.4895;69.3997;-4.3049) | 60 | 5.7448 | 47 | 81.7835 | 60 | iodine | [138] | [100] | 1 | 5 | 75 | abnormal | posterior urethral valve | 6.3724 | 4.6564 | 29.6726 | 26.0579 | 19.0409 | 496.1663 | 1.7831e-13 | 0.19659 | 0.00090688 | 0.029592 | 2.1058 | 0.0028839 | 0.86404 | 1.3449 | 0.065239 | 1.2894 | 0.00030212 | 0.53956 | 0.062474 | 0.036502 | 0.0034409 | 0.93481 | 0.0048813 | 2.0111 | 0.18901 | 0.4321 | 0.021792 | 0.011952 | 2.494 | 0.63674 | 0.94032 | 1.5165 | 0.49386 | 0.70678 | 2.6385 | 0.62049 | 0.71386
2573823 | VCUG_a | 8 | 01m_076010_393x248x546.dat | 0.0663;0.0663;0.1400 | 393;248;546 | (0.4895;69.3997;-4.3049) | 60 | 6.3535 | 49 | 81.7835 | 60 | iodine | [138] | [100] | 1 | 5 | 75 | abnormal | posterior urethral valve | 6.3724 | 4.6564 | 29.6726 | 26.0579 | 19.0409 | 496.1663 | 1.7026e-13 | 0.21496 | 0.0010367 | 0.033298 | 2.2246 | 0.0032778 | 0.9253 | 1.4008 | 0.073136 | 1.3589 | 0.0017912 | 0.57404 | 0.06977 | 0.043932 | 0.0040857 | 1.0101 | 0.0061483 | 2.144 | 0.20783 | 0.47331 | 0.025659 | 0.016215 | 2.6585 | 0.68281 | 1.0097 | 1.5897 | 0.51606 | 0.71752 | 2.7351 | 0.65411 | 0.75766
2573823 | VCUG_a | 8 | 01m_076010_393x248x546.dat | 0.0663;0.0663;0.1400 | 393;248;546 | (0.4895;69.3997;-4.3049) | 80 | 2.9 | 44 | 81.7835 | 60 | iodine | [138] | [100] | 1 | 5 | 75 | abnormal | posterior urethral valve | 6.3724 | 4.6564 | 29.6726 | 26.0579 | 19.0409 | 496.1663 | 2.4587e-13 | 0.11695 | 0.00058096 | 0.017859 | 1.3985 | 0.0018216 | 0.537 | 0.86384 | 0.037587 | 0.87039 | 0.0010441 | 0.35547 | 0.036246 | 0.021906 | 0.0034467 | 0.57604 | 0.0030649 | 1.2861 | 0.11246 | 0.25995 | 0.013004 | 0.0071624 | 1.5942 | 0.40761 | 0.59611 | 1.0811 | 0.3472 | 0.61871 | 1.7914 | 0.41536 | 0.46471
2573823 | VCUG_a | 8 | 01m_076010_393x248x546.dat | 0.0663;0.0663;0.1400 | 393;248;546 | (0.4895;69.3997;-4.3049) | 80 | 7.702 | 57 | 81.7835 | 60 | iodine | [138] | [100] | 1 | 5 | 75 | abnormal | posterior urethral valve | 6.3724 | 4.6564 | 29.6726 | 26.0579 | 19.0409 | 496.1663 | 1.6434e-13 | 0.2515 | 0.0015474 | 0.042567 | 2.3622 | 0.0035706 | 0.99019 | 1.5008 | 0.092959 | 1.4237 | 0.00035735 | 0.61743 | 0.087075 | 0.055089 | 0.0074899 | 1.1115 | 0.0083168 | 2.3136 | 0.24279 | 0.53684 | 0.033111 | 0.02232 | 2.8635 | 0.75422 | 1.1098 | 1.672 | 0.53752 | 0.72002 | 2.8532 | 0.69504 | 0.81814
2573823 | VCUG_a | 8 | 01m_076010_393x248x546.dat | 0.0663;0.0663;0.1400 | 393;248;546 | (0.4895;69.3997;-4.3049) | 80 | 8.502 | 60 | 81.7835 | 60 | iodine | [138] | [100] | 1 | 5 | 75 | abnormal | posterior urethral valve | 6.3724 | 4.6564 | 29.6726 | 26.0579 | 19.0409 | 496.1663 | 1.6027e-13 | 0.26614 | 0.0017432 | 0.048947 | 2.4524 | 0.0037492 | 1.0327 | 1.5748 | 0.10155 | 1.4665 | 0.001853 | 0.64166 | 0.093355 | 0.059599 | 0.0075073 | 1.1649 | 0.0092306 | 2.4045 | 0.25745 | 0.56874 | 0.036802 | 0.023825 | 2.9911 | 0.7907 | 1.1626 | 1.712 | 0.55166 | 0.72374 | 2.9192 | 0.71739 | 0.85419
2573823 | VCUG_a | 8 | 01m_076010_393x248x546.dat | 0.0663;0.0663;0.1400 | 393;248;546 | (0.4895;69.3997;-4.3049) | 110 | 3.9 | 52 | 81.7835 | 60 | iodine | [138] | [100] | 1 | 5 | 75 | abnormal | posterior urethral valve | 6.3724 | 4.6564 | 29.6726 | 26.0579 | 19.0409 | 496.1663 | 2.1979e-13 | 0.15547 | 0.000993 | 0.027369 | 1.6773 | 0.0021388 | 0.65368 | 1.0481 | 0.056423 | 1.0192 | 0.0014734 | 0.42906 | 0.052492 | 0.032332 | 0.0041138 | 0.73535 | 0.0050403 | 1.5848 | 0.15189 | 0.34238 | 0.020725 | 0.012669 | 1.9731 | 0.51118 | 0.74471 | 1.2471 | 0.40016 | 0.64292 | 2.1569 | 0.4989 | 0.56883
2573823 | VCUG_a | 8 | 01m_076010_393x248x546.dat | 0.0663;0.0663;0.1400 | 393;248;546 | (0.4895;69.3997;-4.3049) | 110 | 7.85 | 62 | 81.7835 | 60 | iodine | [138] | [100] | 1 | 5 | 75 | abnormal | posterior urethral valve | 6.3724 | 4.6564 | 29.6726 | 26.0579 | 19.0409 | 496.1663 | 1.7553e-13 | 0.2428 | 0.0017244 | 0.049416 | 2.282 | 0.0042435 | 0.9547 | 1.4578 | 0.092428 | 1.3599 | 0.003257 | 0.58981 | 0.085011 | 0.051689 | 0.0073434 | 1.0761 | 0.0081695 | 2.2338 | 0.23284 | 0.52071 | 0.03485 | 0.022196 | 2.7787 | 0.73014 | 1.0635 | 1.6236 | 0.51809 | 0.70304 | 2.7551 | 0.67116 | 0.79269
2573823 | VCUG_a | 8 | 01m_076010_393x248x546.dat | 0.0663;0.0663;0.1400 | 393;248;546 | (0.4895;69.3997;-4.3049) | 110 | 9.9905 | 69 | 81.7835 | 60 | iodine | [138] | [100] | 1 | 5 | 75 | abnormal | posterior urethral valve | 6.3724 | 4.6564 | 29.6726 | 26.0579 | 19.0409 | 496.1663 | 1.6972e-13 | 0.28153 | 0.0021218 | 0.051596 | 2.4468 | 0.0044006 | 1.0372 | 1.5859 | 0.10925 | 1.4322 | 0.0041542 | 0.63187 | 0.097821 | 0.061808 | 0.0087097 | 1.1841 | 0.0098375 | 2.4147 | 0.26583 | 0.57319 | 0.042588 | 0.029158 | 3.0087 | 0.80026 | 1.1604 | 1.7065 | 0.54528 | 0.70999 | 2.9386 | 0.71973 | 0.85768
2573823 | VCUG_a | 9 | 01m_076010_393x248x546.dat | 0.0663;0.0663;0.1400 | 393;248;546 | (-0.1549;69.7747;-4.3213) | 60 | 2.5 | 38 | 82.0179 | 60 | iodine | [138] | [100] | 1 | 5 | 75 | abnormal | posterior urethral valve | 6.2672 | 4.6263 | 28.9938 | 25.7011 | 18.9719 | 487.5985 | 2.7527e-13 | 0.083144 | 0.00033449 | 0.011773 | 1.1708 | 0.00095328 | 0.27532 | 0.73517 | 0.025831 | 0.68642 | 0.00047379 | 0.14448 | 0.024989 | 0.013116 | 0.0020051 | 0.76038 | 0.0020322 | 1.1131 | 0.1323 | 0.26383 | 0.0075428 | 0.005229 | 1.3119 | 0.33196 | 0.48283 | 0.92454 | 0.30931 | 0.60634 | 1.6057 | 0.36117 | 0.38846
2573823 | VCUG_a | 9 | 01m_076010_393x248x546.dat | 0.0663;0.0663;0.1400 | 393;248;546 | (-0.1549;69.7747;-4.3213) | 60 | 5.7448 | 47 | 82.0179 | 60 | iodine | [138] | [100] | 1 | 5 | 75 | abnormal | posterior urethral valve | 6.2672 | 4.6263 | 28.9938 | 25.7011 | 18.9719 | 487.5985 | 1.7874e-13 | 0.19937 | 0.00092575 | 0.030381 | 2.0816 | 0.0015784 | 0.59634 | 1.3558 | 0.069313 | 1.2079 | 0.0021712 | 0.32472 | 0.064339 | 0.036002 | 0.0052818 | 1.3473 | 0.005229 | 2.0915 | 0.27971 | 0.54713 | 0.022248 | 0.013739 | 2.5129 | 0.63919 | 0.94201 | 1.4854 | 0.49625 | 0.71561 | 2.6487 | 0.6244 | 0.71904
2573823 | VCUG_a | 9 | 01m_076010_393x248x546.dat | 0.0663;0.0663;0.1400 | 393;248;546 | (-0.1549;69.7747;-4.3213) | 60 | 6.3535 | 49 | 82.0179 | 60 | iodine | [138] | [100] | 1 | 5 | 75 | abnormal | posterior urethral valve | 6.2672 | 4.6263 | 28.9938 | 25.7011 | 18.9719 | 487.5985 | 1.7066e-13 | 0.21533 | 0.001085 | 0.032397 | 2.2031 | 0.002899 | 0.66318 | 1.4255 | 0.078418 | 1.2791 | 0.0017338 | 0.35504 | 0.07213 | 0.041527 | 0.0064718 | 1.4291 | 0.005695 | 2.2247 | 0.30494 | 0.58952 | 0.025012 | 0.014145 | 2.665 | 0.68543 | 1.0114 | 1.5555 | 0.51888 | 0.72581 | 2.7849 | 0.66178 | 0.76382
2573823 | VCUG_a | 9 | 01m_076010_393x248x546.dat | 0.0663;0.0663;0.1400 | 393;248;546 | (-0.1549;69.7747;-4.3213) | 80 | 2.9 | 44 | 82.0179 | 60 | iodine | [138] | [100] | 1 | 5 | 75 | abnormal | posterior urethral valve | 6.2672 | 4.6263 | 28.9938 | 25.7011 | 18.9719 | 487.5985 | 2.4645e-13 | 0.11481 | 0.00057686 | 0.018027 | 1.3803 | 0.0012292 | 0.36794 | 0.86937 | 0.040024 | 0.80129 | 0.0026192 | 0.19355 | 0.037454 | 0.023019 | 0.0034339 | 0.88573 | 0.0031839 | 1.3392 | 0.17072 | 0.33468 | 0.012995 | 0.0082864 | 1.599 | 0.40993 | 0.59827 | 1.0427 | 0.34882 | 0.62577 | 1.833 | 0.42125 | 0.46699
2573823 | VCUG_a | 9 | 01m_076010_393x248x546.dat | 0.0663;0.0663;0.1400 | 393;248;546 | (-0.1549;69.7747;-4.3213) | 80 | 7.702 | 57 | 82.0179 | 60 | iodine | [138] | [100] | 1 | 5 | 75 | abnormal | posterior urethral valve | 6.2672 | 4.6263 | 28.9938 | 25.7011 | 18.9719 | 487.5985 | 1.6473e-13 | 0.25263 | 0.0015653 | 0.043899 | 2.3406 | 0.0046119 | 0.73763 | 1.5197 | 0.09748 | 1.3484 | 0.00032381 | 0.40564 | 0.088107 | 0.051766 | 0.0084617 | 1.4897 | 0.0075638 | 2.3867 | 0.33172 | 0.64973 | 0.034633 | 0.020436 | 2.8737 | 0.75753 | 1.1124 | 1.639 | 0.54065 | 0.72993 | 2.8977 | 0.70056 | 0.82381
2573823 | VCUG_a | 9 | 01m_076010_393x248x546.dat | 0.0663;0.0663;0.1400 | 393;248;546 | (-0.1549;69.7747;-4.3213) | 80 | 8.502 | 60 | 82.0179 | 60 | iodine | [138] | [100] | 1 | 5 | 75 | abnormal | posterior urethral valve | 6.2672 | 4.6263 | 28.9938 | 25.7011 | 18.9719 | 487.5985 | 1.6065e-13 | 0.27785 | 0.0017463 | 0.050513 | 2.4252 | 0.0031615 | 0.79408 | 1.5798 | 0.10602 | 1.3921 | 0.0023861 | 0.4308 | 0.094683 | 0.062539 | 0.0093973 | 1.5274 | 0.0085589 | 2.4853 | 0.34918 | 0.67643 | 0.037686 | 0.02503 | 3.012 | 0.79472 | 1.1662 | 1.6898 | 0.55465 | 0.73398 | 2.9777 | 0.72582 | 0.85879
2573823 | VCUG_a | 9 | 01m_076010_393x248x546.dat | 0.0663;0.0663;0.1400 | 393;248;546 | (-0.1549;69.7747;-4.3213) | 110 | 3.9 | 52 | 82.0179 | 60 | iodine | [138] | [100] | 1 | 5 | 75 | abnormal | posterior urethral valve | 6.2672 | 4.6263 | 28.9938 | 25.7011 | 18.9719 | 487.5985 | 2.2031e-13 | 0.15888 | 0.00099655 | 0.026474 | 1.6624 | 0.003154 | 0.48087 | 1.06 | 0.05864 | 0.9498 | 0.0030838 | 0.25857 | 0.053248 | 0.033391 | 0.004331 | 1.05 | 0.0049526 | 1.6477 | 0.21618 | 0.42611 | 0.020533 | 0.01091 | 1.9632 | 0.514 | 0.74725 | 1.2106 | 0.4023 | 0.65177 | 2.1362 | 0.50091 | 0.57147
2573823 | VCUG_a | 9 | 01m_076010_393x248x546.dat | 0.0663;0.0663;0.1400 | 393;248;546 | (-0.1549;69.7747;-4.3213) | 110 | 7.85 | 62 | 82.0179 | 60 | iodine | [138] | [100] | 1 | 5 | 75 | abnormal | posterior urethral valve | 6.2672 | 4.6263 | 28.9938 | 25.7011 | 18.9719 | 487.5985 | 1.7595e-13 | 0.25512 | 0.0017106 | 0.047523 | 2.2578 | 0.0040163 | 0.72897 | 1.4897 | 0.096319 | 1.2822 | 0.00037252 | 0.39268 | 0.086066 | 0.054531 | 0.0073335 | 1.4035 | 0.0083469 | 2.3035 | 0.31619 | 0.62133 | 0.035229 | 0.0242 | 2.774 | 0.73383 | 1.0668 | 1.5859 | 0.52113 | 0.71268 | 2.8248 | 0.67716 | 0.79774
2573823 | VCUG_a | 9 | 01m_076010_393x248x546.dat | 0.0663;0.0663;0.1400 | 393;248;546 | (-0.1549;69.7747;-4.3213) | 110 | 9.9905 | 69 | 82.0179 | 60 | iodine | [138] | [100] | 1 | 5 | 75 | abnormal | posterior urethral valve | 6.2672 | 4.6263 | 28.9938 | 25.7011 | 18.9719 | 487.5985 | 1.7012e-13 | 0.28147 | 0.0021469 | 0.056136 | 2.418 | 0.0045006 | 0.81213 | 1.637 | 0.1123 | 1.3614 | 0.0020752 | 0.44046 | 0.0995 | 0.065177 | 0.0091341 | 1.4816 | 0.010065 | 2.4888 | 0.3442 | 0.67111 | 0.042788 | 0.028606 | 3.0138 | 0.80431 | 1.1641 | 1.6709 | 0.54896 | 0.71834 | 2.9939 | 0.72221 | 0.86438
2573823 | VCUG_a | 10 | 01m_076010_393x248x546.dat | 0.0663;0.0663;0.1400 | 393;248;546 | (-0.1549;69.7747;-4.3213) | 60 | 2.5 | 38 | 82.0179 | 60 | iodine | [138] | [70] | 1 | 5 | 75 | abnormal | posterior urethral valve | 6.2672 | 4.6263 | 28.9938 | 25.7011 | 18.9719 | 487.5985 | 2.7527e-13 | 0.082904 | 0.00033465 | 0.011786 | 1.1726 | 0.00095328 | 0.27636 | 0.73724 | 0.025823 | 0.68663 | 0.00047379 | 0.14456 | 0.025009 | 0.013149 | 0.0020098 | 0.76045 | 0.0020218 | 1.1147 | 0.13234 | 0.26391 | 0.0075588 | 0.005229 | 1.3479 | 0.3323 | 0.4833 | 0.92492 | 0.30965 | 0.60646 | 1.6131 | 0.36188 | 0.39043
2573823 | VCUG_a | 10 | 01m_076010_393x248x546.dat | 0.0663;0.0663;0.1400 | 393;248;546 | (-0.1549;69.7747;-4.3213) | 60 | 5.7448 | 47 | 82.0179 | 60 | iodine | [138] | [70] | 1 | 5 | 75 | abnormal | posterior urethral valve | 6.2672 | 4.6263 | 28.9938 | 25.7011 | 18.9719 | 487.5985 | 1.7874e-13 | 0.19951 | 0.00092531 | 0.030503 | 2.0849 | 0.0015784 | 0.59807 | 1.3615 | 0.069346 | 1.2083 | 0.0021712 | 0.32496 | 0.064356 | 0.036002 | 0.0051857 | 1.3474 | 0.005229 | 2.0954 | 0.27972 | 0.54721 | 0.022294 | 0.013704 | 2.5755 | 0.64007 | 0.94327 | 1.4865 | 0.49712 | 0.71589 | 2.6741 | 0.62669 | 0.72283
2573823 | VCUG_a | 10 | 01m_076010_393x248x546.dat | 0.0663;0.0663;0.1400 | 393;248;546 | (-0.1549;69.7747;-4.3213) | 60 | 6.3535 | 49 | 82.0179 | 60 | iodine | [138] | [70] | 1 | 5 | 75 | abnormal | posterior urethral valve | 6.2672 | 4.6263 | 28.9938 | 25.7011 | 18.9719 | 487.5985 | 1.7066e-13 | 0.21569 | 0.0010847 | 0.032375 | 2.2066 | 0.002899 | 0.66394 | 1.4358 | 0.078423 | 1.2796 | 0.0017338 | 0.35527 | 0.072165 | 0.041465 | 0.0064718 | 1.4292 | 0.0056803 | 2.2294 | 0.30517 | 0.58952 | 0.025088 | 0.014109 | 2.7296 | 0.68641 | 1.0129 | 1.557 | 0.51984 | 0.72629 | 2.8283 | 0.66544 | 0.76824
2573823 | VCUG_a | 10 | 01m_076010_393x248x546.dat | 0.0663;0.0663;0.1400 | 393;248;546 | (-0.1549;69.7747;-4.3213) | 80 | 2.9 | 44 | 82.0179 | 60 | iodine | [138] | [70] | 1 | 5 | 75 | abnormal | posterior urethral valve | 6.2672 | 4.6263 | 28.9938 | 25.7011 | 18.9719 | 487.5985 | 2.4645e-13 | 0.11482 | 0.00057642 | 0.018162 | 1.3819 | 0.0012292 | 0.36877 | 0.87721 | 0.040071 | 0.80153 | 0.0026192 | 0.19367 | 0.037483 | 0.023012 | 0.0034374 | 0.88585 | 0.0031746 | 1.3416 | 0.17071 | 0.33488 | 0.013023 | 0.0082864 | 1.6433 | 0.41044 | 0.599 | 1.0437 | 0.34927 | 0.62604 | 1.8626 | 0.42374 | 0.46999
2573823 | VCUG_a | 10 | 01m_076010_393x248x546.dat | 0.0663;0.0663;0.1400 | 393;248;546 | (-0.1549;69.7747;-4.3213) | 80 | 7.702 | 57 | 82.0179 | 60 | iodine | [138] | [70] | 1 | 5 | 75 | abnormal | posterior urethral valve | 6.2672 | 4.6263 | 28.9938 | 25.7011 | 18.9719 | 487.5985 | 1.6473e-13 | 0.25282 | 0.0015672 | 0.043976 | 2.3451 | 0.0046013 | 0.7406 | 1.5339 | 0.097614 | 1.3493 | 0.00032381 | 0.40596 | 0.088174 | 0.052014 | 0.0084568 | 1.4905 | 0.0075778 | 2.3926 | 0.33176 | 0.65003 | 0.034602 | 0.020437 | 2.9395 | 0.75877 | 1.1142 | 1.6403 | 0.5417 | 0.73053 | 2.9402 | 0.70441 | 0.82882
2573823 | VCUG_a | 10 | 01m_076010_393x248x546.dat | 0.0663;0.0663;0.1400 | 393;248;546 | (-0.1549;69.7747;-4.3213) | 80 | 8.502 | 60 | 82.0179 | 60 | iodine | [138] | [70] | 1 | 5 | 75 | abnormal | posterior urethral valve | 6.2672 | 4.6263 | 28.9938 | 25.7011 | 18.9719 | 487.5985 | 1.6065e-13 | 0.27792 | 0.0017455 | 0.050668 | 2.4308 | 0.0031305 | 0.79458 | 1.5882 | 0.10619 | 1.3928 | 0.0023861 | 0.43121 | 0.094714 | 0.062495 | 0.0092915 | 1.5288 | 0.0085539 | 2.4904 | 0.34911 | 0.67668 | 0.037617 | 0.025331 | 3.077 | 0.79608 | 1.1682 | 1.6915 | 0.55588 | 0.73455 | 3.013 | 0.72895 | 0.86338
2573823 | VCUG_a | 10 | 01m_076010_393x248x546.dat | 0.0663;0.0663;0.1400 | 393;248;546 | (-0.1549;69.7747;-4.3213) | 110 | 3.9 | 52 | 82.0179 | 60 | iodine | [138] | [70] | 1 | 5 | 75 | abnormal | posterior urethral valve | 6.2672 | 4.6263 | 28.9938 | 25.7011 | 18.9719 | 487.5985 | 2.2031e-13 | 0.15925 | 0.00099732 | 0.02649 | 1.664 | 0.003154 | 0.48173 | 1.0604 | 0.058699 | 0.95003 | 0.0030838 | 0.25877 | 0.053307 | 0.033391 | 0.004346 | 1.0504 | 0.0049585 | 1.6505 | 0.2164 | 0.42629 | 0.020607 | 0.010911 | 2.0109 | 0.51474 | 0.7483 | 1.2116 | 0.40297 | 0.65204 | 2.1552 | 0.50266 | 0.57395
2573823 | VCUG_a | 10 | 01m_076010_393x248x546.dat | 0.0663;0.0663;0.1400 | 393;248;546 | (-0.1549;69.7747;-4.3213) | 110 | 7.85 | 62 | 82.0179 | 60 | iodine | [138] | [70] | 1 | 5 | 75 | abnormal | posterior urethral valve | 6.2672 | 4.6263 | 28.9938 | 25.7011 | 18.9719 | 487.5985 | 1.7595e-13 | 0.25516 | 0.0017113 | 0.047961 | 2.2612 | 0.0040208 | 0.72903 | 1.499 | 0.09641 | 1.2829 | 0.00037252 | 0.39307 | 0.086129 | 0.054349 | 0.0073335 | 1.4037 | 0.0083509 | 2.3077 | 0.31619 | 0.62138 | 0.035186 | 0.024457 | 2.8318 | 0.73504 | 1.0686 | 1.5874 | 0.52221 | 0.71324 | 2.8583 | 0.68 | 0.80179
2573823 | VCUG_a | 10 | 01m_076010_393x248x546.dat | 0.0663;0.0663;0.1400 | 393;248;546 | (-0.1549;69.7747;-4.3213) | 110 | 9.9905 | 69 | 82.0179 | 60 | iodine | [138] | [70] | 1 | 5 | 75 | abnormal | posterior urethral valve | 6.2672 | 4.6263 | 28.9938 | 25.7011 | 18.9719 | 487.5985 | 1.7012e-13 | 0.28193 | 0.0021483 | 0.056543 | 2.423 | 0.0045193 | 0.81089 | 1.6448 | 0.11258 | 1.362 | 0.0020752 | 0.44096 | 0.0996 | 0.065242 | 0.0091317 | 1.4826 | 0.010092 | 2.4937 | 0.34445 | 0.6717 | 0.042835 | 0.028602 | 3.0846 | 0.80573 | 1.1662 | 1.6723 | 0.55007 | 0.71887 | 3.0024 | 0.72316 | 0.8689
2573823 | VCUG_a | 11 | 01m_076010_393x248x546.dat | 0.0663;0.0663;0.1400 | 393;248;546 | (-0.1549;69.7747;-4.3213) | 60 | 2.5 | 38 | 82.0179 | 60 | iodine | [138] | [50] | 1 | 5 | 75 | abnormal | posterior urethral valve | 6.2672 | 4.6263 | 28.9938 | 25.7011 | 18.9719 | 487.5985 | 2.7527e-13 | 0.082995 | 0.00033453 | 0.011788 | 1.1738 | 0.00095328 | 0.27594 | 0.74207 | 0.025827 | 0.68674 | 0.00047379 | 0.14463 | 0.025013 | 0.013111 | 0.0020051 | 0.76056 | 0.0020412 | 1.1161 | 0.13236 | 0.2639 | 0.0075657 | 0.005229 | 1.3798 | 0.33262 | 0.48375 | 0.92536 | 0.30998 | 0.60664 | 1.6314 | 0.36334 | 0.39245
2573823 | VCUG_a | 11 | 01m_076010_393x248x546.dat | 0.0663;0.0663;0.1400 | 393;248;546 | (-0.1549;69.7747;-4.3213) | 60 | 5.7448 | 47 | 82.0179 | 60 | iodine | [138] | [50] | 1 | 5 | 75 | abnormal | posterior urethral valve | 6.2672 | 4.6263 | 28.9938 | 25.7011 | 18.9719 | 487.5985 | 1.7874e-13 | 0.19979 | 0.00092642 | 0.030851 | 2.0867 | 0.0017939 | 0.59651 | 1.3678 | 0.069402 | 1.2086 | 0.0021712 | 0.32517 | 0.064378 | 0.036208 | 0.0051779 | 1.3479 | 0.005229 | 2.099 | 0.27996 | 0.54762 | 0.022297 | 0.013741 | 2.6193 | 0.64089 | 0.94445 | 1.4872 | 0.49789 | 0.71626 | 2.6992 | 0.62874 | 0.72577
2573823 | VCUG_a | 11 | 01m_076010_393x248x546.dat | 0.0663;0.0663;0.1400 | 393;248;546 | (-0.1549;69.7747;-4.3213) | 60 | 6.3535 | 49 | 82.0179 | 60 | iodine | [138] | [50] | 1 | 5 | 75 | abnormal | posterior urethral valve | 6.2672 | 4.6263 | 28.9938 | 25.7011 | 18.9719 | 487.5985 | 1.7066e-13 | 0.21604 | 0.0010852 | 0.032425 | 2.2084 | 0.002899 | 0.66365 | 1.4404 | 0.078505 | 1.2799 | 0.0020066 | 0.35551 | 0.072183 | 0.041481 | 0.0064718 | 1.4299 | 0.0056943 | 2.2329 | 0.30527 | 0.59005 | 0.025053 | 0.014137 | 2.7924 | 0.68731 | 1.0142 | 1.5587 | 0.52064 | 0.72663 | 2.867 | 0.6687 | 0.77194
2573823 | VCUG_a | 11 | 01m_076010_393x248x546.dat | 0.0663;0.0663;0.1400 | 393;248;546 | (-0.1549;69.7747;-4.3213) | 80 | 2.9 | 44 | 82.0179 | 60 | iodine | [138] | [50] | 1 | 5 | 75 | abnormal | posterior urethral valve | 6.2672 | 4.6263 | 28.9938 | 25.7011 | 18.9719 | 487.5985 | 2.4645e-13 | 0.1149 | 0.00057589 | 0.018255 | 1.3835 | 0.0012293 | 0.3684 | 0.88057 | 0.040072 | 0.80169 | 0.0026192 | 0.19378 | 0.0375 | 0.023116 | 0.0033703 | 0.88609 | 0.0031846 | 1.3439 | 0.17075 | 0.33509 | 0.013026 | 0.0082864 | 1.6737 | 0.41092 | 0.59969 | 1.0442 | 0.34975 | 0.62617 | 1.8623 | 0.4238 | 0.47179
2573823 | VCUG_a | 11 | 01m_076010_393x248x546.dat | 0.0663;0.0663;0.1400 | 393;248;546 | (-0.1549;69.7747;-4.3213) | 80 | 7.702 | 57 | 82.0179 | 60 | iodine | [138] | [50] | 1 | 5 | 75 | abnormal | posterior urethral valve | 6.2672 | 4.6263 | 28.9938 | 25.7011 | 18.9719 | 487.5985 | 1.6473e-13 | 0.25296 | 0.0015668 | 0.043904 | 2.3473 | 0.0045822 | 0.73908 | 1.5307 | 0.09768 | 1.3497 | 0.00032381 | 0.40637 | 0.08821 | 0.051846 | 0.0084708 | 1.4909 | 0.0075863 | 2.3968 | 0.33193 | 0.65094 | 0.034642 | 0.020436 | 3.002 | 0.75987 | 1.1158 | 1.6413 | 0.54269 | 0.73083 | 2.9467 | 0.70501 | 0.83166
2573823 | VCUG_a | 11 | 01m_076010_393x248x546.dat | 0.0663;0.0663;0.1400 | 393;248;546 | (-0.1549;69.7747;-4.3213) | 80 | 8.502 | 60 | 82.0179 | 60 | iodine | [138] | [50] | 1 | 5 | 75 | abnormal | posterior urethral valve | 6.2672 | 4.6263 | 28.9938 | 25.7011 | 18.9719 | 487.5985 | 1.6065e-13 | 0.2784 | 0.0017479 | 0.05044 | 2.4333 | 0.0031305 | 0.79619 | 1.5903 | 0.10619 | 1.3931 | 0.0023861 | 0.43162 | 0.094845 | 0.062663 | 0.0092953 | 1.5293 | 0.008572 | 2.4968 | 0.34917 | 0.67743 | 0.037601 | 0.025079 | 3.1293 | 0.79732 | 1.17 | 1.6943 | 0.55685 | 0.73491 | 3.0256 | 0.73044 | 0.86638
2573823 | VCUG_a | 11 | 01m_076010_393x248x546.dat | 0.0663;0.0663;0.1400 | 393;248;546 | (-0.1549;69.7747;-4.3213) | 110 | 3.9 | 52 | 82.0179 | 60 | iodine | [138] | [50] | 1 | 5 | 75 | abnormal | posterior urethral valve | 6.2672 | 4.6263 | 28.9938 | 25.7011 | 18.9719 | 487.5985 | 2.2031e-13 | 0.15928 | 0.00099728 | 0.026487 | 1.6662 | 0.003154 | 0.48155 | 1.0676 | 0.058758 | 0.95035 | 0.0030838 | 0.25894 | 0.05337 | 0.033478 | 0.004331 | 1.0507 | 0.0049462 | 1.6534 | 0.21649 | 0.4264 | 0.020699 | 0.010923 | 2.0435 | 0.51538 | 0.74923 | 1.2127 | 0.40355 | 0.6523 | 2.1541 | 0.50276 | 0.57623
2573823 | VCUG_a | 11 | 01m_076010_393x248x546.dat | 0.0663;0.0663;0.1400 | 393;248;546 | (-0.1549;69.7747;-4.3213) | 110 | 7.85 | 62 | 82.0179 | 60 | iodine | [138] | [50] | 1 | 5 | 75 | abnormal | posterior urethral valve | 6.2672 | 4.6263 | 28.9938 | 25.7011 | 18.9719 | 487.5985 | 1.7595e-13 | 0.25534 | 0.001712 | 0.047857 | 2.2634 | 0.0040311 | 0.72988 | 1.4992 | 0.096552 | 1.2833 | 0.00037252 | 0.39338 | 0.086146 | 0.054478 | 0.0073403 | 1.4044 | 0.0083969 | 2.3122 | 0.31639 | 0.6219 | 0.03519 | 0.02419 | 2.8774 | 0.73606 | 1.07 | 1.5887 | 0.52299 | 0.71366 | 2.8791 | 0.68195 | 0.80432
2573823 | VCUG_a | 11 | 01m_076010_393x248x546.dat | 0.0663;0.0663;0.1400 | 393;248;546 | (-0.1549;69.7747;-4.3213) | 110 | 9.9905 | 69 | 82.0179 | 60 | iodine | [138] | [50] | 1 | 5 | 75 | abnormal | posterior urethral valve | 6.2672 | 4.6263 | 28.9938 | 25.7011 | 18.9719 | 487.5985 | 1.7012e-13 | 0.28251 | 0.0021494 | 0.05636 | 2.4264 | 0.0045193 | 0.81307 | 1.6563 | 0.11263 | 1.3624 | 0.0020752 | 0.44126 | 0.099647 | 0.065342 | 0.0090253 | 1.4829 | 0.010124 | 2.497 | 0.34478 | 0.67205 | 0.042921 | 0.028593 | 3.119 | 0.80689 | 1.1678 | 1.6747 | 0.55098 | 0.71917 | 3.022 | 0.72519 | 0.87205
2573823 | VCUG_a | 12 | 01m_076010_393x248x546.dat | 0.0663;0.0663;0.1400 | 393;248;546 | (-0.1549;69.7747;-4.3213) | 60 | 2.5 | 38 | 82.0179 | 60 | iodine | [138] | [30] | 1 | 5 | 75 | abnormal | posterior urethral valve | 6.2672 | 4.6263 | 28.9938 | 25.7011 | 18.9719 | 487.5985 | 2.7527e-13 | 0.082893 | 0.00033479 | 0.011785 | 1.1747 | 0.00095328 | 0.27626 | 0.74095 | 0.025891 | 0.68685 | 0.00047379 | 0.14472 | 0.025041 | 0.0132 | 0.0020051 | 0.76093 | 0.0020218 | 1.1188 | 0.13237 | 0.26412 | 0.0075766 | 0.005229 | 1.4129 | 0.33303 | 0.48433 | 0.92655 | 0.3104 | 0.60679 | 1.6427 | 0.3644 | 0.39402
2573823 | VCUG_a | 12 | 01m_076010_393x248x546.dat | 0.0663;0.0663;0.1400 | 393;248;546 | (-0.1549;69.7747;-4.3213) | 60 | 5.7448 | 47 | 82.0179 | 60 | iodine | [138] | [30] | 1 | 5 | 75 | abnormal | posterior urethral valve | 6.2672 | 4.6263 | 28.9938 | 25.7011 | 18.9719 | 487.5985 | 1.7874e-13 | 0.19948 | 0.00092626 | 0.030543 | 2.0888 | 0.0015784 | 0.59802 | 1.3744 | 0.069492 | 1.209 | 0.0021712 | 0.32542 | 0.064423 | 0.03606 | 0.0052664 | 1.3484 | 0.0052463 | 2.1034 | 0.27994 | 0.54778 | 0.022322 | 0.014004 | 2.6866 | 0.64193 | 0.94593 | 1.4885 | 0.4988 | 0.71668 | 2.7117 | 0.63002 | 0.72955
2573823 | VCUG_a | 12 | 01m_076010_393x248x546.dat | 0.0663;0.0663;0.1400 | 393;248;546 | (-0.1549;69.7747;-4.3213) | 60 | 6.3535 | 49 | 82.0179 | 60 | iodine | [138] | [30] | 1 | 5 | 75 | abnormal | posterior urethral valve | 6.2672 | 4.6263 | 28.9938 | 25.7011 | 18.9719 | 487.5985 | 1.7066e-13 | 0.21633 | 0.0010864 | 0.032545 | 2.2114 | 0.002899 | 0.66523 | 1.4516 | 0.078564 | 1.2805 | 0.0017338 | 0.35584 | 0.07223 | 0.041595 | 0.0065046 | 1.4309 | 0.0056985 | 2.238 | 0.30541 | 0.59023 | 0.025098 | 0.014109 | 2.841 | 0.68849 | 1.0158 | 1.5604 | 0.52171 | 0.72722 | 2.8694 | 0.66938 | 0.77545
2573823 | VCUG_a | 12 | 01m_076010_393x248x546.dat | 0.0663;0.0663;0.1400 | 393;248;546 | (-0.1549;69.7747;-4.3213) | 80 | 2.9 | 44 | 82.0179 | 60 | iodine | [138] | [30] | 1 | 5 | 75 | abnormal | posterior urethral valve | 6.2672 | 4.6263 | 28.9938 | 25.7011 | 18.9719 | 487.5985 | 2.4645e-13 | 0.11488 | 0.0005769 | 0.018042 | 1.3853 | 0.0012117 | 0.36968 | 0.88479 | 0.040086 | 0.80194 | 0.0026192 | 0.19402 | 0.037517 | 0.023121 | 0.003353 | 0.88629 | 0.0031857 | 1.3465 | 0.17082 | 0.33529 | 0.013017 | 0.0082864 | 1.7103 | 0.41153 | 0.60055 | 1.045 | 0.35029 | 0.62651 | 1.8819 | 0.42553 | 0.4741
2573823 | VCUG_a | 12 | 01m_076010_393x248x546.dat | 0.0663;0.0663;0.1400 | 393;248;546 | (-0.1549;69.7747;-4.3213) | 80 | 7.702 | 57 | 82.0179 | 60 | iodine | [138] | [30] | 1 | 5 | 75 | abnormal | posterior urethral valve | 6.2672 | 4.6263 | 28.9938 | 25.7011 | 18.9719 | 487.5985 | 1.6473e-13 | 0.2537 | 0.0015664 | 0.043815 | 2.3498 | 0.0045822 | 0.74266 | 1.5492 | 0.097759 | 1.3504 | 0.00032381 | 0.4068 | 0.088289 | 0.051971 | 0.0084568 | 1.4923 | 0.0076373 | 2.4023 | 0.33218 | 0.65142 | 0.034629 | 0.020436 | 3.0365 | 0.76121 | 1.1178 | 1.6434 | 0.54374 | 0.73139 | 2.9643 | 0.70712 | 0.83535
2573823 | VCUG_a | 12 | 01m_076010_393x248x546.dat | 0.0663;0.0663;0.1400 | 393;248;546 | (-0.1549;69.7747;-4.3213) | 80 | 8.502 | 60 | 82.0179 | 60 | iodine | [138] | [30] | 1 | 5 | 75 | abnormal | posterior urethral valve | 6.2672 | 4.6263 | 28.9938 | 25.7011 | 18.9719 | 487.5985 | 1.6065e-13 | 0.27815 | 0.001748 | 0.050692 | 2.4358 | 0.0031305 | 0.79663 | 1.61 | 0.10631 | 1.394 | 0.0023861 | 0.43209 | 0.094845 | 0.062751 | 0.0092915 | 1.5302 | 0.0086049 | 2.5014 | 0.3497 | 0.67799 | 0.037651 | 0.02503 | 3.1672 | 0.79876 | 1.1721 | 1.6946 | 0.55797 | 0.73563 | 3.017 | 0.73006 | 0.87004
2573823 | VCUG_a | 12 | 01m_076010_393x248x546.dat | 0.0663;0.0663;0.1400 | 393;248;546 | (-0.1549;69.7747;-4.3213) | 110 | 3.9 | 52 | 82.0179 | 60 | iodine | [138] | [30] | 1 | 5 | 75 | abnormal | posterior urethral valve | 6.2672 | 4.6263 | 28.9938 | 25.7011 | 18.9719 | 487.5985 | 2.2031e-13 | 0.1596 | 0.00099869 | 0.026501 | 1.668 | 0.003154 | 0.482 | 1.0754 | 0.058826 | 0.95071 | 0.0030838 | 0.25914 | 0.053379 | 0.033483 | 0.004331 | 1.0512 | 0.0049721 | 1.6562 | 0.21662 | 0.42644 | 0.020559 | 0.011035 | 2.0801 | 0.51618 | 0.75036 | 1.2141 | 0.40422 | 0.65275 | 2.1594 | 0.50345 | 0.57875
2573823 | VCUG_a | 12 | 01m_076010_393x248x546.dat | 0.0663;0.0663;0.1400 | 393;248;546 | (-0.1549;69.7747;-4.3213) | 110 | 7.85 | 62 | 82.0179 | 60 | iodine | [138] | [30] | 1 | 5 | 75 | abnormal | posterior urethral valve | 6.2672 | 4.6263 | 28.9938 | 25.7011 | 18.9719 | 487.5985 | 1.7595e-13 | 0.25549 | 0.0017155 | 0.047839 | 2.2664 | 0.0040276 | 0.72801 | 1.5097 | 0.096564 | 1.2839 | 0.00037252 | 0.39373 | 0.086248 | 0.054684 | 0.0074654 | 1.4057 | 0.0083582 | 2.3167 | 0.31665 | 0.62258 | 0.035253 | 0.024671 | 2.9162 | 0.73725 | 1.0718 | 1.5901 | 0.52402 | 0.71399 | 2.8773 | 0.68205 | 0.80739
2573823 | VCUG_a | 12 | 01m_076010_393x248x546.dat | 0.0663;0.0663;0.1400 | 393;248;546 | (-0.1549;69.7747;-4.3213) | 110 | 9.9905 | 69 | 82.0179 | 60 | iodine | [138] | [30] | 1 | 5 | 75 | abnormal | posterior urethral valve | 6.2672 | 4.6263 | 28.9938 | 25.7011 | 18.9719 | 487.5985 | 1.7012e-13 | 0.2825 | 0.0021524 | 0.056311 | 2.4288 | 0.0044956 | 0.81413 | 1.6648 | 0.11275 | 1.3637 | 0.0020752 | 0.44174 | 0.099729 | 0.065342 | 0.0090083 | 1.4846 | 0.010106 | 2.502 | 0.345 | 0.6724 | 0.042976 | 0.028828 | 3.1483 | 0.80826 | 1.1698 | 1.6751 | 0.5521 | 0.71985 | 3.0494 | 0.72774 | 0.87476
2573823 | VCUG_a | 13 | 01m_076010_393x248x546.dat | 0.0663;0.0663;0.1400 | 393;248;546 | (0.1855;68.2875;0.7692) | 60 | 2.5 | 38 | 81.3761 | 60 | iodine | [91,94,135,136,138] | [100,100,100,100,10] | 1 | 5 | 75 | abnormal | posterior urethral valve | 6.6306 | 7.5935 | 50.3498 | 26.9788 | 30.8965 | 833.5498 | 2.8962e-13 | 1.8157 | 0.0012415 | 0.17486 | 0.79705 | 0.0032053 | 0.78383 | 0.65521 | 0.44062 | 2.3573 | 0.00018914 | 0.88779 | 0.70721 | 0.24132 | 0.0086908 | 1.0819 | 0.012559 | 0.81432 | 1.478 | 0.83797 | 0.090015 | 0.047998 | 1.0348 | 0.5106 | 0.65361 | 0.68258 | 0.26024 | 0.58225 | 1.1423 | 0.68546 | 0.59897
2573823 | VCUG_a | 13 | 01m_076010_393x248x546.dat | 0.0663;0.0663;0.1400 | 393;248;546 | (0.1855;68.2875;0.7692) | 60 | 5.7448 | 47 | 81.3761 | 60 | iodine | [91,94,135,136,138] | [100,100,100,100,10] | 1 | 5 | 75 | abnormal | posterior urethral valve | 6.6306 | 7.5935 | 50.3498 | 26.9788 | 30.8965 | 833.5498 | 1.8805e-13 | 2.7592 | 0.0037434 | 0.36013 | 1.4728 | 0.011233 | 1.5114 | 1.0707 | 0.85392 | 4.0151 | 0.0046583 | 1.5788 | 1.1112 | 0.47907 | 0.025422 | 1.9225 | 0.032031 | 1.5687 | 2.2933 | 1.5573 | 0.20602 | 0.11217 | 1.8891 | 0.90486 | 1.1841 | 1.1728 | 0.42319 | 0.69163 | 1.8662 | 1.1736 | 1.0567
2573823 | VCUG_a | 13 | 01m_076010_393x248x546.dat | 0.0663;0.0663;0.1400 | 393;248;546 | (0.1855;68.2875;0.7692) | 60 | 6.3535 | 49 | 81.3761 | 60 | iodine | [91,94,135,136,138] | [100,100,100,100,10] | 1 | 5 | 75 | abnormal | posterior urethral valve | 6.6306 | 7.5935 | 50.3498 | 26.9788 | 30.8965 | 833.5498 | 1.7955e-13 | 2.8658 | 0.0043623 | 0.38965 | 1.5689 | 0.012744 | 1.6241 | 1.1025 | 0.91271 | 4.2381 | 0.0064343 | 1.6715 | 1.1578 | 0.51151 | 0.028642 | 2.0289 | 0.034613 | 1.6759 | 2.383 | 1.6571 | 0.22373 | 0.13087 | 2.0008 | 0.96052 | 1.2599 | 1.2381 | 0.44408 | 0.7015 | 1.9288 | 1.2361 | 1.1172
2573823 | VCUG_a | 13 | 01m_076010_393x248x546.dat | 0.0663;0.0663;0.1400 | 393;248;546 | (0.1855;68.2875;0.7692) | 80 | 2.9 | 44 | 81.3761 | 60 | iodine | [91,94,135,136,138] | [100,100,100,100,10] | 1 | 5 | 75 | abnormal | posterior urethral valve | 6.6306 | 7.5935 | 50.3498 | 26.9788 | 30.8965 | 833.5498 | 2.593e-13 | 1.9879 | 0.0022977 | 0.23775 | 0.95412 | 0.00682 | 0.95991 | 0.74367 | 0.53961 | 2.7173 | 0.002275 | 1.0449 | 0.78998 | 0.29878 | 0.013633 | 1.2741 | 0.018627 | 0.99612 | 1.6344 | 1.0014 | 0.12013 | 0.067776 | 1.2275 | 0.60505 | 0.77999 | 0.79633 | 0.29578 | 0.6019 | 1.2817 | 0.79221 | 0.70475
2573823 | VCUG_a | 13 | 01m_076010_393x248x546.dat | 0.0663;0.0663;0.1400 | 393;248;546 | (0.1855;68.2875;0.7692) | 80 | 7.702 | 57 | 81.3761 | 60 | iodine | [91,94,135,136,138] | [100,100,100,100,10] | 1 | 5 | 75 | abnormal | posterior urethral valve | 6.6306 | 7.5935 | 50.3498 | 26.9788 | 30.8965 | 833.5498 | 1.733e-13 | 2.9376 | 0.0064038 | 0.46929 | 1.6848 | 0.016676 | 1.7776 | 1.1623 | 0.99109 | 4.4307 | 0.014097 | 1.7792 | 1.1993 | 0.5516 | 0.031154 | 2.1574 | 0.04547 | 1.8115 | 2.4348 | 1.7809 | 0.25433 | 0.15054 | 2.1272 | 1.0375 | 1.3567 | 1.3094 | 0.46614 | 0.70486 | 2.0383 | 1.306 | 1.1958
2573823 | VCUG_a | 13 | 01m_076010_393x248x546.dat | 0.0663;0.0663;0.1400 | 393;248;546 | (0.1855;68.2875;0.7692) | 80 | 8.502 | 60 | 81.3761 | 60 | iodine | [91,94,135,136,138] | [100,100,100,100,10] | 1 | 5 | 75 | abnormal | posterior urethral valve | 6.6306 | 7.5935 | 50.3498 | 26.9788 | 30.8965 | 833.5498 | 1.6901e-13 | 2.9974 | 0.0071047 | 0.4968 | 1.7494 | 0.018736 | 1.8329 | 1.2037 | 1.0359 | 4.5641 | 0.009046 | 1.8438 | 1.2259 | 0.5807 | 0.035283 | 2.2328 | 0.049414 | 1.8921 | 2.4789 | 1.849 | 0.2697 | 0.15942 | 2.1805 | 1.079 | 1.4109 | 1.3633 | 0.48004 | 0.71055 | 2.0851 | 1.3473 | 1.2383
2573823 | VCUG_a | 13 | 01m_076010_393x248x546.dat | 0.0663;0.0663;0.1400 | 393;248;546 | (0.1855;68.2875;0.7692) | 110 | 3.9 | 52 | 81.3761 | 60 | iodine | [91,94,135,136,138] | [100,100,100,100,10] | 1 | 5 | 75 | abnormal | posterior urethral valve | 6.6306 | 7.5935 | 50.3498 | 26.9788 | 30.8965 | 833.5498 | 2.3179e-13 | 2.2378 | 0.0039156 | 0.32168 | 1.1692 | 0.011167 | 1.2036 | 0.87187 | 0.67199 | 3.1523 | 0.003922 | 1.2554 | 0.90142 | 0.37597 | 0.0196 | 1.5164 | 0.027442 | 1.2337 | 1.8478 | 1.2262 | 0.15855 | 0.091104 | 1.4689 | 0.73004 | 0.94093 | 0.94613 | 0.34412 | 0.62906 | 1.449 | 0.9306 | 0.84692
2573823 | VCUG_a | 13 | 01m_076010_393x248x546.dat | 0.0663;0.0663;0.1400 | 393;248;546 | (0.1855;68.2875;0.7692) | 110 | 7.85 | 62 | 81.3761 | 60 | iodine | [91,94,135,136,138] | [100,100,100,100,10] | 1 | 5 | 75 | abnormal | posterior urethral valve | 6.6306 | 7.5935 | 50.3498 | 26.9788 | 30.8965 | 833.5498 | 1.8512e-13 | 2.8126 | 0.0068665 | 0.47954 | 1.6263 | 0.01881 | 1.7191 | 1.13 | 0.95621 | 4.166 | 0.011084 | 1.7148 | 1.1519 | 0.5376 | 0.032993 | 2.0654 | 0.045174 | 1.7486 | 2.3338 | 1.7184 | 0.24426 | 0.13857 | 2.0154 | 0.99908 | 1.2933 | 1.2747 | 0.44974 | 0.68887 | 1.9328 | 1.2484 | 1.1538
2573823 | VCUG_a | 13 | 01m_076010_393x248x546.dat | 0.0663;0.0663;0.1400 | 393;248;546 | (0.1855;68.2875;0.7692) | 110 | 9.9905 | 69 | 81.3761 | 60 | iodine | [91,94,135,136,138] | [100,100,100,100,10] | 1 | 5 | 75 | abnormal | posterior urethral valve | 6.6306 | 7.5935 | 50.3498 | 26.9788 | 30.8965 | 833.5498 | 1.7899e-13 | 2.9043 | 0.0083743 | 0.56529 | 1.7514 | 0.021688 | 1.8949 | 1.2058 | 1.0443 | 4.3742 | 0.0090017 | 1.8385 | 1.2035 | 0.58797 | 0.035455 | 2.2057 | 0.052537 | 1.8971 | 2.4208 | 1.8589 | 0.27535 | 0.16148 | 2.1612 | 1.0759 | 1.3881 | 1.3605 | 0.47544 | 0.69779 | 2.0482 | 1.3269 | 1.2417
2573823 | VCUG_a | 1 | 05f_109019_419x230x572.dat | 0.0850;0.0850;0.1928 | 419;230;572 | (0.1749;69.2650;8.0852) | 60 | 2.5 | 38 | 83.87 | 60 | iodine | [138] | [0] | 1 | 5 | 90 | abnormal | VUR - grade 3 | 7.8373 | 10.1721 | 79.7219 | 32.8656 | 42.6569 | 1401.9446 | 2.8793e-13 | 1.1871 | 0.00057354 | 0.06314 | 0.49019 | 0.0014067 | 0.53617 | 0.53374 | 0.25264 | 1.2508 | 0.0016174 | 0.50054 | 0.31453 | 0.17182 | 0.0034362 | 0.71225 | 0.0043938 | 0.44504 | 1.124 | 0.46535 | 0.041024 | 0.013194 | 0.45403 | 0.21924 | 0.31812 | 0.43953 | 0.20372 | 0.32281 | 0.55232 | 0.41181 | 0.33045
2573823 | VCUG_a | 1 | 05f_109019_419x230x572.dat | 0.0850;0.0850;0.1928 | 419;230;572 | (0.1749;69.2650;8.0852) | 60 | 5.7448 | 47 | 83.87 | 60 | iodine | [138] | [0] | 1 | 5 | 90 | abnormal | VUR - grade 3 | 7.8373 | 10.1721 | 79.7219 | 32.8656 | 42.6569 | 1401.9446 | 1.8695e-13 | 1.8619 | 0.0017914 | 0.15503 | 0.89907 | 0.0038646 | 1.0169 | 1.0365 | 0.51977 | 1.9546 | 0.0024935 | 0.93898 | 0.51005 | 0.36524 | 0.0087115 | 1.2865 | 0.012005 | 0.89324 | 1.7411 | 0.89854 | 0.099889 | 0.036051 | 0.87367 | 0.40703 | 0.62814 | 0.7399 | 0.33005 | 0.38504 | 1.1005 | 0.71474 | 0.61189
2573823 | VCUG_a | 1 | 05f_109019_419x230x572.dat | 0.0850;0.0850;0.1928 | 419;230;572 | (0.1749;69.2650;8.0852) | 60 | 6.3535 | 49 | 83.87 | 60 | iodine | [138] | [0] | 1 | 5 | 90 | abnormal | VUR - grade 3 | 7.8373 | 10.1721 | 79.7219 | 32.8656 | 42.6569 | 1401.9446 | 1.785e-13 | 1.9395 | 0.0020899 | 0.16665 | 0.95564 | 0.0048636 | 1.0966 | 1.118 | 0.56068 | 2.0342 | 0.0051503 | 1.0015 | 0.53351 | 0.39859 | 0.0096382 | 1.3617 | 0.013732 | 0.96074 | 1.8085 | 0.9622 | 0.1114 | 0.041694 | 0.93845 | 0.43512 | 0.67726 | 0.78369 | 0.34667 | 0.39182 | 1.1735 | 0.75584 | 0.65257
2573823 | VCUG_a | 1 | 05f_109019_419x230x572.dat | 0.0850;0.0850;0.1928 | 419;230;572 | (0.1749;69.2650;8.0852) | 80 | 2.9 | 44 | 83.87 | 60 | iodine | [138] | [0] | 1 | 5 | 90 | abnormal | VUR - grade 3 | 7.8373 | 10.1721 | 79.7219 | 32.8656 | 42.6569 | 1401.9446 | 2.5779e-13 | 1.3335 | 0.001112 | 0.092812 | 0.58757 | 0.0027104 | 0.65139 | 0.65302 | 0.32098 | 1.3896 | 0.001171 | 0.60623 | 0.35747 | 0.22471 | 0.0049339 | 0.84546 | 0.0073122 | 0.55751 | 1.2417 | 0.56705 | 0.059056 | 0.020753 | 0.55914 | 0.26748 | 0.39854 | 0.50995 | 0.23209 | 0.33505 | 0.6901 | 0.48209 | 0.39863
2573823 | VCUG_a | 1 | 05f_109019_419x230x572.dat | 0.0850;0.0850;0.1928 | 419;230;572 | (0.1749;69.2650;8.0852) | 80 | 7.702 | 57 | 83.87 | 60 | iodine | [138] | [0] | 1 | 5 | 90 | abnormal | VUR - grade 3 | 7.8373 | 10.1721 | 79.7219 | 32.8656 | 42.6569 | 1401.9446 | 1.7229e-13 | 1.9984 | 0.0031626 | 0.21258 | 1.0349 | 0.0063301 | 1.1995 | 1.224 | 0.62204 | 2.0953 | 0.002749 | 1.0869 | 0.55954 | 0.45203 | 0.012529 | 1.4568 | 0.017605 | 1.0619 | 1.8446 | 1.0402 | 0.13464 | 0.052215 | 1.0285 | 0.48388 | 0.7538 | 0.83682 | 0.36654 | 0.39632 | 1.2704 | 0.80443 | 0.71068
2573823 | VCUG_a | 1 | 05f_109019_419x230x572.dat | 0.0850;0.0850;0.1928 | 419;230;572 | (0.1749;69.2650;8.0852) | 80 | 8.502 | 60 | 83.87 | 60 | iodine | [138] | [0] | 1 | 5 | 90 | abnormal | VUR - grade 3 | 7.8373 | 10.1721 | 79.7219 | 32.8656 | 42.6569 | 1401.9446 | 1.6801e-13 | 2.0417 | 0.0036074 | 0.23128 | 1.0788 | 0.0065304 | 1.2633 | 1.2838 | 0.65608 | 2.1426 | 0.0031627 | 1.1339 | 0.57518 | 0.47375 | 0.012884 | 1.5085 | 0.018652 | 1.1148 | 1.8795 | 1.0848 | 0.14488 | 0.054617 | 1.0735 | 0.50774 | 0.7929 | 0.86621 | 0.37804 | 0.40047 | 1.3334 | 0.83342 | 0.74164
2573823 | VCUG_a | 1 | 05f_109019_419x230x572.dat | 0.0850;0.0850;0.1928 | 419;230;572 | (0.1749;69.2650;8.0852) | 110 | 3.9 | 52 | 83.87 | 60 | iodine | [138] | [0] | 1 | 5 | 90 | abnormal | VUR - grade 3 | 7.8373 | 10.1721 | 79.7219 | 32.8656 | 42.6569 | 1401.9446 | 2.3044e-13 | 1.5018 | 0.0019919 | 0.13679 | 0.72165 | 0.0044089 | 0.82276 | 0.82927 | 0.41242 | 1.5758 | 0.0023256 | 0.74825 | 0.41342 | 0.29116 | 0.0078136 | 1.0173 | 0.010795 | 0.71176 | 1.4006 | 0.70533 | 0.08343 | 0.030304 | 0.69396 | 0.33535 | 0.50203 | 0.60527 | 0.27053 | 0.35115 | 0.85895 | 0.57355 | 0.49188
2573823 | VCUG_a | 1 | 05f_109019_419x230x572.dat | 0.0850;0.0850;0.1928 | 419;230;572 | (0.1749;69.2650;8.0852) | 110 | 7.85 | 62 | 83.87 | 60 | iodine | [138] | [0] | 1 | 5 | 90 | abnormal | VUR - grade 3 | 7.8373 | 10.1721 | 79.7219 | 32.8656 | 42.6569 | 1401.9446 | 1.8405e-13 | 1.9138 | 0.0035187 | 0.21784 | 1.0012 | 0.0068733 | 1.1663 | 1.1911 | 0.60539 | 2.0048 | 0.005404 | 1.0503 | 0.53756 | 0.43839 | 0.015198 | 1.3992 | 0.017953 | 1.0296 | 1.761 | 1.0065 | 0.13323 | 0.05217 | 0.99421 | 0.47562 | 0.72265 | 0.813 | 0.35443 | 0.38764 | 1.2393 | 0.77668 | 0.68985
2573823 | VCUG_a | 1 | 05f_109019_419x230x572.dat | 0.0850;0.0850;0.1928 | 419;230;572 | (0.1749;69.2650;8.0852) | 110 | 9.9905 | 69 | 83.87 | 60 | iodine | [138] | [0] | 1 | 5 | 90 | abnormal | VUR - grade 3 | 7.8373 | 10.1721 | 79.7219 | 32.8656 | 42.6569 | 1401.9446 | 1.7796e-13 | 1.9899 | 0.0044183 | 0.25352 | 1.0841 | 0.0084999 | 1.2822 | 1.327 | 0.67118 | 2.0834 | 0.0028507 | 1.1403 | 0.567 | 0.49012 | 0.016566 | 1.506 | 0.021702 | 1.1292 | 1.8254 | 1.0937 | 0.15554 | 0.062111 | 1.0871 | 0.5239 | 0.79289 | 0.87443 | 0.37647 | 0.39387 | 1.3632 | 0.83277 | 0.75207
2573823 | VCUG_a | 2 | 05f_109019_419x230x572.dat | 0.0850;0.0850;0.1928 | 419;230;572 | (0.1250;69.2650;-1.1321) | 60 | 2.5 | 38 | 83.87 | 60 | iodine | [138] | [10] | 0 | 5 | 90 | abnormal | VUR - grade 3 | 5.2248 | 4.4864 | 23.4409 | 21.9104 | 18.8138 | 412.218 | 2.831e-13 | 0.015921 | 9.2764e-05 | 0.0013872 | 0.8614 | 7.5565e-05 | 0.046804 | 1.7505 | 0.002972 | 0.080913 | 0 | 0.017499 | 0.0022475 | 0.0020025 | 0.00013733 | 0.054501 | 0.00023776 | 0.50043 | 0.01669 | 0.022735 | 0.00068539 | 0.00049775 | 1.4883 | 0.33553 | 0.46093 | 0.46989 | 0.39788 | 0.35008 | 1.8206 | 0.22249 | 0.38198
2573823 | VCUG_a | 2 | 05f_109019_419x230x572.dat | 0.0850;0.0850;0.1928 | 419;230;572 | (0.1250;69.2650;-1.1321) | 60 | 5.7448 | 47 | 83.87 | 60 | iodine | [138] | [10] | 0 | 5 | 90 | abnormal | VUR - grade 3 | 5.2248 | 4.4864 | 23.4409 | 21.9104 | 18.8138 | 412.218 | 1.8383e-13 | 0.041305 | 0.0002561 | 0.0041622 | 1.5557 | 0.00029738 | 0.12378 | 3.2562 | 0.010646 | 0.19509 | 0 | 0.049606 | 0.0066697 | 0.0079552 | 0.00054616 | 0.1431 | 0.00072496 | 1.0937 | 0.043903 | 0.062536 | 0.0022823 | 0.00089517 | 2.8276 | 0.63321 | 0.93479 | 0.89693 | 0.64466 | 0.4291 | 3.4773 | 0.42647 | 0.71223
2573823 | VCUG_a | 2 | 05f_109019_419x230x572.dat | 0.0850;0.0850;0.1928 | 419;230;572 | (0.1250;69.2650;-1.1321) | 60 | 6.3535 | 49 | 83.87 | 60 | iodine | [138] | [10] | 0 | 5 | 90 | abnormal | VUR - grade 3 | 5.2248 | 4.4864 | 23.4409 | 21.9104 | 18.8138 | 412.218 | 1.7553e-13 | 0.051422 | 0.0002851 | 0.0061017 | 1.6499 | 0.00033985 | 0.14059 | 3.4851 | 0.012416 | 0.21654 | 0 | 0.056769 | 0.0077134 | 0.0087042 | 0.00065894 | 0.16075 | 0.00082558 | 1.19 | 0.049703 | 0.070486 | 0.0030055 | 0.0013907 | 3.0173 | 0.67707 | 1.0099 | 0.95829 | 0.67617 | 0.43899 | 3.6799 | 0.45455 | 0.76057
2573823 | VCUG_a | 2 | 05f_109019_419x230x572.dat | 0.0850;0.0850;0.1928 | 419;230;572 | (0.1250;69.2650;-1.1321) | 80 | 2.9 | 44 | 83.87 | 60 | iodine | [138] | [10] | 0 | 5 | 90 | abnormal | VUR - grade 3 | 5.2248 | 4.4864 | 23.4409 | 21.9104 | 18.8138 | 412.218 | 2.5347e-13 | 0.026215 | 0.00015918 | 0.0023277 | 1.0245 | 0.00029607 | 0.069244 | 2.0985 | 0.0062892 | 0.11632 | 0 | 0.029031 | 0.0041224 | 0.0043304 | 0.0003649 | 0.082891 | 0.00045418 | 0.65914 | 0.02611 | 0.036677 | 0.0015102 | 0.0010429 | 1.8075 | 0.41212 | 0.58489 | 0.58111 | 0.45242 | 0.36622 | 2.2167 | 0.27369 | 0.46149
2573823 | VCUG_a | 2 | 05f_109019_419x230x572.dat | 0.0850;0.0850;0.1928 | 419;230;572 | (0.1250;69.2650;-1.1321) | 80 | 7.702 | 57 | 83.87 | 60 | iodine | [138] | [10] | 0 | 5 | 90 | abnormal | VUR - grade 3 | 5.2248 | 4.4864 | 23.4409 | 21.9104 | 18.8138 | 412.218 | 1.6942e-13 | 0.065472 | 0.00040837 | 0.0085352 | 1.7772 | 0.00055409 | 0.1813 | 3.7084 | 0.018691 | 0.25872 | 0 | 0.074922 | 0.011107 | 0.013705 | 0.0010824 | 0.20056 | 0.0010108 | 1.3476 | 0.065897 | 0.092824 | 0.0048407 | 0.001491 | 3.2578 | 0.7545 | 1.1291 | 1.0549 | 0.7125 | 0.44564 | 3.9784 | 0.49933 | 0.82356
2573823 | VCUG_a | 2 | 05f_109019_419x230x572.dat | 0.0850;0.0850;0.1928 | 419;230;572 | (0.1250;69.2650;-1.1321) | 80 | 8.502 | 60 | 83.87 | 60 | iodine | [138] | [10] | 0 | 5 | 90 | abnormal | VUR - grade 3 | 5.2248 | 4.4864 | 23.4409 | 21.9104 | 18.8138 | 412.218 | 1.6522e-13 | 0.07274 | 0.00043301 | 0.0093749 | 1.8482 | 0.00050675 | 0.19432 | 3.8838 | 0.020825 | 0.27833 | 0.00012056 | 0.082969 | 0.012376 | 0.014384 | 0.00089197 | 0.21751 | 0.001268 | 1.4276 | 0.072171 | 0.10131 | 0.0056206 | 0.002514 | 3.3932 | 0.79246 | 1.1898 | 1.1069 | 0.73414 | 0.45214 | 4.1655 | 0.52401 | 0.86139
2573823 | VCUG_a | 2 | 05f_109019_419x230x572.dat | 0.0850;0.0850;0.1928 | 419;230;572 | (0.1250;69.2650;-1.1321) | 110 | 3.9 | 52 | 83.87 | 60 | iodine | [138] | [10] | 0 | 5 | 90 | abnormal | VUR - grade 3 | 5.2248 | 4.4864 | 23.4409 | 21.9104 | 18.8138 | 412.218 | 2.2658e-13 | 0.03949 | 0.00025339 | 0.0056025 | 1.2486 | 0.00022862 | 0.10754 | 2.5642 | 0.011255 | 0.16126 | 0.00010212 | 0.045441 | 0.0067708 | 0.0080441 | 0.0007563 | 0.12297 | 0.00068974 | 0.87176 | 0.040124 | 0.055412 | 0.0030419 | 0.0011593 | 2.2259 | 0.52058 | 0.74478 | 0.72702 | 0.52675 | 0.38742 | 2.7214 | 0.34077 | 0.56902
2573823 | VCUG_a | 2 | 05f_109019_419x230x572.dat | 0.0850;0.0850;0.1928 | 419;230;572 | (0.1250;69.2650;-1.1321) | 110 | 7.85 | 62 | 83.87 | 60 | iodine | [138] | [10] | 0 | 5 | 90 | abnormal | VUR - grade 3 | 5.2248 | 4.4864 | 23.4409 | 21.9104 | 18.8138 | 412.218 | 1.8094e-13 | 0.067015 | 0.00043179 | 0.0098455 | 1.7222 | 0.00029275 | 0.17489 | 3.6313 | 0.019959 | 0.25115 | 0.00024922 | 0.076979 | 0.011856 | 0.013793 | 0.001001 | 0.19779 | 0.0011122 | 1.3155 | 0.066551 | 0.093863 | 0.0054387 | 0.0027006 | 3.1427 | 0.74402 | 1.0842 | 1.0307 | 0.68851 | 0.43487 | 3.8801 | 0.48699 | 0.80341
2573823 | VCUG_a | 2 | 05f_109019_419x230x572.dat | 0.0850;0.0850;0.1928 | 419;230;572 | (0.1250;69.2650;-1.1321) | 110 | 9.9905 | 69 | 83.87 | 60 | iodine | [138] | [10] | 0 | 5 | 90 | abnormal | VUR - grade 3 | 5.2248 | 4.4864 | 23.4409 | 21.9104 | 18.8138 | 412.218 | 1.7494e-13 | 0.08508 | 0.00053885 | 0.012589 | 1.86 | 0.00054919 | 0.21681 | 3.92 | 0.024943 | 0.2887 | 0.00072887 | 0.093037 | 0.014752 | 0.018452 | 0.00092396 | 0.23181 | 0.0013898 | 1.4703 | 0.080061 | 0.11253 | 0.0072161 | 0.0031344 | 3.4023 | 0.8214 | 1.1937 | 1.1294 | 0.72987 | 0.44507 | 4.1961 | 0.53311 | 0.87321
2573823 | VCUG_a | 3 | 05f_109019_419x230x572.dat | 0.0850;0.0850;0.1928 | 419;230;572 | (0.1250;69.2650;-1.1321) | 60 | 2.5 | 38 | 83.87 | 60 | iodine | [138] | [30] | 0 | 5 | 90 | abnormal | VUR - grade 3 | 5.2248 | 4.4864 | 23.4409 | 21.9104 | 18.8138 | 412.218 | 2.831e-13 | 0.015882 | 9.2488e-05 | 0.0013601 | 0.85858 | 7.5565e-05 | 0.046684 | 1.7544 | 0.0029607 | 0.080573 | 0 | 0.017376 | 0.0022296 | 0.0019799 | 0.00013046 | 0.054091 | 0.00024195 | 0.49418 | 0.016647 | 0.022604 | 0.00067924 | 0.0005029 | 1.402 | 0.33509 | 0.46026 | 0.46807 | 0.39682 | 0.34939 | 1.8227 | 0.22236 | 0.3784
2573823 | VCUG_a | 3 | 05f_109019_419x230x572.dat | 0.0850;0.0850;0.1928 | 419;230;572 | (0.1250;69.2650;-1.1321) | 60 | 5.7448 | 47 | 83.87 | 60 | iodine | [138] | [30] | 0 | 5 | 90 | abnormal | VUR - grade 3 | 5.2248 | 4.4864 | 23.4409 | 21.9104 | 18.8138 | 412.218 | 1.8383e-13 | 0.041018 | 0.00025512 | 0.0040782 | 1.5482 | 0.00029956 | 0.12275 | 3.2648 | 0.010566 | 0.19408 | 0 | 0.049186 | 0.0066268 | 0.0078893 | 0.00054616 | 0.1418 | 0.00072045 | 1.0788 | 0.043649 | 0.061867 | 0.0022794 | 0.00089365 | 2.7009 | 0.63189 | 0.9327 | 0.89257 | 0.64212 | 0.4273 | 3.4946 | 0.42698 | 0.7067
2573823 | VCUG_a | 3 | 05f_109019_419x230x572.dat | 0.0850;0.0850;0.1928 | 419;230;572 | (0.1250;69.2650;-1.1321) | 60 | 6.3535 | 49 | 83.87 | 60 | iodine | [138] | [30] | 0 | 5 | 90 | abnormal | VUR - grade 3 | 5.2248 | 4.4864 | 23.4409 | 21.9104 | 18.8138 | 412.218 | 1.7553e-13 | 0.051175 | 0.00028389 | 0.0061592 | 1.6418 | 0.00030775 | 0.1403 | 3.4848 | 0.012291 | 0.21525 | 0 | 0.056231 | 0.0076553 | 0.0086734 | 0.00059684 | 0.15931 | 0.00081532 | 1.1734 | 0.049363 | 0.069739 | 0.0030102 | 0.0012929 | 2.8859 | 0.6755 | 1.0074 | 0.95409 | 0.67335 | 0.43711 | 3.706 | 0.45574 | 0.75412
2573823 | VCUG_a | 3 | 05f_109019_419x230x572.dat | 0.0850;0.0850;0.1928 | 419;230;572 | (0.1250;69.2650;-1.1321) | 80 | 2.9 | 44 | 83.87 | 60 | iodine | [138] | [30] | 0 | 5 | 90 | abnormal | VUR - grade 3 | 5.2248 | 4.4864 | 23.4409 | 21.9104 | 18.8138 | 412.218 | 2.5347e-13 | 0.025945 | 0.00015812 | 0.0023277 | 1.0205 | 0.00028182 | 0.067883 | 2.0771 | 0.006219 | 0.11559 | 0 | 0.028766 | 0.0041015 | 0.0043816 | 0.0003649 | 0.082295 | 0.00045497 | 0.65066 | 0.026013 | 0.03635 | 0.0014788 | 0.0010354 | 1.7158 | 0.41135 | 0.58368 | 0.57879 | 0.45095 | 0.36529 | 2.2198 | 0.27341 | 0.45543
2573823 | VCUG_a | 3 | 05f_109019_419x230x572.dat | 0.0850;0.0850;0.1928 | 419;230;572 | (0.1250;69.2650;-1.1321) | 80 | 7.702 | 57 | 83.87 | 60 | iodine | [138] | [30] | 0 | 5 | 90 | abnormal | VUR - grade 3 | 5.2248 | 4.4864 | 23.4409 | 21.9104 | 18.8138 | 412.218 | 1.6942e-13 | 0.06536 | 0.0004051 | 0.0084325 | 1.7679 | 0.00051814 | 0.17981 | 3.7245 | 0.018557 | 0.25697 | 0 | 0.074272 | 0.011031 | 0.013659 | 0.0010107 | 0.19868 | 0.0010125 | 1.3298 | 0.065466 | 0.09188 | 0.004789 | 0.0015842 | 3.1383 | 0.7524 | 1.1257 | 1.0493 | 0.70932 | 0.44358 | 4.0143 | 0.50099 | 0.8187
2573823 | VCUG_a | 3 | 05f_109019_419x230x572.dat | 0.0850;0.0850;0.1928 | 419;230;572 | (0.1250;69.2650;-1.1321) | 80 | 8.502 | 60 | 83.87 | 60 | iodine | [138] | [30] | 0 | 5 | 90 | abnormal | VUR - grade 3 | 5.2248 | 4.4864 | 23.4409 | 21.9104 | 18.8138 | 412.218 | 1.6522e-13 | 0.072256 | 0.00043242 | 0.0094578 | 1.8377 | 0.00050125 | 0.19235 | 3.8732 | 0.020593 | 0.27629 | 0.00012056 | 0.082182 | 0.012274 | 0.014434 | 0.00081789 | 0.21541 | 0.0012275 | 1.4089 | 0.071705 | 0.10002 | 0.0055061 | 0.0025494 | 3.2878 | 0.79011 | 1.1859 | 1.1015 | 0.73077 | 0.45009 | 4.197 | 0.52523 | 0.85469
2573823 | VCUG_a | 3 | 05f_109019_419x230x572.dat | 0.0850;0.0850;0.1928 | 419;230;572 | (0.1250;69.2650;-1.1321) | 110 | 3.9 | 52 | 83.87 | 60 | iodine | [138] | [30] | 0 | 5 | 90 | abnormal | VUR - grade 3 | 5.2248 | 4.4864 | 23.4409 | 21.9104 | 18.8138 | 412.218 | 2.2658e-13 | 0.039191 | 0.00025293 | 0.0056621 | 1.2431 | 0.00022952 | 0.10623 | 2.5657 | 0.011202 | 0.16036 | 0.00010212 | 0.045066 | 0.0067302 | 0.0079178 | 0.0007563 | 0.12202 | 0.00067553 | 0.86103 | 0.039873 | 0.054895 | 0.0029989 | 0.001073 | 2.1349 | 0.51944 | 0.74292 | 0.72401 | 0.52483 | 0.38615 | 2.7302 | 0.34079 | 0.56459
2573823 | VCUG_a | 3 | 05f_109019_419x230x572.dat | 0.0850;0.0850;0.1928 | 419;230;572 | (0.1250;69.2650;-1.1321) | 110 | 7.85 | 62 | 83.87 | 60 | iodine | [138] | [30] | 0 | 5 | 90 | abnormal | VUR - grade 3 | 5.2248 | 4.4864 | 23.4409 | 21.9104 | 18.8138 | 412.218 | 1.8094e-13 | 0.066733 | 0.00042748 | 0.0096024 | 1.7144 | 0.00028206 | 0.17239 | 3.633 | 0.01974 | 0.24952 | 0.00032675 | 0.076316 | 0.011804 | 0.013718 | 0.0010435 | 0.19648 | 0.0011007 | 1.2995 | 0.066213 | 0.092785 | 0.0054365 | 0.0025697 | 3.0411 | 0.74203 | 1.081 | 1.0252 | 0.68563 | 0.43317 | 3.8926 | 0.48684 | 0.79804
2573823 | VCUG_a | 3 | 05f_109019_419x230x572.dat | 0.0850;0.0850;0.1928 | 419;230;572 | (0.1250;69.2650;-1.1321) | 110 | 9.9905 | 69 | 83.87 | 60 | iodine | [138] | [30] | 0 | 5 | 90 | abnormal | VUR - grade 3 | 5.2248 | 4.4864 | 23.4409 | 21.9104 | 18.8138 | 412.218 | 1.7494e-13 | 0.08444 | 0.00053641 | 0.012598 | 1.8518 | 0.00061809 | 0.21583 | 3.9035 | 0.024715 | 0.28659 | 0.0002582 | 0.092191 | 0.014642 | 0.018531 | 0.00099244 | 0.23014 | 0.0014057 | 1.4538 | 0.079438 | 0.11128 | 0.0071572 | 0.0031083 | 3.3104 | 0.81905 | 1.1898 | 1.1225 | 0.72669 | 0.44331 | 4.1945 | 0.53179 | 0.86653
2573823 | VCUG_a | 4 | 05f_109019_419x230x572.dat | 0.0850;0.0850;0.1928 | 419;230;572 | (0.1250;69.2650;-1.1321) | 60 | 2.5 | 38 | 83.87 | 60 | iodine | [138] | [50] | 0 | 5 | 90 | abnormal | VUR - grade 3 | 5.2248 | 4.4864 | 23.4409 | 21.9104 | 18.8138 | 412.218 | 2.831e-13 | 0.015859 | 9.2506e-05 | 0.0014389 | 0.85702 | 7.5565e-05 | 0.046306 | 1.7406 | 0.0029369 | 0.080436 | 0 | 0.017311 | 0.0022267 | 0.0019823 | 0.00013046 | 0.053939 | 0.00023776 | 0.48998 | 0.016661 | 0.022508 | 0.00068782 | 0.00049775 | 1.3447 | 0.33484 | 0.45991 | 0.46722 | 0.3962 | 0.34898 | 1.8213 | 0.22209 | 0.37474
2573823 | VCUG_a | 4 | 05f_109019_419x230x572.dat | 0.0850;0.0850;0.1928 | 419;230;572 | (0.1250;69.2650;-1.1321) | 60 | 5.7448 | 47 | 83.87 | 60 | iodine | [138] | [50] | 0 | 5 | 90 | abnormal | VUR - grade 3 | 5.2248 | 4.4864 | 23.4409 | 21.9104 | 18.8138 | 412.218 | 1.8383e-13 | 0.041169 | 0.00025365 | 0.0039887 | 1.5438 | 0.00029419 | 0.12261 | 3.2578 | 0.010522 | 0.19356 | 0 | 0.048976 | 0.0066104 | 0.0079008 | 0.00054616 | 0.14126 | 0.00072099 | 1.0693 | 0.04361 | 0.061796 | 0.0022663 | 0.0009184 | 2.5929 | 0.63112 | 0.93153 | 0.89042 | 0.64063 | 0.42638 | 3.4951 | 0.42666 | 0.70111
2573823 | VCUG_a | 4 | 05f_109019_419x230x572.dat | 0.0850;0.0850;0.1928 | 419;230;572 | (0.1250;69.2650;-1.1321) | 60 | 6.3535 | 49 | 83.87 | 60 | iodine | [138] | [50] | 0 | 5 | 90 | abnormal | VUR - grade 3 | 5.2248 | 4.4864 | 23.4409 | 21.9104 | 18.8138 | 412.218 | 1.7553e-13 | 0.051149 | 0.00028383 | 0.0060806 | 1.6369 | 0.00029804 | 0.13978 | 3.4716 | 0.012262 | 0.2146 | 0 | 0.056053 | 0.0076319 | 0.0085999 | 0.00059684 | 0.1586 | 0.00081532 | 1.1629 | 0.049269 | 0.069637 | 0.0029748 | 0.0012855 | 2.7705 | 0.67465 | 1.0061 | 0.95042 | 0.67164 | 0.43607 | 3.7041 | 0.45502 | 0.7476
2573823 | VCUG_a | 4 | 05f_109019_419x230x572.dat | 0.0850;0.0850;0.1928 | 419;230;572 | (0.1250;69.2650;-1.1321) | 80 | 2.9 | 44 | 83.87 | 60 | iodine | [138] | [50] | 0 | 5 | 90 | abnormal | VUR - grade 3 | 5.2248 | 4.4864 | 23.4409 | 21.9104 | 18.8138 | 412.218 | 2.5347e-13 | 0.025849 | 0.0001587 | 0.0023501 | 1.0182 | 0.00028182 | 0.067303 | 2.0686 | 0.0062004 | 0.11539 | 0 | 0.028645 | 0.0040881 | 0.0043457 | 0.0003649 | 0.082054 | 0.0004633 | 0.64478 | 0.025922 | 0.036217 | 0.0014768 | 0.0010354 | 1.6478 | 0.41086 | 0.58294 | 0.57719 | 0.45005 | 0.36464 | 2.215 | 0.27275 | 0.45157
2573823 | VCUG_a | 4 | 05f_109019_419x230x572.dat | 0.0850;0.0850;0.1928 | 419;230;572 | (0.1250;69.2650;-1.1321) | 80 | 7.702 | 57 | 83.87 | 60 | iodine | [138] | [50] | 0 | 5 | 90 | abnormal | VUR - grade 3 | 5.2248 | 4.4864 | 23.4409 | 21.9104 | 18.8138 | 412.218 | 1.6942e-13 | 0.065023 | 0.0004057 | 0.0085003 | 1.7615 | 0.00051693 | 0.17954 | 3.7019 | 0.018446 | 0.25592 | 0 | 0.073912 | 0.010987 | 0.013455 | 0.001001 | 0.19771 | 0.00099477 | 1.3176 | 0.064976 | 0.091349 | 0.0048071 | 0.001584 | 3.0248 | 0.75115 | 1.1237 | 1.0461 | 0.70713 | 0.44243 | 4.0027 | 0.49945 | 0.81112
2573823 | VCUG_a | 4 | 05f_109019_419x230x572.dat | 0.0850;0.0850;0.1928 | 419;230;572 | (0.1250;69.2650;-1.1321) | 80 | 8.502 | 60 | 83.87 | 60 | iodine | [138] | [50] | 0 | 5 | 90 | abnormal | VUR - grade 3 | 5.2248 | 4.4864 | 23.4409 | 21.9104 | 18.8138 | 412.218 | 1.6522e-13 | 0.072371 | 0.00043124 | 0.0094348 | 1.8306 | 0.00050688 | 0.1915 | 3.8669 | 0.020562 | 0.27508 | 0.00012056 | 0.081752 | 0.012245 | 0.01424 | 0.00082285 | 0.21429 | 0.0012138 | 1.396 | 0.071421 | 0.099565 | 0.0055417 | 0.0026895 | 3.1647 | 0.7887 | 1.1837 | 1.0984 | 0.72847 | 0.44873 | 4.1903 | 0.52405 | 0.84798
2573823 | VCUG_a | 4 | 05f_109019_419x230x572.dat | 0.0850;0.0850;0.1928 | 419;230;572 | (0.1250;69.2650;-1.1321) | 110 | 3.9 | 52 | 83.87 | 60 | iodine | [138] | [50] | 0 | 5 | 90 | abnormal | VUR - grade 3 | 5.2248 | 4.4864 | 23.4409 | 21.9104 | 18.8138 | 412.218 | 2.2658e-13 | 0.038861 | 0.00025255 | 0.0054366 | 1.2393 | 0.00023272 | 0.10549 | 2.5457 | 0.011084 | 0.15975 | 0.00010212 | 0.044854 | 0.0067032 | 0.0078291 | 0.0007563 | 0.12142 | 0.00066436 | 0.85362 | 0.039634 | 0.054794 | 0.0029992 | 0.0010712 | 2.0567 | 0.51869 | 0.74179 | 0.72133 | 0.52359 | 0.38547 | 2.7221 | 0.33966 | 0.5591
2573823 | VCUG_a | 4 | 05f_109019_419x230x572.dat | 0.0850;0.0850;0.1928 | 419;230;572 | (0.1250;69.2650;-1.1321) | 110 | 7.85 | 62 | 83.87 | 60 | iodine | [138] | [50] | 0 | 5 | 90 | abnormal | VUR - grade 3 | 5.2248 | 4.4864 | 23.4409 | 21.9104 | 18.8138 | 412.218 | 1.8094e-13 | 0.066506 | 0.00042644 | 0.0096339 | 1.7079 | 0.00028066 | 0.17294 | 3.6035 | 0.019653 | 0.24868 | 0.00010995 | 0.075924 | 0.011757 | 0.013523 | 0.0010976 | 0.19548 | 0.0011008 | 1.2883 | 0.066015 | 0.092161 | 0.0054156 | 0.002705 | 2.936 | 0.74075 | 1.079 | 1.0217 | 0.68367 | 0.432 | 3.8928 | 0.48631 | 0.79035
2573823 | VCUG_a | 4 | 05f_109019_419x230x572.dat | 0.0850;0.0850;0.1928 | 419;230;572 | (0.1250;69.2650;-1.1321) | 110 | 9.9905 | 69 | 83.87 | 60 | iodine | [138] | [50] | 0 | 5 | 90 | abnormal | VUR - grade 3 | 5.2248 | 4.4864 | 23.4409 | 21.9104 | 18.8138 | 412.218 | 1.7494e-13 | 0.084234 | 0.00053608 | 0.012362 | 1.8444 | 0.00054697 | 0.21369 | 3.8767 | 0.02467 | 0.28572 | 0.0002582 | 0.091699 | 0.014603 | 0.018403 | 0.00087435 | 0.2283 | 0.0013831 | 1.4403 | 0.079158 | 0.11075 | 0.0070972 | 0.0031144 | 3.207 | 0.8175 | 1.1874 | 1.1193 | 0.72446 | 0.44187 | 4.1893 | 0.53055 | 0.85888
2573823 | VCUG_a | 5 | 05f_109019_419x230x572.dat | 0.0850;0.0850;0.1928 | 419;230;572 | (0.3498;73.1327;1.7235) | 60 | 2.5 | 38 | 85.7359 | 60 | iodine | [138] | [50] | 0 | 5 | 90 | abnormal | VUR - grade 3 | 6.7588 | 5.7306 | 38.732 | 28.9735 | 24.566 | 711.7631 | 2.8613e-13 | 0.044658 | 0.00011999 | 0.0037878 | 0.73914 | 0.00018078 | 0.13004 | 0.77717 | 0.0090354 | 0.45962 | 0 | 0.04822 | 0.005204 | 0.0066659 | 0.00054171 | 0.25585 | 0.00042694 | 0.61706 | 0.062531 | 0.089669 | 0.001662 | 0.0010269 | 0.55716 | 0.2014 | 0.29032 | 0.62535 | 0.2312 | 0.34142 | 0.90358 | 0.20527 | 0.24236
2573823 | VCUG_a | 5 | 05f_109019_419x230x572.dat | 0.0850;0.0850;0.1928 | 419;230;572 | (0.3498;73.1327;1.7235) | 60 | 5.7448 | 47 | 85.7359 | 60 | iodine | [138] | [50] | 0 | 5 | 90 | abnormal | VUR - grade 3 | 6.7588 | 5.7306 | 38.732 | 28.9735 | 24.566 | 711.7631 | 1.8579e-13 | 0.105 | 0.00033004 | 0.0090906 | 1.305 | 0.00040572 | 0.30646 | 1.5933 | 0.025914 | 0.79608 | 0.0020561 | 0.11852 | 0.01474 | 0.0196 | 0.00067185 | 0.50464 | 0.00098156 | 1.2067 | 0.138 | 0.19613 | 0.005264 | 0.0026679 | 1.1658 | 0.38796 | 0.59599 | 1.0008 | 0.37843 | 0.40563 | 1.7471 | 0.37622 | 0.46445
2573823 | VCUG_a | 5 | 05f_109019_419x230x572.dat | 0.0850;0.0850;0.1928 | 419;230;572 | (0.3498;73.1327;1.7235) | 60 | 6.3535 | 49 | 85.7359 | 60 | iodine | [138] | [50] | 0 | 5 | 90 | abnormal | VUR - grade 3 | 6.7588 | 5.7306 | 38.732 | 28.9735 | 24.566 | 711.7631 | 1.7739e-13 | 0.11872 | 0.00037997 | 0.011055 | 1.3827 | 0.00065224 | 0.33497 | 1.6972 | 0.029784 | 0.84008 | 0.00034159 | 0.13194 | 0.016924 | 0.021384 | 0.0014049 | 0.541 | 0.0012899 | 1.2946 | 0.15137 | 0.21594 | 0.0064294 | 0.0031036 | 1.2583 | 0.41644 | 0.64556 | 1.049 | 0.39756 | 0.41219 | 1.8706 | 0.40094 | 0.49625
2573823 | VCUG_a | 5 | 05f_109019_419x230x572.dat | 0.0850;0.0850;0.1928 | 419;230;572 | (0.3498;73.1327;1.7235) | 80 | 2.9 | 44 | 85.7359 | 60 | iodine | [138] | [50] | 0 | 5 | 90 | abnormal | VUR - grade 3 | 6.7588 | 5.7306 | 38.732 | 28.9735 | 24.566 | 711.7631 | 2.5618e-13 | 0.063089 | 0.00021463 | 0.0056683 | 0.87322 | 0.0004162 | 0.18 | 0.98635 | 0.01523 | 0.53455 | 0.00017349 | 0.069901 | 0.008792 | 0.01112 | 0.00064924 | 0.31613 | 0.00079828 | 0.7649 | 0.082911 | 0.11954 | 0.0034022 | 0.0015789 | 0.722 | 0.25068 | 0.37197 | 0.70884 | 0.26431 | 0.35375 | 1.1134 | 0.24705 | 0.29895
2573823 | VCUG_a | 5 | 05f_109019_419x230x572.dat | 0.0850;0.0850;0.1928 | 419;230;572 | (0.3498;73.1327;1.7235) | 80 | 7.702 | 57 | 85.7359 | 60 | iodine | [138] | [50] | 0 | 5 | 90 | abnormal | VUR - grade 3 | 6.7588 | 5.7306 | 38.732 | 28.9735 | 24.566 | 711.7631 | 1.7122e-13 | 0.14005 | 0.00056094 | 0.017852 | 1.482 | 0.0010378 | 0.3793 | 1.8648 | 0.040301 | 0.89056 | 0.00045033 | 0.15991 | 0.022255 | 0.028497 | 0.0014576 | 0.58662 | 0.0017774 | 1.4257 | 0.16975 | 0.24521 | 0.0098371 | 0.0046105 | 1.4285 | 0.46807 | 0.72709 | 1.1082 | 0.42043 | 0.41653 | 2.0331 | 0.43388 | 0.54582
2573823 | VCUG_a | 5 | 05f_109019_419x230x572.dat | 0.0850;0.0850;0.1928 | 419;230;572 | (0.3498;73.1327;1.7235) | 80 | 8.502 | 60 | 85.7359 | 60 | iodine | [138] | [50] | 0 | 5 | 90 | abnormal | VUR - grade 3 | 6.7588 | 5.7306 | 38.732 | 28.9735 | 24.566 | 711.7631 | 1.6698e-13 | 0.14992 | 0.00061368 | 0.018662 | 1.5381 | 0.00090982 | 0.40676 | 1.9666 | 0.044513 | 0.91982 | 0.0013347 | 0.17259 | 0.024754 | 0.034238 | 0.0015083 | 0.60942 | 0.0021364 | 1.4937 | 0.18066 | 0.26038 | 0.010588 | 0.004605 | 1.5123 | 0.49276 | 0.76749 | 1.1429 | 0.43383 | 0.42014 | 2.1383 | 0.45335 | 0.57274
2573823 | VCUG_a | 5 | 05f_109019_419x230x572.dat | 0.0850;0.0850;0.1928 | 419;230;572 | (0.3498;73.1327;1.7235) | 110 | 3.9 | 52 | 85.7359 | 60 | iodine | [138] | [50] | 0 | 5 | 90 | abnormal | VUR - grade 3 | 6.7588 | 5.7306 | 38.732 | 28.9735 | 24.566 | 711.7631 | 2.29e-13 | 0.089441 | 0.00035954 | 0.010818 | 1.0519 | 0.00065437 | 0.24526 | 1.2546 | 0.023858 | 0.63529 | 0.00023495 | 0.099415 | 0.01357 | 0.018535 | 0.0010465 | 0.39222 | 0.0013011 | 0.96258 | 0.10837 | 0.15602 | 0.0058546 | 0.0023963 | 0.94699 | 0.31999 | 0.47725 | 0.82559 | 0.30923 | 0.3703 | 1.3798 | 0.30211 | 0.37409
2573823 | VCUG_a | 5 | 05f_109019_419x230x572.dat | 0.0850;0.0850;0.1928 | 419;230;572 | (0.3498;73.1327;1.7235) | 110 | 7.85 | 62 | 85.7359 | 60 | iodine | [138] | [50] | 0 | 5 | 90 | abnormal | VUR - grade 3 | 6.7588 | 5.7306 | 38.732 | 28.9735 | 24.566 | 711.7631 | 1.8288e-13 | 0.13338 | 0.00061777 | 0.017866 | 1.441 | 0.00090204 | 0.36846 | 1.8043 | 0.040535 | 0.85196 | 1.3876e-05 | 0.15832 | 0.022907 | 0.031153 | 0.0019152 | 0.55095 | 0.0020732 | 1.3835 | 0.16332 | 0.23629 | 0.010458 | 0.0040938 | 1.396 | 0.46203 | 0.69956 | 1.0761 | 0.40688 | 0.40755 | 1.9904 | 0.42031 | 0.53107
2573823 | VCUG_a | 5 | 05f_109019_419x230x572.dat | 0.0850;0.0850;0.1928 | 419;230;572 | (0.3498;73.1327;1.7235) | 110 | 9.9905 | 69 | 85.7359 | 60 | iodine | [138] | [50] | 0 | 5 | 90 | abnormal | VUR - grade 3 | 6.7588 | 5.7306 | 38.732 | 28.9735 | 24.566 | 711.7631 | 1.7683e-13 | 0.15948 | 0.00073445 | 0.023259 | 1.5472 | 0.0014809 | 0.41797 | 1.9925 | 0.049419 | 0.90631 | 0 | 0.18259 | 0.02781 | 0.035359 | 0.0016889 | 0.5998 | 0.0024712 | 1.5193 | 0.1797 | 0.26172 | 0.013453 | 0.0048786 | 1.5701 | 0.51284 | 0.77366 | 1.1374 | 0.43262 | 0.41365 | 2.1688 | 0.45579 | 0.58245
2573823 | VCUG_a | 6 | 05f_109019_419x230x572.dat | 0.0850;0.0850;0.1928 | 419;230;572 | (-0.1751;73.0726;1.7402) | 60 | 2.5 | 38 | 85.8561 | 60 | iodine | [138] | [50] | 0 | 5 | 90 | abnormal | VUR - grade 3 | 6.8214 | 5.7209 | 39.0247 | 29.283 | 24.5587 | 719.154 | 2.8567e-13 | 0.046704 | 0.00012605 | 0.0034942 | 0.88076 | 0.00015126 | 0.20331 | 0.79875 | 0.0081243 | 0.51451 | 0 | 0.075594 | 0.005046 | 0.0060009 | 0.0002827 | 0.17484 | 0.0004823 | 0.66975 | 0.040924 | 0.052641 | 0.0019009 | 0.00078124 | 0.55557 | 0.20076 | 0.28889 | 0.64261 | 0.22843 | 0.33769 | 0.92536 | 0.21172 | 0.25822
2573823 | VCUG_a | 6 | 05f_109019_419x230x572.dat | 0.0850;0.0850;0.1928 | 419;230;572 | (-0.1751;73.0726;1.7402) | 60 | 5.7448 | 47 | 85.8561 | 60 | iodine | [138] | [50] | 0 | 5 | 90 | abnormal | VUR - grade 3 | 6.8214 | 5.7209 | 39.0247 | 29.283 | 24.5587 | 719.154 | 1.8549e-13 | 0.11004 | 0.00033971 | 0.0096953 | 1.5062 | 0.00062838 | 0.4244 | 1.5596 | 0.023422 | 0.85923 | 2.8338e-05 | 0.16202 | 0.014234 | 0.017519 | 0.001019 | 0.3797 | 0.0010137 | 1.3068 | 0.098705 | 0.13307 | 0.0052188 | 0.0032005 | 1.1722 | 0.3863 | 0.59268 | 1.0111 | 0.37411 | 0.40072 | 1.742 | 0.38069 | 0.48053
2573823 | VCUG_a | 6 | 05f_109019_419x230x572.dat | 0.0850;0.0850;0.1928 | 419;230;572 | (-0.1751;73.0726;1.7402) | 60 | 6.3535 | 49 | 85.8561 | 60 | iodine | [138] | [50] | 0 | 5 | 90 | abnormal | VUR - grade 3 | 6.8214 | 5.7209 | 39.0247 | 29.283 | 24.5587 | 719.154 | 1.7711e-13 | 0.12337 | 0.00038861 | 0.010359 | 1.5846 | 0.00061669 | 0.45384 | 1.6749 | 0.027208 | 0.90358 | 0 | 0.177 | 0.016607 | 0.02002 | 0.0012397 | 0.41062 | 0.0013849 | 1.397 | 0.11048 | 0.14791 | 0.0059682 | 0.0029966 | 1.2692 | 0.41457 | 0.64189 | 1.0605 | 0.39306 | 0.40766 | 1.8912 | 0.40707 | 0.513
2573823 | VCUG_a | 6 | 05f_109019_419x230x572.dat | 0.0850;0.0850;0.1928 | 419;230;572 | (-0.1751;73.0726;1.7402) | 80 | 2.9 | 44 | 85.8561 | 60 | iodine | [138] | [50] | 0 | 5 | 90 | abnormal | VUR - grade 3 | 6.8214 | 5.7209 | 39.0247 | 29.283 | 24.5587 | 719.154 | 2.5577e-13 | 0.06624 | 0.00021342 | 0.0061837 | 1.0185 | 0.00038492 | 0.26201 | 0.97678 | 0.013734 | 0.58956 | 0.0015596 | 0.10006 | 0.0084757 | 0.0099524 | 0.00042144 | 0.22992 | 0.00063777 | 0.82649 | 0.058666 | 0.077281 | 0.0032693 | 0.0019967 | 0.71991 | 0.24971 | 0.36998 | 0.7239 | 0.2612 | 0.34961 | 1.1216 | 0.2525 | 0.31214
2573823 | VCUG_a | 6 | 05f_109019_419x230x572.dat | 0.0850;0.0850;0.1928 | 419;230;572 | (-0.1751;73.0726;1.7402) | 80 | 7.702 | 57 | 85.8561 | 60 | iodine | [138] | [50] | 0 | 5 | 90 | abnormal | VUR - grade 3 | 6.8214 | 5.7209 | 39.0247 | 29.283 | 24.5587 | 719.154 | 1.7095e-13 | 0.14885 | 0.00055874 | 0.016536 | 1.6852 | 0.0010055 | 0.51028 | 1.862 | 0.036941 | 0.95117 | 0.00024075 | 0.20367 | 0.022307 | 0.026333 | 0.0015284 | 0.46479 | 0.001875 | 1.5288 | 0.12958 | 0.17676 | 0.0099276 | 0.0034633 | 1.4263 | 0.46586 | 0.72284 | 1.1154 | 0.41564 | 0.41072 | 2.0765 | 0.44303 | 0.56387
2573823 | VCUG_a | 6 | 05f_109019_419x230x572.dat | 0.0850;0.0850;0.1928 | 419;230;572 | (-0.1751;73.0726;1.7402) | 80 | 8.502 | 60 | 85.8561 | 60 | iodine | [138] | [50] | 0 | 5 | 90 | abnormal | VUR - grade 3 | 6.8214 | 5.7209 | 39.0247 | 29.283 | 24.5587 | 719.154 | 1.6671e-13 | 0.15974 | 0.00062538 | 0.017426 | 1.743 | 0.0010219 | 0.53114 | 1.9534 | 0.040729 | 0.98018 | 0.0017286 | 0.21673 | 0.024795 | 0.029496 | 0.0024449 | 0.49467 | 0.00204 | 1.5996 | 0.13924 | 0.19112 | 0.010361 | 0.0047542 | 1.5206 | 0.49059 | 0.76327 | 1.1461 | 0.42906 | 0.41547 | 2.1551 | 0.46009 | 0.59019
2573823 | VCUG_a | 6 | 05f_109019_419x230x572.dat | 0.0850;0.0850;0.1928 | 419;230;572 | (-0.1751;73.0726;1.7402) | 110 | 3.9 | 52 | 85.8561 | 60 | iodine | [138] | [50] | 0 | 5 | 90 | abnormal | VUR - grade 3 | 6.8214 | 5.7209 | 39.0247 | 29.283 | 24.5587 | 719.154 | 2.2864e-13 | 0.09086 | 0.00037029 | 0.010249 | 1.2148 | 0.00050267 | 0.32949 | 1.2482 | 0.022338 | 0.69 | 0.0010739 | 0.13131 | 0.013597 | 0.016285 | 0.0011868 | 0.3002 | 0.0010599 | 1.0346 | 0.080691 | 0.11001 | 0.0060694 | 0.0023797 | 0.94311 | 0.31853 | 0.47454 | 0.83551 | 0.30577 | 0.36562 | 1.4152 | 0.30876 | 0.38911
2573823 | VCUG_a | 6 | 05f_109019_419x230x572.dat | 0.0850;0.0850;0.1928 | 419;230;572 | (-0.1751;73.0726;1.7402) | 110 | 7.85 | 62 | 85.8561 | 60 | iodine | [138] | [50] | 0 | 5 | 90 | abnormal | VUR - grade 3 | 6.8214 | 5.7209 | 39.0247 | 29.283 | 24.5587 | 719.154 | 1.826e-13 | 0.1461 | 0.00061179 | 0.01855 | 1.6312 | 0.0013235 | 0.47062 | 1.7924 | 0.038088 | 0.90982 | 0.0001518 | 0.19664 | 0.022787 | 0.02875 | 0.0013688 | 0.45048 | 0.0021526 | 1.4811 | 0.12685 | 0.1738 | 0.0099235 | 0.005048 | 1.4004 | 0.46001 | 0.69578 | 1.0861 | 0.40251 | 0.40264 | 1.986 | 0.42557 | 0.54747
2573823 | VCUG_a | 6 | 05f_109019_419x230x572.dat | 0.0850;0.0850;0.1928 | 419;230;572 | (-0.1751;73.0726;1.7402) | 110 | 9.9905 | 69 | 85.8561 | 60 | iodine | [138] | [50] | 0 | 5 | 90 | abnormal | VUR - grade 3 | 6.8214 | 5.7209 | 39.0247 | 29.283 | 24.5587 | 719.154 | 1.7655e-13 | 0.17111 | 0.00071618 | 0.021512 | 1.7446 | 0.0011593 | 0.53254 | 1.9578 | 0.046245 | 0.96212 | 0.00096019 | 0.22015 | 0.027725 | 0.03672 | 0.0019394 | 0.5032 | 0.0023356 | 1.6214 | 0.14503 | 0.20311 | 0.012808 | 0.0064991 | 1.5685 | 0.51053 | 0.76941 | 1.1515 | 0.42799 | 0.40909 | 2.1637 | 0.46247 | 0.5981
2573823 | VCUG_a | 7 | 05f_109019_419x230x572.dat | 0.0850;0.0850;0.1928 | 419;230;572 | (0.1250;69.2650;-1.1321) | 60 | 2.5 | 38 | 83.87 | 60 | iodine | [138] | [70] | 0 | 5 | 90 | abnormal | VUR - grade 3 | 5.2248 | 4.4864 | 23.4409 | 21.9104 | 18.8138 | 412.218 | 2.831e-13 | 0.015841 | 9.2506e-05 | 0.001421 | 0.85575 | 7.626e-05 | 0.045995 | 1.7289 | 0.0029395 | 0.080354 | 0 | 0.017281 | 0.0022256 | 0.001963 | 0.00013046 | 0.053876 | 0.00023826 | 0.48733 | 0.016617 | 0.022521 | 0.00068026 | 0.00049775 | 1.3058 | 0.33465 | 0.45965 | 0.4666 | 0.39582 | 0.34878 | 1.8118 | 0.22124 | 0.37196
2573823 | VCUG_a | 7 | 05f_109019_419x230x572.dat | 0.0850;0.0850;0.1928 | 419;230;572 | (0.1250;69.2650;-1.1321) | 60 | 5.7448 | 47 | 83.87 | 60 | iodine | [138] | [70] | 0 | 5 | 90 | abnormal | VUR - grade 3 | 5.2248 | 4.4864 | 23.4409 | 21.9104 | 18.8138 | 412.218 | 1.8383e-13 | 0.040862 | 0.00025326 | 0.0040159 | 1.5404 | 0.00029419 | 0.12212 | 3.2337 | 0.010483 | 0.19326 | 0 | 0.048853 | 0.0065952 | 0.0078627 | 0.00054616 | 0.141 | 0.00073094 | 1.0631 | 0.04349 | 0.061551 | 0.0022518 | 0.00089365 | 2.517 | 0.63063 | 0.93084 | 0.88862 | 0.63966 | 0.42585 | 3.482 | 0.42533 | 0.69549
2573823 | VCUG_a | 7 | 05f_109019_419x230x572.dat | 0.0850;0.0850;0.1928 | 419;230;572 | (0.1250;69.2650;-1.1321) | 60 | 6.3535 | 49 | 83.87 | 60 | iodine | [138] | [70] | 0 | 5 | 90 | abnormal | VUR - grade 3 | 5.2248 | 4.4864 | 23.4409 | 21.9104 | 18.8138 | 412.218 | 1.7553e-13 | 0.050786 | 0.00028493 | 0.0062031 | 1.6337 | 0.00029804 | 0.13907 | 3.4594 | 0.012236 | 0.21432 | 0 | 0.055897 | 0.0075972 | 0.008601 | 0.00059684 | 0.15835 | 0.00081589 | 1.1555 | 0.049127 | 0.069523 | 0.0029751 | 0.0012775 | 2.6815 | 0.67408 | 1.0053 | 0.94901 | 0.67058 | 0.43547 | 3.7012 | 0.45449 | 0.74253
2573823 | VCUG_a | 7 | 05f_109019_419x230x572.dat | 0.0850;0.0850;0.1928 | 419;230;572 | (0.1250;69.2650;-1.1321) | 80 | 2.9 | 44 | 83.87 | 60 | iodine | [138] | [70] | 0 | 5 | 90 | abnormal | VUR - grade 3 | 5.2248 | 4.4864 | 23.4409 | 21.9104 | 18.8138 | 412.218 | 2.5347e-13 | 0.025826 | 0.00015802 | 0.002358 | 1.0162 | 0.00028182 | 0.067208 | 2.0626 | 0.0061637 | 0.11516 | 0 | 0.028566 | 0.0040775 | 0.0043801 | 0.00036811 | 0.081841 | 0.0004599 | 0.64099 | 0.025888 | 0.036112 | 0.0014785 | 0.0010354 | 1.5958 | 0.41055 | 0.58249 | 0.57614 | 0.44945 | 0.36435 | 2.2137 | 0.27249 | 0.44869
2573823 | VCUG_a | 7 | 05f_109019_419x230x572.dat | 0.0850;0.0850;0.1928 | 419;230;572 | (0.1250;69.2650;-1.1321) | 80 | 7.702 | 57 | 83.87 | 60 | iodine | [138] | [70] | 0 | 5 | 90 | abnormal | VUR - grade 3 | 5.2248 | 4.4864 | 23.4409 | 21.9104 | 18.8138 | 412.218 | 1.6942e-13 | 0.06507 | 0.00040456 | 0.0086438 | 1.7571 | 0.00051693 | 0.17855 | 3.6784 | 0.018399 | 0.25536 | 0 | 0.07367 | 0.010946 | 0.013476 | 0.0010152 | 0.19727 | 0.0010126 | 1.3088 | 0.064988 | 0.090912 | 0.0048409 | 0.0015554 | 2.9306 | 0.75029 | 1.1224 | 1.0433 | 0.70577 | 0.44159 | 3.9928 | 0.49822 | 0.80463
2573823 | VCUG_a | 7 | 05f_109019_419x230x572.dat | 0.0850;0.0850;0.1928 | 419;230;572 | (0.1250;69.2650;-1.1321) | 80 | 8.502 | 60 | 83.87 | 60 | iodine | [138] | [70] | 0 | 5 | 90 | abnormal | VUR - grade 3 | 5.2248 | 4.4864 | 23.4409 | 21.9104 | 18.8138 | 412.218 | 1.6522e-13 | 0.072147 | 0.00042926 | 0.0092193 | 1.8262 | 0.00050125 | 0.19184 | 3.8369 | 0.020392 | 0.27444 | 0.00012056 | 0.081498 | 0.012184 | 0.014156 | 0.00081789 | 0.21363 | 0.0012243 | 1.3864 | 0.071191 | 0.099147 | 0.005543 | 0.0025201 | 3.0581 | 0.78775 | 1.1823 | 1.0959 | 0.72692 | 0.4478 | 4.1717 | 0.52219 | 0.84033
2573823 | VCUG_a | 7 | 05f_109019_419x230x572.dat | 0.0850;0.0850;0.1928 | 419;230;572 | (0.1250;69.2650;-1.1321) | 110 | 3.9 | 52 | 83.87 | 60 | iodine | [138] | [70] | 0 | 5 | 90 | abnormal | VUR - grade 3 | 5.2248 | 4.4864 | 23.4409 | 21.9104 | 18.8138 | 412.218 | 2.2658e-13 | 0.038958 | 0.00025333 | 0.0054343 | 1.2366 | 0.00023046 | 0.10551 | 2.5283 | 0.011051 | 0.15938 | 0.00010212 | 0.044687 | 0.0066715 | 0.0078115 | 0.0007563 | 0.12097 | 0.00068551 | 0.84805 | 0.039513 | 0.054458 | 0.0030303 | 0.0010684 | 1.9916 | 0.51816 | 0.74099 | 0.71967 | 0.52277 | 0.38493 | 2.7207 | 0.33932 | 0.55461
2573823 | VCUG_a | 7 | 05f_109019_419x230x572.dat | 0.0850;0.0850;0.1928 | 419;230;572 | (0.1250;69.2650;-1.1321) | 110 | 7.85 | 62 | 83.87 | 60 | iodine | [138] | [70] | 0 | 5 | 90 | abnormal | VUR - grade 3 | 5.2248 | 4.4864 | 23.4409 | 21.9104 | 18.8138 | 412.218 | 1.8094e-13 | 0.066164 | 0.00042611 | 0.0095792 | 1.7034 | 0.00027988 | 0.17141 | 3.5771 | 0.019565 | 0.24788 | 0.00010995 | 0.075686 | 0.011734 | 0.013452 | 0.00099798 | 0.19498 | 0.0011019 | 1.2798 | 0.065893 | 0.091862 | 0.0054034 | 0.0025882 | 2.8453 | 0.73988 | 1.0777 | 1.0194 | 0.68225 | 0.43116 | 3.8833 | 0.48503 | 0.78373
2573823 | VCUG_a | 7 | 05f_109019_419x230x572.dat | 0.0850;0.0850;0.1928 | 419;230;572 | (0.1250;69.2650;-1.1321) | 110 | 9.9905 | 69 | 83.87 | 60 | iodine | [138] | [70] | 0 | 5 | 90 | abnormal | VUR - grade 3 | 5.2248 | 4.4864 | 23.4409 | 21.9104 | 18.8138 | 412.218 | 1.7494e-13 | 0.084057 | 0.00053673 | 0.012222 | 1.8387 | 0.00058242 | 0.21369 | 3.8535 | 0.024512 | 0.28481 | 0.0002582 | 0.091368 | 0.01455 | 0.018217 | 0.00087435 | 0.22787 | 0.0013717 | 1.4312 | 0.078946 | 0.11021 | 0.0071138 | 0.0031143 | 3.1087 | 0.81641 | 1.1857 | 1.1155 | 0.72285 | 0.44085 | 4.165 | 0.52813 | 0.85185
2573823 | VCUG_a | 8 | 05f_109019_419x230x572.dat | 0.0850;0.0850;0.1928 | 419;230;572 | (0.1250;69.2650;-1.1321) | 60 | 2.5 | 38 | 83.87 | 60 | iodine | [138] | [100] | 0 | 5 | 90 | abnormal | VUR - grade 3 | 5.2248 | 4.4864 | 23.4409 | 21.9104 | 18.8138 | 412.218 | 2.831e-13 | 0.015905 | 9.2297e-05 | 0.001424 | 0.85445 | 7.5565e-05 | 0.046211 | 1.721 | 0.0029362 | 0.080291 | 0 | 0.017261 | 0.0022227 | 0.001963 | 0.00013046 | 0.05378 | 0.00023892 | 0.48478 | 0.016599 | 0.022488 | 0.00067963 | 0.00049775 | 1.2634 | 0.33449 | 0.45942 | 0.46576 | 0.39548 | 0.34858 | 1.8064 | 0.22074 | 0.36939
2573823 | VCUG_a | 8 | 05f_109019_419x230x572.dat | 0.0850;0.0850;0.1928 | 419;230;572 | (0.1250;69.2650;-1.1321) | 60 | 5.7448 | 47 | 83.87 | 60 | iodine | [138] | [100] | 0 | 5 | 90 | abnormal | VUR - grade 3 | 5.2248 | 4.4864 | 23.4409 | 21.9104 | 18.8138 | 412.218 | 1.8383e-13 | 0.041085 | 0.0002536 | 0.0039887 | 1.5378 | 0.00029419 | 0.1217 | 3.2044 | 0.010468 | 0.19291 | 0 | 0.048775 | 0.0065849 | 0.007867 | 0.00054616 | 0.14075 | 0.00072045 | 1.0565 | 0.043423 | 0.061393 | 0.0022529 | 0.00089365 | 2.4375 | 0.63017 | 0.93016 | 0.88657 | 0.6388 | 0.42536 | 3.4737 | 0.42441 | 0.68943
2573823 | VCUG_a | 8 | 05f_109019_419x230x572.dat | 0.0850;0.0850;0.1928 | 419;230;572 | (0.1250;69.2650;-1.1321) | 60 | 6.3535 | 49 | 83.87 | 60 | iodine | [138] | [100] | 0 | 5 | 90 | abnormal | VUR - grade 3 | 5.2248 | 4.4864 | 23.4409 | 21.9104 | 18.8138 | 412.218 | 1.7553e-13 | 0.05079 | 0.00028346 | 0.0060874 | 1.6301 | 0.00033886 | 0.13867 | 3.4377 | 0.012224 | 0.21396 | 0 | 0.055781 | 0.0075932 | 0.0086255 | 0.00059684 | 0.15801 | 0.0008274 | 1.1483 | 0.049007 | 0.069306 | 0.0029626 | 0.0012775 | 2.5953 | 0.67351 | 1.0044 | 0.94712 | 0.66958 | 0.43489 | 3.6809 | 0.45262 | 0.73656
2573823 | VCUG_a | 8 | 05f_109019_419x230x572.dat | 0.0850;0.0850;0.1928 | 419;230;572 | (0.1250;69.2650;-1.1321) | 80 | 2.9 | 44 | 83.87 | 60 | iodine | [138] | [100] | 0 | 5 | 90 | abnormal | VUR - grade 3 | 5.2248 | 4.4864 | 23.4409 | 21.9104 | 18.8138 | 412.218 | 2.5347e-13 | 0.025952 | 0.00015787 | 0.0023299 | 1.0142 | 0.00028182 | 0.067618 | 2.0476 | 0.0061582 | 0.11496 | 0 | 0.028499 | 0.0040763 | 0.0043568 | 0.0003649 | 0.081593 | 0.00046349 | 0.63728 | 0.025878 | 0.035981 | 0.0014772 | 0.0010354 | 1.5451 | 0.41024 | 0.58204 | 0.57505 | 0.44886 | 0.36399 | 2.1971 | 0.27108 | 0.44498
2573823 | VCUG_a | 8 | 05f_109019_419x230x572.dat | 0.0850;0.0850;0.1928 | 419;230;572 | (0.1250;69.2650;-1.1321) | 80 | 7.702 | 57 | 83.87 | 60 | iodine | [138] | [100] | 0 | 5 | 90 | abnormal | VUR - grade 3 | 5.2248 | 4.4864 | 23.4409 | 21.9104 | 18.8138 | 412.218 | 1.6942e-13 | 0.064852 | 0.000404 | 0.0084029 | 1.7526 | 0.00051693 | 0.178 | 3.6516 | 0.018325 | 0.2548 | 0 | 0.073458 | 0.010926 | 0.01344 | 0.00099807 | 0.1969 | 0.00099264 | 1.3003 | 0.064858 | 0.090788 | 0.0047743 | 0.0014812 | 2.8217 | 0.74947 | 1.1212 | 1.0411 | 0.70436 | 0.44072 | 3.9789 | 0.49673 | 0.79724
2573823 | VCUG_a | 8 | 05f_109019_419x230x572.dat | 0.0850;0.0850;0.1928 | 419;230;572 | (0.1250;69.2650;-1.1321) | 80 | 8.502 | 60 | 83.87 | 60 | iodine | [138] | [100] | 0 | 5 | 90 | abnormal | VUR - grade 3 | 5.2248 | 4.4864 | 23.4409 | 21.9104 | 18.8138 | 412.218 | 1.6522e-13 | 0.072038 | 0.00042859 | 0.0091685 | 1.821 | 0.00050125 | 0.19103 | 3.8051 | 0.020377 | 0.27387 | 0.00012056 | 0.081274 | 0.012178 | 0.014244 | 0.00083011 | 0.21314 | 0.001214 | 1.3771 | 0.071039 | 0.09899 | 0.0055134 | 0.002514 | 2.9531 | 0.78681 | 1.1809 | 1.0927 | 0.72537 | 0.44684 | 4.1391 | 0.51917 | 0.83243
2573823 | VCUG_a | 8 | 05f_109019_419x230x572.dat | 0.0850;0.0850;0.1928 | 419;230;572 | (0.1250;69.2650;-1.1321) | 110 | 3.9 | 52 | 83.87 | 60 | iodine | [138] | [100] | 0 | 5 | 90 | abnormal | VUR - grade 3 | 5.2248 | 4.4864 | 23.4409 | 21.9104 | 18.8138 | 412.218 | 2.2658e-13 | 0.038893 | 0.00025119 | 0.0053836 | 1.2337 | 0.00022862 | 0.10533 | 2.5072 | 0.011 | 0.15909 | 0.00010212 | 0.044572 | 0.0066569 | 0.0077638 | 0.0007563 | 0.12064 | 0.0006618 | 0.84271 | 0.039428 | 0.054304 | 0.0030073 | 0.001091 | 1.9241 | 0.51764 | 0.74022 | 0.71805 | 0.52187 | 0.38438 | 2.6971 | 0.33723 | 0.54952
2573823 | VCUG_a | 8 | 05f_109019_419x230x572.dat | 0.0850;0.0850;0.1928 | 419;230;572 | (0.1250;69.2650;-1.1321) | 110 | 7.85 | 62 | 83.87 | 60 | iodine | [138] | [100] | 0 | 5 | 90 | abnormal | VUR - grade 3 | 5.2248 | 4.4864 | 23.4409 | 21.9104 | 18.8138 | 412.218 | 1.8094e-13 | 0.066136 | 0.00042374 | 0.0096565 | 1.6985 | 0.00027988 | 0.17058 | 3.5558 | 0.019504 | 0.24725 | 0.00010995 | 0.075399 | 0.011711 | 0.013444 | 0.00099494 | 0.19411 | 0.0010999 | 1.2709 | 0.065633 | 0.091674 | 0.005403 | 0.0025697 | 2.7479 | 0.73892 | 1.0762 | 1.0166 | 0.68079 | 0.43024 | 3.8567 | 0.48247 | 0.77706
2573823 | VCUG_a | 8 | 05f_109019_419x230x572.dat | 0.0850;0.0850;0.1928 | 419;230;572 | (0.1250;69.2650;-1.1321) | 110 | 9.9905 | 69 | 83.87 | 60 | iodine | [138] | [100] | 0 | 5 | 90 | abnormal | VUR - grade 3 | 5.2248 | 4.4864 | 23.4409 | 21.9104 | 18.8138 | 412.218 | 1.7494e-13 | 0.083233 | 0.00053269 | 0.012211 | 1.8323 | 0.0005379 | 0.21267 | 3.8214 | 0.024449 | 0.28404 | 0.0002582 | 0.091019 | 0.014513 | 0.018251 | 0.00087435 | 0.22719 | 0.0013802 | 1.421 | 0.078769 | 0.10976 | 0.0071275 | 0.0031572 | 3.0039 | 0.81523 | 1.1839 | 1.113 | 0.72103 | 0.43977 | 4.1437 | 0.5259 | 0.84381
2573823 | VCUG_a | 9 | 05f_109019_419x230x572.dat | 0.0850;0.0850;0.1928 | 419;230;572 | (0.3498;73.1327;1.7235) | 60 | 2.5 | 38 | 85.7359 | 60 | iodine | [138] | [100] | 1 | 10 | 90 | abnormal | VUR - grade 3 | 6.7588 | 5.7306 | 38.732 | 28.9735 | 24.566 | 711.7631 | 2.8613e-13 | 0.04469 | 0.00011999 | 0.0037878 | 0.73806 | 0.00018078 | 0.12999 | 0.77179 | 0.0090288 | 0.45955 | 0 | 0.048195 | 0.0052022 | 0.0066659 | 0.00054171 | 0.25578 | 0.00042694 | 0.61486 | 0.06251 | 0.089634 | 0.001662 | 0.0010269 | 0.52389 | 0.20123 | 0.2901 | 0.62471 | 0.23089 | 0.34122 | 0.90001 | 0.20491 | 0.24039
2573823 | VCUG_a | 9 | 05f_109019_419x230x572.dat | 0.0850;0.0850;0.1928 | 419;230;572 | (0.3498;73.1327;1.7235) | 60 | 5.7448 | 47 | 85.7359 | 60 | iodine | [138] | [100] | 1 | 10 | 90 | abnormal | VUR - grade 3 | 6.7588 | 5.7306 | 38.732 | 28.9735 | 24.566 | 711.7631 | 1.8579e-13 | 0.10504 | 0.00032985 | 0.0090906 | 1.3021 | 0.00040572 | 0.30611 | 1.5643 | 0.025895 | 0.79581 | 0.0020561 | 0.11842 | 0.014724 | 0.019575 | 0.00067185 | 0.50436 | 0.00098156 | 1.2013 | 0.13794 | 0.19595 | 0.0052624 | 0.0026679 | 1.0942 | 0.38743 | 0.59526 | 0.99886 | 0.37756 | 0.40514 | 1.7318 | 0.37475 | 0.45865
2573823 | VCUG_a | 9 | 05f_109019_419x230x572.dat | 0.0850;0.0850;0.1928 | 419;230;572 | (0.3498;73.1327;1.7235) | 60 | 6.3535 | 49 | 85.7359 | 60 | iodine | [138] | [100] | 1 | 10 | 90 | abnormal | VUR - grade 3 | 6.7588 | 5.7306 | 38.732 | 28.9735 | 24.566 | 711.7631 | 1.7739e-13 | 0.11864 | 0.00037914 | 0.01105 | 1.3797 | 0.00065224 | 0.33518 | 1.6645 | 0.029757 | 0.83968 | 0.00034159 | 0.13182 | 0.016914 | 0.021358 | 0.0014049 | 0.54083 | 0.0012899 | 1.2883 | 0.15131 | 0.21561 | 0.0064277 | 0.0030856 | 1.1821 | 0.41583 | 0.64469 | 1.0467 | 0.39655 | 0.41166 | 1.8603 | 0.39985 | 0.48996
2573823 | VCUG_a | 9 | 05f_109019_419x230x572.dat | 0.0850;0.0850;0.1928 | 419;230;572 | (0.3498;73.1327;1.7235) | 80 | 2.9 | 44 | 85.7359 | 60 | iodine | [138] | [100] | 1 | 10 | 90 | abnormal | VUR - grade 3 | 6.7588 | 5.7306 | 38.732 | 28.9735 | 24.566 | 711.7631 | 2.5618e-13 | 0.063042 | 0.00021395 | 0.0056551 | 0.87139 | 0.0004162 | 0.17927 | 0.97073 | 0.015233 | 0.5344 | 0.00017349 | 0.069831 | 0.0087783 | 0.011119 | 0.00064924 | 0.31596 | 0.0007941 | 0.76158 | 0.082876 | 0.11939 | 0.0034001 | 0.0015789 | 0.67473 | 0.25035 | 0.37149 | 0.70777 | 0.26376 | 0.35343 | 1.1005 | 0.24584 | 0.29538
2573823 | VCUG_a | 9 | 05f_109019_419x230x572.dat | 0.0850;0.0850;0.1928 | 419;230;572 | (0.3498;73.1327;1.7235) | 80 | 7.702 | 57 | 85.7359 | 60 | iodine | [138] | [100] | 1 | 10 | 90 | abnormal | VUR - grade 3 | 6.7588 | 5.7306 | 38.732 | 28.9735 | 24.566 | 711.7631 | 1.7122e-13 | 0.14008 | 0.00055971 | 0.017926 | 1.4778 | 0.0010378 | 0.37799 | 1.8391 | 0.040196 | 0.89009 | 0.00045033 | 0.1597 | 0.022247 | 0.028464 | 0.0014668 | 0.58592 | 0.0017761 | 1.4174 | 0.16964 | 0.24497 | 0.0098208 | 0.0046105 | 1.3359 | 0.46716 | 0.72573 | 1.1053 | 0.419 | 0.41575 | 2.0178 | 0.43217 | 0.53918
2573823 | VCUG_a | 9 | 05f_109019_419x230x572.dat | 0.0850;0.0850;0.1928 | 419;230;572 | (0.3498;73.1327;1.7235) | 80 | 8.502 | 60 | 85.7359 | 60 | iodine | [138] | [100] | 1 | 10 | 90 | abnormal | VUR - grade 3 | 6.7588 | 5.7306 | 38.732 | 28.9735 | 24.566 | 711.7631 | 1.6698e-13 | 0.14964 | 0.00061356 | 0.018647 | 1.5328 | 0.00090982 | 0.40644 | 1.9386 | 0.04442 | 0.91929 | 0.0013347 | 0.17233 | 0.024739 | 0.034182 | 0.0015083 | 0.60864 | 0.0021362 | 1.4848 | 0.18061 | 0.26014 | 0.010584 | 0.004605 | 1.4153 | 0.49174 | 0.76594 | 1.1397 | 0.43223 | 0.41928 | 2.119 | 0.45134 | 0.56555
2573823 | VCUG_a | 9 | 05f_109019_419x230x572.dat | 0.0850;0.0850;0.1928 | 419;230;572 | (0.3498;73.1327;1.7235) | 110 | 3.9 | 52 | 85.7359 | 60 | iodine | [138] | [100] | 1 | 10 | 90 | abnormal | VUR - grade 3 | 6.7588 | 5.7306 | 38.732 | 28.9735 | 24.566 | 711.7631 | 2.29e-13 | 0.089162 | 0.00035965 | 0.010781 | 1.0494 | 0.00065468 | 0.24428 | 1.2359 | 0.023803 | 0.63502 | 0.00023495 | 0.099284 | 0.013546 | 0.018556 | 0.0010793 | 0.39191 | 0.0013011 | 0.95773 | 0.1083 | 0.15595 | 0.0058529 | 0.0023837 | 0.88647 | 0.31943 | 0.47642 | 0.82366 | 0.30835 | 0.36977 | 1.3658 | 0.30068 | 0.36959
2573823 | VCUG_a | 9 | 05f_109019_419x230x572.dat | 0.0850;0.0850;0.1928 | 419;230;572 | (0.3498;73.1327;1.7235) | 110 | 7.85 | 62 | 85.7359 | 60 | iodine | [138] | [100] | 1 | 10 | 90 | abnormal | VUR - grade 3 | 6.7588 | 5.7306 | 38.732 | 28.9735 | 24.566 | 711.7631 | 1.8288e-13 | 0.1335 | 0.00061607 | 0.017843 | 1.4362 | 0.00090204 | 0.3685 | 1.777 | 0.040495 | 0.85147 | 1.3876e-05 | 0.15807 | 0.022889 | 0.031027 | 0.0019152 | 0.55024 | 0.0020728 | 1.3752 | 0.16316 | 0.23591 | 0.010457 | 0.0040938 | 1.3132 | 0.46102 | 0.69805 | 1.0732 | 0.40539 | 0.40677 | 1.9554 | 0.41718 | 0.52442
2573823 | VCUG_a | 9 | 05f_109019_419x230x572.dat | 0.0850;0.0850;0.1928 | 419;230;572 | (0.3498;73.1327;1.7235) | 110 | 9.9905 | 69 | 85.7359 | 60 | iodine | [138] | [100] | 1 | 10 | 90 | abnormal | VUR - grade 3 | 6.7588 | 5.7306 | 38.732 | 28.9735 | 24.566 | 711.7631 | 1.7683e-13 | 0.1597 | 0.00073371 | 0.02316 | 1.5419 | 0.0014809 | 0.41748 | 1.9754 | 0.049295 | 0.90563 | 0 | 0.18231 | 0.027781 | 0.035263 | 0.0016762 | 0.59872 | 0.0024834 | 1.5097 | 0.17943 | 0.2612 | 0.013454 | 0.0049562 | 1.4687 | 0.51156 | 0.77174 | 1.1341 | 0.43078 | 0.41266 | 2.1416 | 0.45313 | 0.5758
2573823 | VCUG_a | 10 | 05f_109019_419x230x572.dat | 0.0850;0.0850;0.1928 | 419;230;572 | (-0.1751;73.0726;1.7402) | 60 | 2.5 | 38 | 85.8561 | 60 | iodine | [138] | [50] | 1 | 10 | 90 | abnormal | VUR - grade 3 | 6.8214 | 5.7209 | 39.0247 | 29.283 | 24.5587 | 719.154 | 2.8567e-13 | 0.046704 | 0.00012605 | 0.0034942 | 0.88076 | 0.00015126 | 0.20331 | 0.79875 | 0.0081243 | 0.51451 | 0 | 0.075597 | 0.005046 | 0.0060009 | 0.0002827 | 0.17484 | 0.0004823 | 0.66975 | 0.040924 | 0.052641 | 0.0019009 | 0.00078124 | 0.55557 | 0.20076 | 0.28889 | 0.64261 | 0.22843 | 0.33769 | 0.92536 | 0.21172 | 0.25822
2573823 | VCUG_a | 10 | 05f_109019_419x230x572.dat | 0.0850;0.0850;0.1928 | 419;230;572 | (-0.1751;73.0726;1.7402) | 60 | 5.7448 | 47 | 85.8561 | 60 | iodine | [138] | [50] | 1 | 10 | 90 | abnormal | VUR - grade 3 | 6.8214 | 5.7209 | 39.0247 | 29.283 | 24.5587 | 719.154 | 1.8549e-13 | 0.11004 | 0.00033971 | 0.0096953 | 1.5062 | 0.00062838 | 0.4244 | 1.5596 | 0.023422 | 0.85923 | 2.8338e-05 | 0.16202 | 0.014234 | 0.017519 | 0.001019 | 0.3797 | 0.0010137 | 1.3068 | 0.098705 | 0.13307 | 0.0052188 | 0.0032005 | 1.1722 | 0.3863 | 0.59268 | 1.0111 | 0.37411 | 0.40072 | 1.742 | 0.38069 | 0.48053
2573823 | VCUG_a | 10 | 05f_109019_419x230x572.dat | 0.0850;0.0850;0.1928 | 419;230;572 | (-0.1751;73.0726;1.7402) | 60 | 6.3535 | 49 | 85.8561 | 60 | iodine | [138] | [50] | 1 | 10 | 90 | abnormal | VUR - grade 3 | 6.8214 | 5.7209 | 39.0247 | 29.283 | 24.5587 | 719.154 | 1.7711e-13 | 0.12337 | 0.00038861 | 0.010359 | 1.5846 | 0.00061669 | 0.45384 | 1.6749 | 0.027208 | 0.90358 | 0 | 0.177 | 0.016607 | 0.02002 | 0.0012397 | 0.41062 | 0.0013849 | 1.397 | 0.11048 | 0.14791 | 0.0059682 | 0.0029966 | 1.2692 | 0.41457 | 0.64189 | 1.0605 | 0.39306 | 0.40766 | 1.8912 | 0.40707 | 0.513
2573823 | VCUG_a | 10 | 05f_109019_419x230x572.dat | 0.0850;0.0850;0.1928 | 419;230;572 | (-0.1751;73.0726;1.7402) | 80 | 2.9 | 44 | 85.8561 | 60 | iodine | [138] | [50] | 1 | 10 | 90 | abnormal | VUR - grade 3 | 6.8214 | 5.7209 | 39.0247 | 29.283 | 24.5587 | 719.154 | 2.5577e-13 | 0.06624 | 0.00021342 | 0.0061837 | 1.0185 | 0.00038492 | 0.26201 | 0.97678 | 0.013734 | 0.58956 | 0.0015596 | 0.10006 | 0.0084757 | 0.0099524 | 0.00042144 | 0.22992 | 0.00063777 | 0.82649 | 0.058666 | 0.077281 | 0.0032693 | 0.0019967 | 0.71991 | 0.24971 | 0.36998 | 0.7239 | 0.2612 | 0.34961 | 1.1216 | 0.2525 | 0.31214
2573823 | VCUG_a | 10 | 05f_109019_419x230x572.dat | 0.0850;0.0850;0.1928 | 419;230;572 | (-0.1751;73.0726;1.7402) | 80 | 7.702 | 57 | 85.8561 | 60 | iodine | [138] | [50] | 1 | 10 | 90 | abnormal | VUR - grade 3 | 6.8214 | 5.7209 | 39.0247 | 29.283 | 24.5587 | 719.154 | 1.7095e-13 | 0.14885 | 0.00055874 | 0.016536 | 1.6852 | 0.0010055 | 0.51028 | 1.862 | 0.036941 | 0.95117 | 0.00024075 | 0.20367 | 0.022307 | 0.026333 | 0.0015284 | 0.46479 | 0.001875 | 1.5288 | 0.12958 | 0.17676 | 0.0099276 | 0.0034633 | 1.4263 | 0.46586 | 0.72284 | 1.1154 | 0.41564 | 0.41072 | 2.0765 | 0.44303 | 0.56387
2573823 | VCUG_a | 10 | 05f_109019_419x230x572.dat | 0.0850;0.0850;0.1928 | 419;230;572 | (-0.1751;73.0726;1.7402) | 80 | 8.502 | 60 | 85.8561 | 60 | iodine | [138] | [50] | 1 | 10 | 90 | abnormal | VUR - grade 3 | 6.8214 | 5.7209 | 39.0247 | 29.283 | 24.5587 | 719.154 | 1.6671e-13 | 0.15974 | 0.00062538 | 0.017426 | 1.743 | 0.0010219 | 0.53114 | 1.9534 | 0.040729 | 0.98018 | 0.0017286 | 0.21673 | 0.024795 | 0.029496 | 0.0024449 | 0.49467 | 0.00204 | 1.5996 | 0.13924 | 0.19112 | 0.010361 | 0.0047542 | 1.5206 | 0.49059 | 0.76327 | 1.1461 | 0.42906 | 0.41547 | 2.1551 | 0.46009 | 0.59019
2573823 | VCUG_a | 10 | 05f_109019_419x230x572.dat | 0.0850;0.0850;0.1928 | 419;230;572 | (-0.1751;73.0726;1.7402) | 110 | 3.9 | 52 | 85.8561 | 60 | iodine | [138] | [50] | 1 | 10 | 90 | abnormal | VUR - grade 3 | 6.8214 | 5.7209 | 39.0247 | 29.283 | 24.5587 | 719.154 | 2.2864e-13 | 0.09086 | 0.00037029 | 0.010249 | 1.2148 | 0.00050267 | 0.32949 | 1.2482 | 0.022338 | 0.69 | 0.0010739 | 0.13131 | 0.013597 | 0.016285 | 0.0011868 | 0.3002 | 0.0010599 | 1.0346 | 0.080691 | 0.11001 | 0.0060694 | 0.0023797 | 0.94311 | 0.31853 | 0.47454 | 0.83551 | 0.30577 | 0.36562 | 1.4152 | 0.30876 | 0.38911
2573823 | VCUG_a | 10 | 05f_109019_419x230x572.dat | 0.0850;0.0850;0.1928 | 419;230;572 | (-0.1751;73.0726;1.7402) | 110 | 7.85 | 62 | 85.8561 | 60 | iodine | [138] | [50] | 1 | 10 | 90 | abnormal | VUR - grade 3 | 6.8214 | 5.7209 | 39.0247 | 29.283 | 24.5587 | 719.154 | 1.826e-13 | 0.1461 | 0.00061179 | 0.01855 | 1.6312 | 0.0013235 | 0.47062 | 1.7924 | 0.038088 | 0.90982 | 0.0001518 | 0.19664 | 0.022787 | 0.02875 | 0.0013688 | 0.45048 | 0.0021526 | 1.4811 | 0.12685 | 0.1738 | 0.0099235 | 0.005048 | 1.4004 | 0.46001 | 0.69578 | 1.0861 | 0.40251 | 0.40264 | 1.986 | 0.42557 | 0.54747
2573823 | VCUG_a | 10 | 05f_109019_419x230x572.dat | 0.0850;0.0850;0.1928 | 419;230;572 | (-0.1751;73.0726;1.7402) | 110 | 9.9905 | 69 | 85.8561 | 60 | iodine | [138] | [50] | 1 | 10 | 90 | abnormal | VUR - grade 3 | 6.8214 | 5.7209 | 39.0247 | 29.283 | 24.5587 | 719.154 | 1.7655e-13 | 0.17111 | 0.00071618 | 0.021512 | 1.7446 | 0.0011593 | 0.53254 | 1.9578 | 0.046245 | 0.96212 | 0.00096019 | 0.22015 | 0.027725 | 0.03672 | 0.0019394 | 0.5032 | 0.0023356 | 1.6214 | 0.14503 | 0.20311 | 0.012808 | 0.0064991 | 1.5685 | 0.51053 | 0.76941 | 1.1515 | 0.42799 | 0.40909 | 2.1637 | 0.46247 | 0.5981
2573823 | VCUG_a | 11 | 05f_109019_419x230x572.dat | 0.0850;0.0850;0.1928 | 419;230;572 | (0.1749;69.2650;8.0852) | 60 | 2.5 | 38 | 83.87 | 60 | iodine | [138] | [100] | 1 | 5 | 90 | abnormal | VUR - grade 3 | 7.8373 | 10.1721 | 79.7219 | 32.8656 | 42.6569 | 1401.9446 | 2.8793e-13 | 1.1871 | 0.00057337 | 0.063137 | 0.48765 | 0.0014067 | 0.53575 | 0.52863 | 0.25262 | 1.2506 | 0.0016174 | 0.50043 | 0.31452 | 0.17182 | 0.0034362 | 0.71208 | 0.0043938 | 0.4399 | 1.1239 | 0.46525 | 0.04102 | 0.013194 | 0.37391 | 0.21882 | 0.31749 | 0.43774 | 0.20274 | 0.32216 | 0.55715 | 0.41191 | 0.32646
2573823 | VCUG_a | 11 | 05f_109019_419x230x572.dat | 0.0850;0.0850;0.1928 | 419;230;572 | (0.1749;69.2650;8.0852) | 60 | 5.7448 | 47 | 83.87 | 60 | iodine | [138] | [100] | 1 | 5 | 90 | abnormal | VUR - grade 3 | 7.8373 | 10.1721 | 79.7219 | 32.8656 | 42.6569 | 1401.9446 | 1.8695e-13 | 1.8617 | 0.001791 | 0.15512 | 0.89292 | 0.0038405 | 1.0164 | 1.0303 | 0.5197 | 1.9537 | 0.0024935 | 0.93866 | 0.51001 | 0.36514 | 0.0087115 | 1.2858 | 0.012004 | 0.88078 | 1.7409 | 0.898 | 0.099883 | 0.036051 | 0.7394 | 0.40574 | 0.62612 | 0.73611 | 0.32758 | 0.38348 | 1.1186 | 0.71547 | 0.6051
2573823 | VCUG_a | 11 | 05f_109019_419x230x572.dat | 0.0850;0.0850;0.1928 | 419;230;572 | (0.1749;69.2650;8.0852) | 60 | 6.3535 | 49 | 83.87 | 60 | iodine | [138] | [100] | 1 | 5 | 90 | abnormal | VUR - grade 3 | 7.8373 | 10.1721 | 79.7219 | 32.8656 | 42.6569 | 1401.9446 | 1.785e-13 | 1.9394 | 0.0020893 | 0.16664 | 0.94864 | 0.0048636 | 1.0954 | 1.1116 | 0.56062 | 2.0332 | 0.0051503 | 1.0011 | 0.53347 | 0.39855 | 0.0096382 | 1.3609 | 0.013732 | 0.94713 | 1.8083 | 0.9617 | 0.1114 | 0.041691 | 0.80265 | 0.43361 | 0.67488 | 0.77941 | 0.34389 | 0.39008 | 1.1962 | 0.7568 | 0.6456
2573823 | VCUG_a | 11 | 05f_109019_419x230x572.dat | 0.0850;0.0850;0.1928 | 419;230;572 | (0.1749;69.2650;8.0852) | 80 | 2.9 | 44 | 83.87 | 60 | iodine | [138] | [100] | 1 | 5 | 90 | abnormal | VUR - grade 3 | 7.8373 | 10.1721 | 79.7219 | 32.8656 | 42.6569 | 1401.9446 | 2.5779e-13 | 1.3332 | 0.0011116 | 0.092789 | 0.5837 | 0.0027104 | 0.65049 | 0.64801 | 0.32091 | 1.3891 | 0.001171 | 0.60604 | 0.35744 | 0.22467 | 0.0049339 | 0.84503 | 0.0073122 | 0.55037 | 1.2415 | 0.56682 | 0.059052 | 0.020748 | 0.46732 | 0.2667 | 0.39733 | 0.50788 | 0.23066 | 0.33413 | 0.69235 | 0.48182 | 0.3939
2573823 | VCUG_a | 11 | 05f_109019_419x230x572.dat | 0.0850;0.0850;0.1928 | 419;230;572 | (0.1749;69.2650;8.0852) | 80 | 7.702 | 57 | 83.87 | 60 | iodine | [138] | [100] | 1 | 5 | 90 | abnormal | VUR - grade 3 | 7.8373 | 10.1721 | 79.7219 | 32.8656 | 42.6569 | 1401.9446 | 1.7229e-13 | 1.9979 | 0.0031611 | 0.21255 | 1.0261 | 0.0063301 | 1.1977 | 1.2179 | 0.62193 | 2.0937 | 0.002749 | 1.0863 | 0.55948 | 0.45204 | 0.012529 | 1.4551 | 0.017578 | 1.0459 | 1.8442 | 1.0395 | 0.13458 | 0.052371 | 0.89258 | 0.48174 | 0.75041 | 0.83185 | 0.36319 | 0.39434 | 1.2941 | 0.80517 | 0.70336
2573823 | VCUG_a | 11 | 05f_109019_419x230x572.dat | 0.0850;0.0850;0.1928 | 419;230;572 | (0.1749;69.2650;8.0852) | 80 | 8.502 | 60 | 83.87 | 60 | iodine | [138] | [100] | 1 | 5 | 90 | abnormal | VUR - grade 3 | 7.8373 | 10.1721 | 79.7219 | 32.8656 | 42.6569 | 1401.9446 | 1.6801e-13 | 2.0411 | 0.0036066 | 0.23127 | 1.069 | 0.0065304 | 1.2613 | 1.2785 | 0.65596 | 2.1408 | 0.0031627 | 1.1332 | 0.5751 | 0.47363 | 0.012884 | 1.5062 | 0.01865 | 1.0976 | 1.8791 | 1.0841 | 0.14482 | 0.054617 | 0.93272 | 0.50535 | 0.78909 | 0.86068 | 0.37443 | 0.39841 | 1.3589 | 0.83414 | 0.73401
2573823 | VCUG_a | 11 | 05f_109019_419x230x572.dat | 0.0850;0.0850;0.1928 | 419;230;572 | (0.1749;69.2650;8.0852) | 110 | 3.9 | 52 | 83.87 | 60 | iodine | [138] | [100] | 1 | 5 | 90 | abnormal | VUR - grade 3 | 7.8373 | 10.1721 | 79.7219 | 32.8656 | 42.6569 | 1401.9446 | 2.3044e-13 | 1.5014 | 0.0019909 | 0.13689 | 0.71644 | 0.0044089 | 0.82224 | 0.82089 | 0.4123 | 1.575 | 0.0023256 | 0.7479 | 0.41338 | 0.29112 | 0.0078466 | 1.0165 | 0.010795 | 0.70212 | 1.4004 | 0.7049 | 0.083404 | 0.030304 | 0.59394 | 0.33411 | 0.50007 | 0.60208 | 0.26853 | 0.34992 | 0.8744 | 0.57412 | 0.48641
2573823 | VCUG_a | 11 | 05f_109019_419x230x572.dat | 0.0850;0.0850;0.1928 | 419;230;572 | (0.1749;69.2650;8.0852) | 110 | 7.85 | 62 | 83.87 | 60 | iodine | [138] | [100] | 1 | 5 | 90 | abnormal | VUR - grade 3 | 7.8373 | 10.1721 | 79.7219 | 32.8656 | 42.6569 | 1401.9446 | 1.8405e-13 | 1.9134 | 0.0035175 | 0.21779 | 0.99301 | 0.0068722 | 1.1648 | 1.1716 | 0.60523 | 2.0031 | 0.005404 | 1.0497 | 0.5375 | 0.43825 | 0.015218 | 1.3976 | 0.017934 | 1.0148 | 1.7606 | 1.0057 | 0.13319 | 0.052082 | 0.86359 | 0.47349 | 0.71926 | 0.8081 | 0.35126 | 0.3857 | 1.2459 | 0.77614 | 0.68157
2573823 | VCUG_a | 11 | 05f_109019_419x230x572.dat | 0.0850;0.0850;0.1928 | 419;230;572 | (0.1749;69.2650;8.0852) | 110 | 9.9905 | 69 | 83.87 | 60 | iodine | [138] | [100] | 1 | 5 | 90 | abnormal | VUR - grade 3 | 7.8373 | 10.1721 | 79.7219 | 32.8656 | 42.6569 | 1401.9446 | 1.7796e-13 | 1.9894 | 0.0044179 | 0.25341 | 1.0744 | 0.0084606 | 1.2804 | 1.3071 | 0.67101 | 2.0816 | 0.0028507 | 1.1396 | 0.56694 | 0.48991 | 0.016566 | 1.5039 | 0.021699 | 1.1126 | 1.8248 | 1.0926 | 0.15548 | 0.062089 | 0.96316 | 0.52131 | 0.78876 | 0.86833 | 0.37287 | 0.39176 | 1.3732 | 0.83228 | 0.74373
2573823 | VCUG_a | 12 | 05f_109019_419x230x572.dat | 0.0850;0.0850;0.1928 | 419;230;572 | (0.3498;73.1327;8.0309) | 60 | 2.5 | 38 | 85.7359 | 60 | iodine | [135,136,138] | [100,100,60] | 1 | 10 | 90 | abnormal | VUR - grade 3 | 6.7588 | 9.3704 | 63.3326 | 28.9735 | 40.1691 | 1163.839 | 2.8006e-13 | 0.94172 | 0.00054531 | 0.1254 | 0.50846 | 0.0013316 | 0.28745 | 0.48421 | 0.30055 | 1.0573 | 0.0009033 | 0.27142 | 0.24112 | 0.20948 | 0.0032518 | 1.0728 | 0.0040073 | 0.44326 | 1.7068 | 0.80507 | 0.036802 | 0.014229 | 0.33049 | 0.20066 | 0.29438 | 0.47892 | 0.20071 | 0.34434 | 0.55509 | 0.3959 | 0.35139
2573823 | VCUG_a | 12 | 05f_109019_419x230x572.dat | 0.0850;0.0850;0.1928 | 419;230;572 | (0.3498;73.1327;8.0309) | 60 | 5.7448 | 47 | 85.7359 | 60 | iodine | [135,136,138] | [100,100,60] | 1 | 10 | 90 | abnormal | VUR - grade 3 | 6.7588 | 9.3704 | 63.3326 | 28.9735 | 40.1691 | 1163.839 | 1.8184e-13 | 1.5937 | 0.0016779 | 0.25157 | 0.9103 | 0.0041905 | 0.65475 | 0.97421 | 0.59211 | 1.7469 | 0.00068197 | 0.5903 | 0.4097 | 0.40595 | 0.008189 | 1.7737 | 0.011274 | 0.88077 | 2.5135 | 1.4274 | 0.092939 | 0.036342 | 0.71354 | 0.37787 | 0.5875 | 0.78638 | 0.32622 | 0.40657 | 1.0815 | 0.69775 | 0.6468
2573823 | VCUG_a | 12 | 05f_109019_419x230x572.dat | 0.0850;0.0850;0.1928 | 419;230;572 | (0.3498;73.1327;8.0309) | 60 | 6.3535 | 49 | 85.7359 | 60 | iodine | [135,136,138] | [100,100,60] | 1 | 10 | 90 | abnormal | VUR - grade 3 | 6.7588 | 9.3704 | 63.3326 | 28.9735 | 40.1691 | 1163.839 | 1.7362e-13 | 1.6735 | 0.0019749 | 0.26733 | 0.96798 | 0.0044288 | 0.71029 | 1.0436 | 0.63553 | 1.8298 | 0.0016953 | 0.64273 | 0.43195 | 0.43562 | 0.0088763 | 1.8588 | 0.012797 | 0.94747 | 2.5954 | 1.5057 | 0.10286 | 0.0401 | 0.77497 | 0.40494 | 0.63477 | 0.82478 | 0.34272 | 0.41326 | 1.1571 | 0.73759 | 0.68771
2573823 | VCUG_a | 12 | 05f_109019_419x230x572.dat | 0.0850;0.0850;0.1928 | 419;230;572 | (0.3498;73.1327;8.0309) | 80 | 2.9 | 44 | 85.7359 | 60 | iodine | [135,136,138] | [100,100,60] | 1 | 10 | 90 | abnormal | VUR - grade 3 | 6.7588 | 9.3704 | 63.3326 | 28.9735 | 40.1691 | 1163.839 | 2.5075e-13 | 1.0701 | 0.0010478 | 0.15844 | 0.60471 | 0.0021284 | 0.37963 | 0.59056 | 0.373 | 1.1994 | 0.0023037 | 0.35798 | 0.27943 | 0.25566 | 0.0046182 | 1.2216 | 0.0062924 | 0.55558 | 1.8478 | 0.9461 | 0.054988 | 0.020671 | 0.43741 | 0.24728 | 0.372 | 0.54738 | 0.22894 | 0.35684 | 0.66876 | 0.46218 | 0.42125
2573823 | VCUG_a | 12 | 05f_109019_419x230x572.dat | 0.0850;0.0850;0.1928 | 419;230;572 | (0.3498;73.1327;8.0309) | 80 | 7.702 | 57 | 85.7359 | 60 | iodine | [135,136,138] | [100,100,60] | 1 | 10 | 90 | abnormal | VUR - grade 3 | 6.7588 | 9.3704 | 63.3326 | 28.9735 | 40.1691 | 1163.839 | 1.6758e-13 | 1.7415 | 0.0030432 | 0.31574 | 1.0452 | 0.0063771 | 0.80735 | 1.1528 | 0.69989 | 1.9028 | 0.0027506 | 0.73157 | 0.46081 | 0.48719 | 0.012976 | 1.9448 | 0.016649 | 1.0505 | 2.6109 | 1.5868 | 0.12379 | 0.04598 | 0.87795 | 0.45395 | 0.71171 | 0.87935 | 0.36299 | 0.41726 | 1.255 | 0.78696 | 0.74736
2573823 | VCUG_a | 12 | 05f_109019_419x230x572.dat | 0.0850;0.0850;0.1928 | 419;230;572 | (0.3498;73.1327;8.0309) | 80 | 8.502 | 60 | 85.7359 | 60 | iodine | [135,136,138] | [100,100,60] | 1 | 10 | 90 | abnormal | VUR - grade 3 | 6.7588 | 9.3704 | 63.3326 | 28.9735 | 40.1691 | 1163.839 | 1.6344e-13 | 1.7989 | 0.0034389 | 0.33283 | 1.0859 | 0.0076482 | 0.86584 | 1.2334 | 0.73319 | 1.9554 | 0.0037942 | 0.77492 | 0.47689 | 0.51062 | 0.0141 | 1.9996 | 0.01896 | 1.1023 | 2.641 | 1.6413 | 0.1326 | 0.054627 | 0.92385 | 0.47752 | 0.75019 | 0.91141 | 0.37463 | 0.42082 | 1.313 | 0.81727 | 0.78098
2573823 | VCUG_a | 12 | 05f_109019_419x230x572.dat | 0.0850;0.0850;0.1928 | 419;230;572 | (0.3498;73.1327;8.0309) | 110 | 3.9 | 52 | 85.7359 | 60 | iodine | [135,136,138] | [100,100,60] | 1 | 10 | 90 | abnormal | VUR - grade 3 | 6.7588 | 9.3704 | 63.3326 | 28.9735 | 40.1691 | 1163.839 | 2.2415e-13 | 1.2711 | 0.0019008 | 0.21811 | 0.73539 | 0.0043945 | 0.52999 | 0.77304 | 0.47079 | 1.3944 | 0.002405 | 0.47432 | 0.33243 | 0.32895 | 0.0089118 | 1.4221 | 0.0098772 | 0.70412 | 2.038 | 1.1286 | 0.075596 | 0.030015 | 0.5726 | 0.313 | 0.47231 | 0.64569 | 0.26768 | 0.37192 | 0.86133 | 0.56042 | 0.52119
2573823 | VCUG_a | 12 | 05f_109019_419x230x572.dat | 0.0850;0.0850;0.1928 | 419;230;572 | (0.3498;73.1327;8.0309) | 110 | 7.85 | 62 | 85.7359 | 60 | iodine | [135,136,138] | [100,100,60] | 1 | 10 | 90 | abnormal | VUR - grade 3 | 6.7588 | 9.3704 | 63.3326 | 28.9735 | 40.1691 | 1163.839 | 1.7902e-13 | 1.6896 | 0.003342 | 0.31996 | 1.0132 | 0.0075153 | 0.78929 | 1.1292 | 0.67617 | 1.8241 | 0.0012369 | 0.71483 | 0.44411 | 0.46613 | 0.013885 | 1.8646 | 0.017445 | 1.018 | 2.491 | 1.5235 | 0.12102 | 0.048303 | 0.85263 | 0.44793 | 0.68467 | 0.85133 | 0.35185 | 0.4082 | 1.2202 | 0.76025 | 0.72582
2573823 | VCUG_a | 12 | 05f_109019_419x230x572.dat | 0.0850;0.0850;0.1928 | 419;230;572 | (0.3498;73.1327;8.0309) | 110 | 9.9905 | 69 | 85.7359 | 60 | iodine | [135,136,138] | [100,100,60] | 1 | 10 | 90 | abnormal | VUR - grade 3 | 6.7588 | 9.3704 | 63.3326 | 28.9735 | 40.1691 | 1163.839 | 1.731e-13 | 1.7723 | 0.004231 | 0.36338 | 1.0963 | 0.0087365 | 0.91363 | 1.2333 | 0.74425 | 1.9169 | 0.00096926 | 0.80109 | 0.47379 | 0.51049 | 0.015804 | 1.9718 | 0.020063 | 1.1213 | 2.5383 | 1.6207 | 0.14057 | 0.059809 | 0.9606 | 0.49587 | 0.75441 | 0.90846 | 0.37424 | 0.41411 | 1.3398 | 0.81736 | 0.78796
2573823 | VCUG_a | 13 | 05f_109019_419x230x572.dat | 0.0850;0.0850;0.1928 | 419;230;572 | (-0.1751;73.0726;8.0710) | 60 | 2.5 | 38 | 85.8561 | 60 | iodine | [91,94,135,136,138] | [100,100,100,100,40] | 1 | 10 | 90 | abnormal | VUR - grade 3 | 6.8214 | 9.3553 | 63.8162 | 29.283 | 40.1604 | 1176.0172 | 2.8105e-13 | 0.96622 | 0.00054082 | 0.11886 | 0.59142 | 0.0014533 | 0.73499 | 0.47504 | 0.19461 | 1.2917 | 0.0016507 | 0.77882 | 0.24334 | 0.15522 | 0.0031826 | 0.31815 | 0.003864 | 0.47632 | 0.47507 | 0.20325 | 0.038676 | 0.013763 | 0.33979 | 0.19878 | 0.29129 | 0.48374 | 0.19681 | 0.33876 | 0.54983 | 0.3797 | 0.30409
2573823 | VCUG_a | 13 | 05f_109019_419x230x572.dat | 0.0850;0.0850;0.1928 | 419;230;572 | (-0.1751;73.0726;8.0710) | 60 | 5.7448 | 47 | 85.8561 | 60 | iodine | [91,94,135,136,138] | [100,100,100,100,40] | 1 | 10 | 90 | abnormal | VUR - grade 3 | 6.8214 | 9.3553 | 63.8162 | 29.283 | 40.1604 | 1176.0172 | 1.8248e-13 | 1.6079 | 0.0017355 | 0.23127 | 1.033 | 0.0032726 | 1.3601 | 0.98409 | 0.42085 | 2.3124 | 0.00056937 | 1.3434 | 0.41913 | 0.3306 | 0.0079871 | 0.69508 | 0.011287 | 0.94097 | 0.87121 | 0.47156 | 0.094815 | 0.033691 | 0.73585 | 0.374 | 0.58103 | 0.78497 | 0.32054 | 0.40057 | 1.0722 | 0.69338 | 0.5731
2573823 | VCUG_a | 13 | 05f_109019_419x230x572.dat | 0.0850;0.0850;0.1928 | 419;230;572 | (-0.1751;73.0726;8.0710) | 60 | 6.3535 | 49 | 85.8561 | 60 | iodine | [91,94,135,136,138] | [100,100,100,100,40] | 1 | 10 | 90 | abnormal | VUR - grade 3 | 6.8214 | 9.3553 | 63.8162 | 29.283 | 40.1604 | 1176.0172 | 1.7423e-13 | 1.6929 | 0.0020329 | 0.25022 | 1.0913 | 0.0049555 | 1.4397 | 1.0661 | 0.45869 | 2.4549 | 0.0025546 | 1.4177 | 0.44207 | 0.35782 | 0.0092314 | 0.76209 | 0.012591 | 1.0094 | 0.92441 | 0.51741 | 0.10557 | 0.039441 | 0.80078 | 0.40085 | 0.62785 | 0.82843 | 0.33689 | 0.40751 | 1.1535 | 0.7392 | 0.61334
2573823 | VCUG_a | 13 | 05f_109019_419x230x572.dat | 0.0850;0.0850;0.1928 | 419;230;572 | (-0.1751;73.0726;8.0710) | 80 | 2.9 | 44 | 85.8561 | 60 | iodine | [91,94,135,136,138] | [100,100,100,100,40] | 1 | 10 | 90 | abnormal | VUR - grade 3 | 6.8214 | 9.3553 | 63.8162 | 29.283 | 40.1604 | 1176.0172 | 2.5163e-13 | 1.1078 | 0.0010763 | 0.152 | 0.69305 | 0.0020907 | 0.88726 | 0.61917 | 0.25675 | 1.531 | 0.0015395 | 0.90495 | 0.28407 | 0.20426 | 0.0049498 | 0.42229 | 0.0065506 | 0.59389 | 0.56572 | 0.27793 | 0.054843 | 0.020583 | 0.44641 | 0.24495 | 0.36812 | 0.55402 | 0.22495 | 0.35097 | 0.68637 | 0.45682 | 0.37291
2573823 | VCUG_a | 13 | 05f_109019_419x230x572.dat | 0.0850;0.0850;0.1928 | 419;230;572 | (-0.1751;73.0726;8.0710) | 80 | 7.702 | 57 | 85.8561 | 60 | iodine | [91,94,135,136,138] | [100,100,100,100,40] | 1 | 10 | 90 | abnormal | VUR - grade 3 | 6.8214 | 9.3553 | 63.8162 | 29.283 | 40.1604 | 1176.0172 | 1.6817e-13 | 1.7635 | 0.0030703 | 0.29237 | 1.1702 | 0.0061067 | 1.5591 | 1.1845 | 0.52443 | 2.6277 | 0.0016639 | 1.501 | 0.47002 | 0.39623 | 0.014158 | 0.86945 | 0.01642 | 1.1133 | 0.99278 | 0.60134 | 0.12507 | 0.046622 | 0.90287 | 0.4495 | 0.70414 | 0.87982 | 0.35721 | 0.41134 | 1.283 | 0.80091 | 0.6741
2573823 | VCUG_a | 13 | 05f_109019_419x230x572.dat | 0.0850;0.0850;0.1928 | 419;230;572 | (-0.1751;73.0726;8.0710) | 80 | 8.502 | 60 | 85.8561 | 60 | iodine | [91,94,135,136,138] | [100,100,100,100,40] | 1 | 10 | 90 | abnormal | VUR - grade 3 | 6.8214 | 9.3553 | 63.8162 | 29.283 | 40.1604 | 1176.0172 | 1.6401e-13 | 1.8236 | 0.0034739 | 0.31827 | 1.2119 | 0.0070104 | 1.61 | 1.2574 | 0.55503 | 2.7282 | 0.0037531 | 1.552 | 0.48616 | 0.4235 | 0.014156 | 0.92571 | 0.018617 | 1.1683 | 1.0299 | 0.63976 | 0.13464 | 0.050142 | 0.95644 | 0.47289 | 0.74229 | 0.9087 | 0.36868 | 0.41498 | 1.3328 | 0.83378 | 0.7072
2573823 | VCUG_a | 13 | 05f_109019_419x230x572.dat | 0.0850;0.0850;0.1928 | 419;230;572 | (-0.1751;73.0726;8.0710) | 110 | 3.9 | 52 | 85.8561 | 60 | iodine | [91,94,135,136,138] | [100,100,100,100,40] | 1 | 10 | 90 | abnormal | VUR - grade 3 | 6.8214 | 9.3553 | 63.8162 | 29.283 | 40.1604 | 1176.0172 | 2.2494e-13 | 1.2937 | 0.0019056 | 0.20261 | 0.83191 | 0.0043522 | 1.0873 | 0.78141 | 0.3393 | 1.8292 | 0.0039394 | 1.0742 | 0.33695 | 0.26304 | 0.009295 | 0.56211 | 0.010654 | 0.74882 | 0.69228 | 0.38181 | 0.07699 | 0.029572 | 0.59394 | 0.31022 | 0.46769 | 0.6497 | 0.26315 | 0.36683 | 0.85974 | 0.5571 | 0.46388
2573823 | VCUG_a | 13 | 05f_109019_419x230x572.dat | 0.0850;0.0850;0.1928 | 419;230;572 | (-0.1751;73.0726;8.0710) | 110 | 7.85 | 62 | 85.8561 | 60 | iodine | [91,94,135,136,138] | [100,100,100,100,40] | 1 | 10 | 90 | abnormal | VUR - grade 3 | 6.8214 | 9.3553 | 63.8162 | 29.283 | 40.1604 | 1176.0172 | 1.7965e-13 | 1.7153 | 0.0034294 | 0.30338 | 1.1315 | 0.0065544 | 1.507 | 1.1556 | 0.51147 | 2.4896 | 0.0023322 | 1.4449 | 0.45252 | 0.39568 | 0.015211 | 0.85244 | 0.01733 | 1.0804 | 0.95759 | 0.59015 | 0.12421 | 0.050932 | 0.87766 | 0.44365 | 0.67762 | 0.8564 | 0.34615 | 0.40324 | 1.2197 | 0.77279 | 0.65751
2573823 | VCUG_a | 13 | 05f_109019_419x230x572.dat | 0.0850;0.0850;0.1928 | 419;230;572 | (-0.1751;73.0726;8.0710) | 110 | 9.9905 | 69 | 85.8561 | 60 | iodine | [91,94,135,136,138] | [100,100,100,100,40] | 1 | 10 | 90 | abnormal | VUR - grade 3 | 6.8214 | 9.3553 | 63.8162 | 29.283 | 40.1604 | 1176.0172 | 1.7371e-13 | 1.8168 | 0.0042769 | 0.35531 | 1.2139 | 0.0090966 | 1.6254 | 1.2576 | 0.57363 | 2.6583 | 0.0080362 | 1.5401 | 0.4843 | 0.44577 | 0.016154 | 0.96221 | 0.021081 | 1.1853 | 1.0368 | 0.66955 | 0.14359 | 0.058585 | 0.98501 | 0.49141 | 0.74709 | 0.91447 | 0.36853 | 0.40879 | 1.3359 | 0.83684 | 0.71976
2573823 | VCUG_a | 14 | 05f_109019_419x230x572.dat | 0.0850;0.0850;0.1928 | 419;230;572 | (0.1749;69.2650;8.0852) | 60 | 2.5 | 38 | 83.87 | 60 | iodine | [138] | [20] | 1 | 5 | 90 | abnormal | VUR - grade 3 | 7.8373 | 10.1721 | 79.7219 | 32.8656 | 42.6569 | 1401.9446 | 2.8793e-13 | 1.1871 | 0.0005734 | 0.063137 | 0.48925 | 0.0014067 | 0.53603 | 0.53606 | 0.25263 | 1.2507 | 0.0016174 | 0.50047 | 0.31452 | 0.17182 | 0.0034362 | 0.71222 | 0.0043938 | 0.44299 | 1.124 | 0.46532 | 0.04102 | 0.013194 | 0.42837 | 0.21906 | 0.31782 | 0.43857 | 0.20328 | 0.3225 | 0.56274 | 0.41249 | 0.32954
2573823 | VCUG_a | 14 | 05f_109019_419x230x572.dat | 0.0850;0.0850;0.1928 | 419;230;572 | (0.1749;69.2650;8.0852) | 60 | 5.7448 | 47 | 83.87 | 60 | iodine | [138] | [20] | 1 | 5 | 90 | abnormal | VUR - grade 3 | 7.8373 | 10.1721 | 79.7219 | 32.8656 | 42.6569 | 1401.9446 | 1.8695e-13 | 1.8619 | 0.0017913 | 0.15502 | 0.89651 | 0.0038405 | 1.017 | 1.046 | 0.51973 | 1.9541 | 0.0024935 | 0.93882 | 0.51003 | 0.36518 | 0.0087115 | 1.286 | 0.012004 | 0.88843 | 1.741 | 0.89822 | 0.099883 | 0.036051 | 0.84227 | 0.40644 | 0.62717 | 0.73817 | 0.32896 | 0.38437 | 1.1251 | 0.71635 | 0.61114
2573823 | VCUG_a | 14 | 05f_109019_419x230x572.dat | 0.0850;0.0850;0.1928 | 419;230;572 | (0.1749;69.2650;8.0852) | 60 | 6.3535 | 49 | 83.87 | 60 | iodine | [138] | [20] | 1 | 5 | 90 | abnormal | VUR - grade 3 | 7.8373 | 10.1721 | 79.7219 | 32.8656 | 42.6569 | 1401.9446 | 1.785e-13 | 1.9397 | 0.0020901 | 0.16673 | 0.95284 | 0.0048636 | 1.0952 | 1.1318 | 0.56068 | 2.0337 | 0.0051503 | 1.0012 | 0.53349 | 0.39855 | 0.0096382 | 1.3611 | 0.01374 | 0.95536 | 1.8084 | 0.96198 | 0.11142 | 0.041691 | 0.91228 | 0.43443 | 0.6761 | 0.78188 | 0.34547 | 0.39106 | 1.208 | 0.75808 | 0.65243
2573823 | VCUG_a | 14 | 05f_109019_419x230x572.dat | 0.0850;0.0850;0.1928 | 419;230;572 | (0.1749;69.2650;8.0852) | 80 | 2.9 | 44 | 83.87 | 60 | iodine | [138] | [20] | 1 | 5 | 90 | abnormal | VUR - grade 3 | 7.8373 | 10.1721 | 79.7219 | 32.8656 | 42.6569 | 1401.9446 | 2.5779e-13 | 1.3332 | 0.0011118 | 0.092809 | 0.58618 | 0.0027104 | 0.65077 | 0.66143 | 0.32095 | 1.3893 | 0.001171 | 0.60612 | 0.35746 | 0.22467 | 0.0049339 | 0.84523 | 0.0073176 | 0.55472 | 1.2416 | 0.56694 | 0.059064 | 0.020748 | 0.53656 | 0.26715 | 0.39799 | 0.50941 | 0.2315 | 0.3346 | 0.70112 | 0.48274 | 0.39824
2573823 | VCUG_a | 14 | 05f_109019_419x230x572.dat | 0.0850;0.0850;0.1928 | 419;230;572 | (0.1749;69.2650;8.0852) | 80 | 7.702 | 57 | 83.87 | 60 | iodine | [138] | [20] | 1 | 5 | 90 | abnormal | VUR - grade 3 | 7.8373 | 10.1721 | 79.7219 | 32.8656 | 42.6569 | 1401.9446 | 1.7229e-13 | 1.9979 | 0.0031612 | 0.21266 | 1.0316 | 0.0063301 | 1.1979 | 1.2429 | 0.62193 | 2.0946 | 0.002749 | 1.0866 | 0.55951 | 0.45204 | 0.012664 | 1.4558 | 0.01758 | 1.0563 | 1.8444 | 1.04 | 0.13459 | 0.052202 | 1.0069 | 0.48298 | 0.7523 | 0.83532 | 0.36521 | 0.39557 | 1.3029 | 0.80643 | 0.711
2573823 | VCUG_a | 14 | 05f_109019_419x230x572.dat | 0.0850;0.0850;0.1928 | 419;230;572 | (0.1749;69.2650;8.0852) | 80 | 8.502 | 60 | 83.87 | 60 | iodine | [138] | [20] | 1 | 5 | 90 | abnormal | VUR - grade 3 | 7.8373 | 10.1721 | 79.7219 | 32.8656 | 42.6569 | 1401.9446 | 1.6801e-13 | 2.0414 | 0.0036065 | 0.23128 | 1.075 | 0.0065864 | 1.262 | 1.3025 | 0.65602 | 2.1417 | 0.0031627 | 1.1336 | 0.57515 | 0.47365 | 0.012884 | 1.5071 | 0.018652 | 1.1088 | 1.8793 | 1.0845 | 0.14486 | 0.054617 | 1.065 | 0.50675 | 0.79125 | 0.86435 | 0.37663 | 0.39968 | 1.3633 | 0.83516 | 0.74235
2573823 | VCUG_a | 14 | 05f_109019_419x230x572.dat | 0.0850;0.0850;0.1928 | 419;230;572 | (0.1749;69.2650;8.0852) | 110 | 3.9 | 52 | 83.87 | 60 | iodine | [138] | [20] | 1 | 5 | 90 | abnormal | VUR - grade 3 | 7.8373 | 10.1721 | 79.7219 | 32.8656 | 42.6569 | 1401.9446 | 2.3044e-13 | 1.5015 | 0.0019916 | 0.13684 | 0.72004 | 0.0044119 | 0.82267 | 0.83834 | 0.41237 | 1.5754 | 0.0023256 | 0.74808 | 0.4134 | 0.29111 | 0.0077962 | 1.0168 | 0.010809 | 0.70841 | 1.4005 | 0.70512 | 0.083426 | 0.030304 | 0.67543 | 0.33485 | 0.50119 | 0.60395 | 0.26974 | 0.35063 | 0.88056 | 0.57494 | 0.49173
2573823 | VCUG_a | 14 | 05f_109019_419x230x572.dat | 0.0850;0.0850;0.1928 | 419;230;572 | (0.1749;69.2650;8.0852) | 110 | 7.85 | 62 | 83.87 | 60 | iodine | [138] | [20] | 1 | 5 | 90 | abnormal | VUR - grade 3 | 7.8373 | 10.1721 | 79.7219 | 32.8656 | 42.6569 | 1401.9446 | 1.8405e-13 | 1.9135 | 0.0035186 | 0.21789 | 0.99866 | 0.0068776 | 1.1657 | 1.1973 | 0.60528 | 2.004 | 0.005404 | 1.0501 | 0.53754 | 0.43826 | 0.01519 | 1.3984 | 0.017936 | 1.0247 | 1.7608 | 1.006 | 0.13319 | 0.052082 | 0.98095 | 0.47478 | 0.72124 | 0.81175 | 0.35324 | 0.38685 | 1.2713 | 0.77873 | 0.68956
2573823 | VCUG_a | 14 | 05f_109019_419x230x572.dat | 0.0850;0.0850;0.1928 | 419;230;572 | (0.1749;69.2650;8.0852) | 110 | 9.9905 | 69 | 83.87 | 60 | iodine | [138] | [20] | 1 | 5 | 90 | abnormal | VUR - grade 3 | 7.8373 | 10.1721 | 79.7219 | 32.8656 | 42.6569 | 1401.9446 | 1.7796e-13 | 1.9896 | 0.0044198 | 0.25358 | 1.0813 | 0.0084606 | 1.2819 | 1.3271 | 0.67107 | 2.0826 | 0.0028507 | 1.14 | 0.567 | 0.48996 | 0.016566 | 1.5052 | 0.021712 | 1.1241 | 1.8251 | 1.0932 | 0.15557 | 0.062089 | 1.0797 | 0.52288 | 0.79121 | 0.87231 | 0.3752 | 0.39313 | 1.3862 | 0.83408 | 0.75138

## Normal Ref
Git Commit | Procedure | Field # | Phantom | Voxel Size | Voxel Array | Source Coordinate | Peak Potential | HVL | Average Energy | FDD | SSD | Contrast Material | Contrast Location | Contrast Percentage | # of Radigraphs | Field Time | Total Procedure Time | Disease State | Disease | Field Width @ 20cm | Field Height @ 20cm | Field Area @ 20cm | Field Width @ Image | Field Height @ Image | Field Area @ Image | Dose-ref | Adrenals | Brain | Breast | Colon | ET | GB-wall | Gonads | Ht-wall | Kidneys | Eye-lens | Liver | Lungs | Oesophagus | O-mucosa | Pancreas | S-glands | SI-wall | Spleen | St-wall | Thymus | Thyroid | UB-wall | R-marrow | Endost-BS | Lymph | Muscle | Skin | Prostate / Uterus | Remainder | Effective Dose
- | - | - | - | - | - | - | kVp | mm Al | keV | cm | cm | - | - | - | - | s | s | - | - | cm | cm | cm2 | cm | cm | cm2 | Gy | mGy/Gy-cm2 | mGy/Gy-cm2 | mGy/Gy-cm2 | mGy/Gy-cm2 | mGy/Gy-cm2 | mGy/Gy-cm2 | mGy/Gy-cm2 | mGy/Gy-cm2 | mGy/Gy-cm2 | mGy/Gy-cm2 | mGy/Gy-cm2 | mGy/Gy-cm2 | mGy/Gy-cm2 | mGy/Gy-cm2 | mGy/Gy-cm2 | mGy/Gy-cm2 | mGy/Gy-cm2 | mGy/Gy-cm2 | mGy/Gy-cm2 | mGy/Gy-cm2 | mGy/Gy-cm2 | mGy/Gy-cm2 | mGy/Gy-cm2 | mGy/Gy-cm2 | mGy/Gy-cm2 | mGy/Gy-cm2 | mGy/Gy-cm2 | mGy/Gy-cm2 | mGy/Gy-cm2 | mSv/Gy-cm2
4428212 | VCUG | 1 | 00f_051004_345x211x716.dat | 0.0663;0.0663;0.0663 | 345;211;716 | (0.0901;67.0610;-2.6929) | 60 | 2.5 | 38 | 76.6025 | 60 | iodine | [138] | [0] | 1 | 5 | 60 | normal | none | 4.788 | 5.3314 | 25.5263 | 18.3385 | 20.4197 | 374.4669 | 1.2013e-15 | 1019.8204 | 0.96446 | 133.7978 | 431.6027 | 2.8353 | 472.85 | 481.9403 | 158.2965 | 1087.4144 | 1.4194 | 609.1951 | 248.9491 | 232.0006 | 8.4168 | 766.0182 | 7.1722 | 461.404 | 931.5819 | 548.1108 | 35.1306 | 14.4403 | 400.5444 | 260.8331 | 261.0463 | 630.4957 | 250.7125 | 320.4161 | 505.6814 | 397.8852 | 337.2399
4428212 | VCUG | 1 | 00f_051004_345x211x716.dat | 0.0663;0.0663;0.0663 | 345;211;716 | (0.0901;67.0610;-2.6929) | 60 | 5.7448 | 47 | 76.6025 | 60 | iodine | [138] | [0] | 1 | 5 | 60 | normal | none | 4.788 | 5.3314 | 25.5263 | 18.3385 | 20.4197 | 374.4669 | 7.8005e-16 | 1422.2195 | 2.7651 | 259.1378 | 738.4286 | 9.0962 | 838.307 | 853.6394 | 299.7378 | 1528.7513 | 6.3297 | 971.4269 | 386.4376 | 395.3857 | 19.8129 | 1170.4659 | 17.681 | 819.2441 | 1327.7382 | 923.5581 | 77.4811 | 37.3477 | 713.366 | 420.4423 | 427.7515 | 882.2548 | 369.6081 | 377.3256 | 862.0876 | 606.4849 | 561.3861
4428212 | VCUG | 1 | 00f_051004_345x211x716.dat | 0.0663;0.0663;0.0663 | 345;211;716 | (0.0901;67.0610;-2.6929) | 60 | 6.3535 | 49 | 76.6025 | 60 | iodine | [138] | [0] | 1 | 5 | 60 | normal | none | 4.788 | 5.3314 | 25.5263 | 18.3385 | 20.4197 | 374.4669 | 7.448e-16 | 1458.5128 | 3.1962 | 282.3712 | 774.0738 | 10.0133 | 906.5926 | 898.3757 | 317.6827 | 1567.9382 | 7.8251 | 1010.7414 | 402.4437 | 419.7907 | 21.8676 | 1213.7356 | 20.5679 | 861.2382 | 1363.5879 | 967.9917 | 83.2747 | 40.3343 | 756.0958 | 440.5496 | 449.0271 | 910.9297 | 382.1529 | 382.8245 | 906.6732 | 631.4752 | 589.3733
4428212 | VCUG | 1 | 00f_051004_345x211x716.dat | 0.0663;0.0663;0.0663 | 345;211;716 | (0.0901;67.0610;-2.6929) | 80 | 2.9 | 44 | 76.6025 | 60 | iodine | [138] | [0] | 1 | 5 | 60 | normal | none | 4.788 | 5.3314 | 25.5263 | 18.3385 | 20.4197 | 374.4669 | 1.0755e-15 | 1089.8011 | 1.615 | 171.4524 | 493.9762 | 5.5038 | 557.0714 | 557.7967 | 189.8714 | 1159.721 | 2.0566 | 680.0541 | 275.7557 | 266.6438 | 11.5182 | 839.7726 | 10.3457 | 536.9137 | 998.1243 | 627.8653 | 44.8445 | 22.6021 | 467.496 | 295.5841 | 296.8634 | 681.5443 | 273.8886 | 329.9494 | 579.2282 | 438.8394 | 384.9001
4428212 | VCUG | 1 | 00f_051004_345x211x716.dat | 0.0663;0.0663;0.0663 | 345;211;716 | (0.0901;67.0610;-2.6929) | 80 | 7.702 | 57 | 76.6025 | 60 | iodine | [138] | [0] | 1 | 5 | 60 | normal | none | 4.788 | 5.3314 | 25.5263 | 18.3385 | 20.4197 | 374.4669 | 7.1888e-16 | 1481.7452 | 4.2478 | 313.6259 | 812.4003 | 12.71 | 919.5528 | 936.5375 | 335.4097 | 1565.7646 | 9.1482 | 1036.0393 | 412.0008 | 438.4169 | 24.7009 | 1236.712 | 24.9805 | 902.276 | 1364.3407 | 1007.4532 | 92.278 | 48.0023 | 785.3862 | 462.7115 | 468.8223 | 926.9283 | 391.2995 | 381.0876 | 947.652 | 645.0677 | 614.4193
4428212 | VCUG | 1 | 00f_051004_345x211x716.dat | 0.0663;0.0663;0.0663 | 345;211;716 | (0.0901;67.0610;-2.6929) | 80 | 8.502 | 60 | 76.6025 | 60 | iodine | [138] | [0] | 1 | 5 | 60 | normal | none | 4.788 | 5.3314 | 25.5263 | 18.3385 | 20.4197 | 374.4669 | 7.0108e-16 | 1502.2529 | 4.751 | 330.9606 | 835.268 | 13.5327 | 970.3595 | 952.8009 | 347.0644 | 1578.1358 | 7.2464 | 1058.067 | 420.0945 | 453.3717 | 27.4362 | 1260.7685 | 25.5606 | 929.1232 | 1376.6753 | 1029.0689 | 96.0632 | 47.424 | 801.891 | 476.3441 | 482.2034 | 940.148 | 398.6135 | 382.6252 | 979.745 | 660.0788 | 629.8234
4428212 | VCUG | 1 | 00f_051004_345x211x716.dat | 0.0663;0.0663;0.0663 | 345;211;716 | (0.0901;67.0610;-2.6929) | 110 | 3.9 | 52 | 76.6025 | 60 | iodine | [138] | [0] | 1 | 5 | 60 | normal | none | 4.788 | 5.3314 | 25.5263 | 18.3385 | 20.4197 | 374.4669 | 9.6142e-16 | 1194.6925 | 2.5277 | 212.2176 | 587.0594 | 7.1825 | 663.0616 | 676.0008 | 230.3366 | 1257.1002 | 6.6674 | 776.0508 | 310.957 | 308.6376 | 15.2223 | 945.3007 | 14.749 | 639.0138 | 1091.5116 | 729.2138 | 58.6581 | 27.293 | 556.2715 | 341.9037 | 342.0741 | 746.2932 | 306.1404 | 341.6498 | 687.8479 | 494.4351 | 448.9146
4428212 | VCUG | 1 | 00f_051004_345x211x716.dat | 0.0663;0.0663;0.0663 | 345;211;716 | (0.0901;67.0610;-2.6929) | 110 | 7.85 | 62 | 76.6025 | 60 | iodine | [138] | [0] | 1 | 5 | 60 | normal | none | 4.788 | 5.3314 | 25.5263 | 18.3385 | 20.4197 | 374.4669 | 7.6779e-16 | 1429.5509 | 4.4149 | 313.5608 | 782.0201 | 13.4945 | 905.2433 | 917.5773 | 320.0079 | 1494.0213 | 10.0854 | 994.5251 | 392.892 | 421.0376 | 24.9442 | 1183.8728 | 22.7496 | 865.9619 | 1307.6431 | 964.9989 | 86.2393 | 46.0905 | 756.284 | 444.6671 | 445.0046 | 897.1471 | 377.9917 | 371.0559 | 916.7698 | 621.8319 | 592.9524
4428212 | VCUG | 1 | 00f_051004_345x211x716.dat | 0.0663;0.0663;0.0663 | 345;211;716 | (0.0901;67.0610;-2.6929) | 110 | 9.9905 | 69 | 76.6025 | 60 | iodine | [138] | [0] | 1 | 5 | 60 | normal | none | 4.788 | 5.3314 | 25.5263 | 18.3385 | 20.4197 | 374.4669 | 7.4233e-16 | 1461.2152 | 5.3022 | 340.0387 | 830.7656 | 14.3387 | 971.1215 | 969.0604 | 343.4199 | 1513.2139 | 6.5879 | 1035.7695 | 407.125 | 444.5882 | 27.244 | 1225.5914 | 26.8278 | 920.5777 | 1329.6021 | 1012.6799 | 95.9563 | 47.048 | 792.5884 | 468.9585 | 466.5371 | 921.0648 | 391.9518 | 373.8094 | 972.9939 | 645.926 | 623.7086
4428212 | VCUG | 2 | 00f_051004_345x211x716.dat | 0.0663;0.0663;0.0663 | 345;211;716 | (0.0769;67.0610;-7.5732) | 60 | 2.5 | 38 | 76.6025 | 60 | iodine | [138] | [10] | 0 | 5 | 60 | normal | none | 3.192 | 2.2674 | 7.2375 | 12.2257 | 8.6845 | 106.1738 | 3.9214e-15 | 12.5814 | 0.069595 | 1.3618 | 162.8569 | 0.079856 | 16.9041 | 392.664 | 2.0912 | 50.9688 | 0.016742 | 11.1559 | 2.0407 | 2.2615 | 0.31027 | 21.25 | 0.25748 | 128.8692 | 8.8261 | 15.195 | 0.79158 | 0.45343 | 376.1904 | 91.9039 | 90.865 | 106.9172 | 112.3376 | 77.5323 | 469.2689 | 61.2186 | 88.852
4428212 | VCUG | 2 | 00f_051004_345x211x716.dat | 0.0663;0.0663;0.0663 | 345;211;716 | (0.0769;67.0610;-7.5732) | 60 | 5.7448 | 47 | 76.6025 | 60 | iodine | [138] | [10] | 0 | 5 | 60 | normal | none | 3.192 | 2.2674 | 7.2375 | 12.2257 | 8.6845 | 106.1738 | 2.5464e-15 | 28.4671 | 0.18617 | 3.7291 | 273.7813 | 0.57642 | 34.5345 | 672.829 | 5.6617 | 102.7524 | 0.31151 | 25.4523 | 5.4202 | 5.9362 | 0.70817 | 47.0112 | 0.65791 | 247.3794 | 21.134 | 34.6605 | 2.3131 | 1.6016 | 653.9789 | 151.1131 | 151.2662 | 169.8532 | 163.9577 | 94.3074 | 773.7946 | 102.7802 | 152.3474
4428212 | VCUG | 2 | 00f_051004_345x211x716.dat | 0.0663;0.0663;0.0663 | 345;211;716 | (0.0769;67.0610;-7.5732) | 60 | 6.3535 | 49 | 76.6025 | 60 | iodine | [138] | [10] | 0 | 5 | 60 | normal | none | 3.192 | 2.2674 | 7.2375 | 12.2257 | 8.6845 | 106.1738 | 2.4314e-15 | 31.3257 | 0.20563 | 4.613 | 286.5563 | 0.55952 | 40.9786 | 709.8822 | 6.4173 | 110.077 | 0.28967 | 27.8215 | 6.1089 | 6.9409 | 0.90475 | 51.6042 | 0.87814 | 262.5741 | 23.3846 | 38.2123 | 2.5883 | 1.6284 | 684.6703 | 158.3995 | 158.7652 | 177.0469 | 169.2679 | 95.9698 | 807.7686 | 108.1569 | 160.4368
4428212 | VCUG | 2 | 00f_051004_345x211x716.dat | 0.0663;0.0663;0.0663 | 345;211;716 | (0.0769;67.0610;-7.5732) | 80 | 2.9 | 44 | 76.6025 | 60 | iodine | [138] | [10] | 0 | 5 | 60 | normal | none | 3.192 | 2.2674 | 7.2375 | 12.2257 | 8.6845 | 106.1738 | 3.5109e-15 | 16.8163 | 0.11116 | 1.8017 | 186.0301 | 0.28546 | 21.9759 | 456.6656 | 3.1613 | 62.7648 | 0.15085 | 14.9304 | 3.063 | 3.2439 | 0.34686 | 27.7164 | 0.41044 | 155.0863 | 12.1972 | 20.2211 | 1.2928 | 0.77234 | 433.9078 | 104.8597 | 103.8781 | 119.4837 | 122.0631 | 80.5742 | 530.1229 | 69.9661 | 102.8102
4428212 | VCUG | 2 | 00f_051004_345x211x716.dat | 0.0663;0.0663;0.0663 | 345;211;716 | (0.0769;67.0610;-7.5732) | 80 | 7.702 | 57 | 76.6025 | 60 | iodine | [138] | [10] | 0 | 5 | 60 | normal | none | 3.192 | 2.2674 | 7.2375 | 12.2257 | 8.6845 | 106.1738 | 2.3466e-15 | 36.0036 | 0.29359 | 5.4339 | 298.1283 | 0.63395 | 46.1694 | 741.0806 | 7.8791 | 115.6537 | 0.25272 | 31.2903 | 7.4926 | 8.5005 | 1.2372 | 56.6358 | 1.1538 | 279.8549 | 26.9056 | 43.6125 | 3.4849 | 2.1209 | 708.3946 | 166.8946 | 166.2188 | 184.8367 | 172.5522 | 96.1798 | 837.6469 | 113.2206 | 168.1111
4428212 | VCUG | 2 | 00f_051004_345x211x716.dat | 0.0663;0.0663;0.0663 | 345;211;716 | (0.0769;67.0610;-7.5732) | 80 | 8.502 | 60 | 76.6025 | 60 | iodine | [138] | [10] | 0 | 5 | 60 | normal | none | 3.192 | 2.2674 | 7.2375 | 12.2257 | 8.6845 | 106.1738 | 2.2884e-15 | 37.7606 | 0.32158 | 5.336 | 305.6086 | 0.76769 | 48.4614 | 756.7676 | 8.5373 | 119.563 | 0.73064 | 33.1207 | 8.0728 | 8.5963 | 1.3701 | 59.4647 | 1.3215 | 289.5102 | 28.3274 | 45.4681 | 3.6978 | 2.2316 | 725.4796 | 171.9917 | 171.0905 | 189.0725 | 175.437 | 96.8077 | 859.7209 | 116.4013 | 172.3594
4428212 | VCUG | 2 | 00f_051004_345x211x716.dat | 0.0663;0.0663;0.0663 | 345;211;716 | (0.0769;67.0610;-7.5732) | 110 | 3.9 | 52 | 76.6025 | 60 | iodine | [138] | [10] | 0 | 5 | 60 | normal | none | 3.192 | 2.2674 | 7.2375 | 12.2257 | 8.6845 | 106.1738 | 3.1382e-15 | 22.3546 | 0.18131 | 2.4005 | 217.839 | 0.40517 | 27.3046 | 534.9901 | 4.8228 | 76.4868 | 0.36085 | 19.6661 | 4.5118 | 4.8522 | 0.75473 | 35.4886 | 0.66717 | 191.3938 | 16.2823 | 26.463 | 2.0189 | 1.1973 | 509.9757 | 122.4822 | 120.7661 | 137.49 | 135.9075 | 84.2984 | 615.8648 | 81.8581 | 120.9526
4428212 | VCUG | 2 | 00f_051004_345x211x716.dat | 0.0663;0.0663;0.0663 | 345;211;716 | (0.0769;67.0610;-7.5732) | 110 | 7.85 | 62 | 76.6025 | 60 | iodine | [138] | [10] | 0 | 5 | 60 | normal | none | 3.192 | 2.2674 | 7.2375 | 12.2257 | 8.6845 | 106.1738 | 2.506e-15 | 34.0324 | 0.30729 | 4.8089 | 287.7821 | 0.6848 | 45.1797 | 721.3907 | 7.765 | 108.057 | 0.62251 | 29.7395 | 7.3292 | 8.2291 | 1.3757 | 52.9171 | 1.1856 | 268.2889 | 25.3149 | 40.5787 | 3.5585 | 1.996 | 681.7258 | 161.0639 | 158.6088 | 177.3605 | 166.8789 | 93.4817 | 811.7341 | 109.1121 | 162.3957
4428212 | VCUG | 2 | 00f_051004_345x211x716.dat | 0.0663;0.0663;0.0663 | 345;211;716 | (0.0769;67.0610;-7.5732) | 110 | 9.9905 | 69 | 76.6025 | 60 | iodine | [138] | [10] | 0 | 5 | 60 | normal | none | 3.192 | 2.2674 | 7.2375 | 12.2257 | 8.6845 | 106.1738 | 2.4227e-15 | 37.5109 | 0.37816 | 6.3818 | 304.2124 | 0.78962 | 51.315 | 763.0799 | 9.1861 | 114.4723 | 0.45012 | 33.0052 | 8.5244 | 8.8769 | 1.4465 | 58.3651 | 1.4242 | 289.0557 | 28.2039 | 45.3217 | 4.1726 | 2.4485 | 719.4093 | 170.6293 | 167.0258 | 185.542 | 172.5567 | 94.3377 | 856.1586 | 115.4755 | 172.2931
4428212 | VCUG | 3 | 00f_051004_345x211x716.dat | 0.0663;0.0663;0.0663 | 345;211;716 | (0.0769;67.0610;-7.5732) | 60 | 2.5 | 38 | 76.6025 | 60 | iodine | [138] | [30] | 0 | 5 | 60 | normal | none | 3.192 | 2.2674 | 7.2375 | 12.2257 | 8.6845 | 106.1738 | 3.9214e-15 | 12.5536 | 0.069143 | 1.3923 | 162.7931 | 0.080731 | 16.7452 | 394.1175 | 2.0783 | 50.8923 | 0.016742 | 11.1319 | 2.0305 | 2.2739 | 0.31139 | 21.2821 | 0.26044 | 128.9023 | 8.8157 | 15.1881 | 0.78464 | 0.45634 | 367.9025 | 91.8932 | 90.8546 | 106.9822 | 112.1629 | 77.339 | 474.2416 | 61.5746 | 88.6698
4428212 | VCUG | 3 | 00f_051004_345x211x716.dat | 0.0663;0.0663;0.0663 | 345;211;716 | (0.0769;67.0610;-7.5732) | 60 | 5.7448 | 47 | 76.6025 | 60 | iodine | [138] | [30] | 0 | 5 | 60 | normal | none | 3.192 | 2.2674 | 7.2375 | 12.2257 | 8.6845 | 106.1738 | 2.5464e-15 | 28.3304 | 0.18464 | 3.7245 | 273.9109 | 0.57681 | 34.8749 | 676.9524 | 5.6326 | 102.6621 | 0.31151 | 25.3922 | 5.3848 | 5.9499 | 0.71481 | 46.9445 | 0.66403 | 247.7132 | 21.0669 | 34.5997 | 2.2986 | 1.6053 | 653.115 | 151.0783 | 151.2313 | 170.0643 | 163.7398 | 93.9901 | 787.5001 | 103.8358 | 152.7635
4428212 | VCUG | 3 | 00f_051004_345x211x716.dat | 0.0663;0.0663;0.0663 | 345;211;716 | (0.0769;67.0610;-7.5732) | 60 | 6.3535 | 49 | 76.6025 | 60 | iodine | [138] | [30] | 0 | 5 | 60 | normal | none | 3.192 | 2.2674 | 7.2375 | 12.2257 | 8.6845 | 106.1738 | 2.4314e-15 | 31.2077 | 0.20446 | 4.5567 | 286.7866 | 0.5649 | 41.137 | 717.7378 | 6.4042 | 109.9618 | 0.28967 | 27.7598 | 6.0813 | 6.859 | 0.91203 | 51.5467 | 0.88127 | 262.9155 | 23.2883 | 38.0058 | 2.5736 | 1.5573 | 689.4823 | 158.3609 | 158.7272 | 177.2447 | 169.029 | 95.6717 | 821.7935 | 109.2153 | 161.361
4428212 | VCUG | 3 | 00f_051004_345x211x716.dat | 0.0663;0.0663;0.0663 | 345;211;716 | (0.0769;67.0610;-7.5732) | 80 | 2.9 | 44 | 76.6025 | 60 | iodine | [138] | [30] | 0 | 5 | 60 | normal | none | 3.192 | 2.2674 | 7.2375 | 12.2257 | 8.6845 | 106.1738 | 3.5109e-15 | 16.7023 | 0.11072 | 1.8353 | 186.1639 | 0.29554 | 21.6857 | 458.0328 | 3.1482 | 62.7107 | 0 | 14.8965 | 3.0505 | 3.2926 | 0.34567 | 27.6446 | 0.40853 | 155.1233 | 12.1838 | 20.175 | 1.2843 | 0.80253 | 427.6131 | 104.8428 | 103.8624 | 119.4891 | 121.9001 | 80.3749 | 536.3321 | 70.3944 | 102.7298
4428212 | VCUG | 3 | 00f_051004_345x211x716.dat | 0.0663;0.0663;0.0663 | 345;211;716 | (0.0769;67.0610;-7.5732) | 80 | 7.702 | 57 | 76.6025 | 60 | iodine | [138] | [30] | 0 | 5 | 60 | normal | none | 3.192 | 2.2674 | 7.2375 | 12.2257 | 8.6845 | 106.1738 | 2.3466e-15 | 35.9055 | 0.29213 | 5.4594 | 298.4053 | 0.63407 | 45.8328 | 744.1062 | 7.8152 | 115.577 | 0.21865 | 31.1987 | 7.4649 | 8.4182 | 1.2085 | 56.5292 | 1.1356 | 280.2981 | 26.7334 | 43.3909 | 3.4708 | 2.1113 | 718.5797 | 166.8456 | 166.1686 | 184.9613 | 172.36 | 95.9171 | 851.1133 | 114.1892 | 168.8666
4428212 | VCUG | 3 | 00f_051004_345x211x716.dat | 0.0663;0.0663;0.0663 | 345;211;716 | (0.0769;67.0610;-7.5732) | 80 | 8.502 | 60 | 76.6025 | 60 | iodine | [138] | [30] | 0 | 5 | 60 | normal | none | 3.192 | 2.2674 | 7.2375 | 12.2257 | 8.6845 | 106.1738 | 2.2884e-15 | 37.5692 | 0.32086 | 5.187 | 305.6436 | 0.79688 | 48.8853 | 760.482 | 8.4923 | 119.4494 | 0.5797 | 33.0062 | 8.0427 | 8.5443 | 1.3513 | 59.22 | 1.3023 | 290.0957 | 28.2488 | 45.1841 | 3.7005 | 2.1917 | 738.6765 | 171.9264 | 171.0207 | 189.1961 | 175.2551 | 96.5492 | 873.18 | 117.4183 | 173.2355
4428212 | VCUG | 3 | 00f_051004_345x211x716.dat | 0.0663;0.0663;0.0663 | 345;211;716 | (0.0769;67.0610;-7.5732) | 110 | 3.9 | 52 | 76.6025 | 60 | iodine | [138] | [30] | 0 | 5 | 60 | normal | none | 3.192 | 2.2674 | 7.2375 | 12.2257 | 8.6845 | 106.1738 | 3.1382e-15 | 22.2816 | 0.18023 | 2.4079 | 217.8327 | 0.3778 | 27.1335 | 537.858 | 4.7935 | 76.4358 | 0.3496 | 19.6209 | 4.4879 | 4.7782 | 0.74148 | 35.4281 | 0.67341 | 191.6838 | 16.196 | 26.3483 | 1.9983 | 1.2467 | 508.6374 | 122.4579 | 120.7424 | 137.5561 | 135.7224 | 84.1125 | 623.7037 | 82.4099 | 121.1704
4428212 | VCUG | 3 | 00f_051004_345x211x716.dat | 0.0663;0.0663;0.0663 | 345;211;716 | (0.0769;67.0610;-7.5732) | 110 | 7.85 | 62 | 76.6025 | 60 | iodine | [138] | [30] | 0 | 5 | 60 | normal | none | 3.192 | 2.2674 | 7.2375 | 12.2257 | 8.6845 | 106.1738 | 2.506e-15 | 33.9347 | 0.3068 | 4.6505 | 287.9457 | 0.64805 | 44.8245 | 724.8624 | 7.7418 | 107.9532 | 0.62251 | 29.6549 | 7.3033 | 8.1968 | 1.3669 | 52.8333 | 1.1749 | 268.7717 | 25.2567 | 40.3273 | 3.5398 | 1.9662 | 687.8311 | 161.01 | 158.5537 | 177.4395 | 166.7129 | 93.2657 | 822.6679 | 109.8852 | 162.9626
4428212 | VCUG | 3 | 00f_051004_345x211x716.dat | 0.0663;0.0663;0.0663 | 345;211;716 | (0.0769;67.0610;-7.5732) | 110 | 9.9905 | 69 | 76.6025 | 60 | iodine | [138] | [30] | 0 | 5 | 60 | normal | none | 3.192 | 2.2674 | 7.2375 | 12.2257 | 8.6845 | 106.1738 | 2.4227e-15 | 37.4552 | 0.37637 | 6.6059 | 304.3197 | 0.84559 | 51.3893 | 763.6578 | 9.1283 | 114.3031 | 0.30754 | 32.8945 | 8.4964 | 8.8934 | 1.4679 | 58.2577 | 1.4339 | 289.5469 | 28.0949 | 45.1978 | 4.1471 | 2.4038 | 731.4621 | 170.5608 | 166.9589 | 185.6665 | 172.3849 | 94.1554 | 865.9411 | 116.2097 | 172.9149
4428212 | VCUG | 4 | 00f_051004_345x211x716.dat | 0.0663;0.0663;0.0663 | 345;211;716 | (0.0769;67.0610;-7.5732) | 60 | 2.5 | 38 | 76.6025 | 60 | iodine | [138] | [50] | 0 | 5 | 60 | normal | none | 3.192 | 2.2674 | 7.2375 | 12.2257 | 8.6845 | 106.1738 | 3.9214e-15 | 12.5021 | 0.068723 | 1.3587 | 162.7319 | 0.090271 | 16.7034 | 394.245 | 2.0724 | 50.8923 | 0.016742 | 11.1161 | 2.0321 | 2.2737 | 0.30433 | 21.2247 | 0.25188 | 128.6983 | 8.8047 | 15.1509 | 0.78589 | 0.44168 | 359.3342 | 91.8848 | 90.8474 | 106.9773 | 111.9882 | 77.1988 | 476.4602 | 61.7204 | 88.3353
4428212 | VCUG | 4 | 00f_051004_345x211x716.dat | 0.0663;0.0663;0.0663 | 345;211;716 | (0.0769;67.0610;-7.5732) | 60 | 5.7448 | 47 | 76.6025 | 60 | iodine | [138] | [50] | 0 | 5 | 60 | normal | none | 3.192 | 2.2674 | 7.2375 | 12.2257 | 8.6845 | 106.1738 | 2.5464e-15 | 28.2806 | 0.1844 | 3.6322 | 273.7538 | 0.57846 | 34.6711 | 679.4658 | 5.5922 | 102.5835 | 0.31151 | 25.338 | 5.3848 | 5.9476 | 0.7165 | 46.8777 | 0.66702 | 247.3991 | 20.9966 | 34.4614 | 2.2884 | 1.5698 | 644.5146 | 151.0546 | 151.2089 | 170.1939 | 163.4742 | 93.748 | 794.0977 | 104.2985 | 152.6204
4428212 | VCUG | 4 | 00f_051004_345x211x716.dat | 0.0663;0.0663;0.0663 | 345;211;716 | (0.0769;67.0610;-7.5732) | 60 | 6.3535 | 49 | 76.6025 | 60 | iodine | [138] | [50] | 0 | 5 | 60 | normal | none | 3.192 | 2.2674 | 7.2375 | 12.2257 | 8.6845 | 106.1738 | 2.4314e-15 | 31.1702 | 0.20472 | 4.4411 | 286.5892 | 0.58567 | 41.1411 | 719.8353 | 6.3655 | 109.9125 | 0.28967 | 27.6809 | 6.0599 | 6.866 | 0.88057 | 51.378 | 0.88493 | 262.6153 | 23.2476 | 37.9252 | 2.5645 | 1.5489 | 678.9945 | 158.3227 | 158.6905 | 177.3689 | 168.7509 | 95.4422 | 828.9499 | 109.7323 | 161.1111
4428212 | VCUG | 4 | 00f_051004_345x211x716.dat | 0.0663;0.0663;0.0663 | 345;211;716 | (0.0769;67.0610;-7.5732) | 80 | 2.9 | 44 | 76.6025 | 60 | iodine | [138] | [50] | 0 | 5 | 60 | normal | none | 3.192 | 2.2674 | 7.2375 | 12.2257 | 8.6845 | 106.1738 | 3.5109e-15 | 16.7066 | 0.11055 | 1.801 | 186.0813 | 0.31798 | 21.6532 | 459.229 | 3.1431 | 62.6594 | 0 | 14.8612 | 3.0374 | 3.2639 | 0.34715 | 27.6383 | 0.40335 | 154.941 | 12.1636 | 20.124 | 1.2835 | 0.77134 | 419.7518 | 104.8264 | 103.846 | 119.4972 | 121.7199 | 80.2302 | 539.2944 | 70.6033 | 102.507
4428212 | VCUG | 4 | 00f_051004_345x211x716.dat | 0.0663;0.0663;0.0663 | 345;211;716 | (0.0769;67.0610;-7.5732) | 80 | 7.702 | 57 | 76.6025 | 60 | iodine | [138] | [50] | 0 | 5 | 60 | normal | none | 3.192 | 2.2674 | 7.2375 | 12.2257 | 8.6845 | 106.1738 | 2.3466e-15 | 35.7547 | 0.29235 | 5.4219 | 298.2263 | 0.63437 | 46.1226 | 746.5353 | 7.788 | 115.462 | 0.21865 | 31.1403 | 7.4296 | 8.3931 | 1.2166 | 56.4568 | 1.1285 | 279.9571 | 26.6687 | 43.3398 | 3.4618 | 2.0593 | 717.0029 | 166.7929 | 166.1154 | 185.0215 | 172.1236 | 95.6793 | 858.7841 | 114.758 | 169.015
4428212 | VCUG | 4 | 00f_051004_345x211x716.dat | 0.0663;0.0663;0.0663 | 345;211;716 | (0.0769;67.0610;-7.5732) | 80 | 8.502 | 60 | 76.6025 | 60 | iodine | [138] | [50] | 0 | 5 | 60 | normal | none | 3.192 | 2.2674 | 7.2375 | 12.2257 | 8.6845 | 106.1738 | 2.2884e-15 | 37.4884 | 0.32074 | 5.3273 | 305.5737 | 0.80156 | 48.7018 | 763.0602 | 8.4399 | 119.3707 | 0.5797 | 32.9184 | 8.02 | 8.4722 | 1.3276 | 59.0976 | 1.2968 | 289.934 | 28.0784 | 45.0879 | 3.67 | 2.1741 | 737.0597 | 171.8681 | 170.9665 | 189.1013 | 175.024 | 96.3418 | 880.6961 | 117.9225 | 173.415
4428212 | VCUG | 4 | 00f_051004_345x211x716.dat | 0.0663;0.0663;0.0663 | 345;211;716 | (0.0769;67.0610;-7.5732) | 110 | 3.9 | 52 | 76.6025 | 60 | iodine | [138] | [50] | 0 | 5 | 60 | normal | none | 3.192 | 2.2674 | 7.2375 | 12.2257 | 8.6845 | 106.1738 | 3.1382e-15 | 22.2848 | 0.18043 | 2.393 | 217.7307 | 0.39752 | 27.2138 | 535.9461 | 4.7677 | 76.3753 | 0.3496 | 19.5763 | 4.4777 | 4.7623 | 0.73517 | 35.3261 | 0.6635 | 191.3046 | 16.1663 | 26.2476 | 1.9953 | 1.2136 | 502.3599 | 122.4261 | 120.7123 | 137.5591 | 135.54 | 83.9241 | 627.9419 | 82.7151 | 120.7658
4428212 | VCUG | 4 | 00f_051004_345x211x716.dat | 0.0663;0.0663;0.0663 | 345;211;716 | (0.0769;67.0610;-7.5732) | 110 | 7.85 | 62 | 76.6025 | 60 | iodine | [138] | [50] | 0 | 5 | 60 | normal | none | 3.192 | 2.2674 | 7.2375 | 12.2257 | 8.6845 | 106.1738 | 2.506e-15 | 33.8437 | 0.3059 | 4.5982 | 287.8579 | 0.63097 | 45.2356 | 725.6604 | 7.7267 | 107.8495 | 0.62251 | 29.5815 | 7.277 | 8.2187 | 1.3551 | 52.7535 | 1.1694 | 268.4964 | 25.1449 | 40.3593 | 3.5259 | 2.0046 | 686.235 | 160.9573 | 158.5025 | 177.4772 | 166.5018 | 93.0263 | 828.893 | 110.3571 | 162.9933
4428212 | VCUG | 4 | 00f_051004_345x211x716.dat | 0.0663;0.0663;0.0663 | 345;211;716 | (0.0769;67.0610;-7.5732) | 110 | 9.9905 | 69 | 76.6025 | 60 | iodine | [138] | [50] | 0 | 5 | 60 | normal | none | 3.192 | 2.2674 | 7.2375 | 12.2257 | 8.6845 | 106.1738 | 2.4227e-15 | 37.3095 | 0.37573 | 6.6253 | 304.0515 | 0.79358 | 51.6246 | 767.579 | 9.1209 | 114.1999 | 0.30754 | 32.8347 | 8.4737 | 8.9211 | 1.4649 | 58.2082 | 1.4409 | 289.4313 | 28.009 | 45.1277 | 4.12 | 2.4455 | 730.7191 | 170.4985 | 166.8987 | 185.5576 | 172.181 | 93.9285 | 872.9994 | 116.7149 | 173.2086
4428212 | VCUG | 5 | 00f_051004_345x211x716.dat | 0.0663;0.0663;0.0663 | 345;211;716 | (-0.7309;68.4855;-5.9997) | 60 | 2.5 | 38 | 77.7048 | 60 | iodine | [138] | [50] | 0 | 5 | 60 | normal | none | 4.3884 | 3.1382 | 13.772 | 17.0501 | 12.1929 | 207.8889 | 2.0933e-15 | 51.5882 | 0.17526 | 3.2602 | 332.2301 | 0.35881 | 58.6154 | 370.5092 | 7.5049 | 435.9989 | 0.03748 | 52.7729 | 7.0802 | 9.4635 | 0.87092 | 118.9791 | 0.70725 | 376.9918 | 42.0583 | 73.0136 | 2.558 | 1.2037 | 319.9768 | 109.2096 | 102.4679 | 356.0033 | 147.9274 | 182.8112 | 393.0907 | 121.7937 | 125.4295
4428212 | VCUG | 5 | 00f_051004_345x211x716.dat | 0.0663;0.0663;0.0663 | 345;211;716 | (-0.7309;68.4855;-5.9997) | 60 | 5.7448 | 47 | 77.7048 | 60 | iodine | [138] | [50] | 0 | 5 | 60 | normal | none | 4.3884 | 3.1382 | 13.772 | 17.0501 | 12.1929 | 207.8889 | 1.3593e-15 | 103.8246 | 0.45197 | 10.3442 | 527.973 | 1.6185 | 125.5341 | 696.161 | 18.3674 | 665.1674 | 0.79864 | 103.6112 | 17.2455 | 19.6997 | 2.2627 | 213.2108 | 2.1676 | 634.6666 | 83.6305 | 141.1081 | 7.2088 | 4.047 | 609.242 | 187.398 | 179.4548 | 507.4104 | 218.9007 | 213.644 | 718.3119 | 200.2412 | 219.2313
4428212 | VCUG | 5 | 00f_051004_345x211x716.dat | 0.0663;0.0663;0.0663 | 345;211;716 | (-0.7309;68.4855;-5.9997) | 60 | 6.3535 | 49 | 77.7048 | 60 | iodine | [138] | [50] | 0 | 5 | 60 | normal | none | 4.3884 | 3.1382 | 13.772 | 17.0501 | 12.1929 | 207.8889 | 1.2979e-15 | 112.2094 | 0.53047 | 12.2418 | 550.8075 | 1.9517 | 129.7912 | 730.4396 | 20.5758 | 689.0738 | 1.0367 | 110.9535 | 19.2206 | 21.5767 | 2.6416 | 223.5713 | 2.3517 | 663.9107 | 89.0649 | 150.1467 | 8.2293 | 4.4277 | 648.3628 | 197.6727 | 189.7381 | 523.6109 | 226.4474 | 216.3541 | 759.509 | 209.3184 | 230.6667
4428212 | VCUG | 5 | 00f_051004_345x211x716.dat | 0.0663;0.0663;0.0663 | 345;211;716 | (-0.7309;68.4855;-5.9997) | 80 | 2.9 | 44 | 77.7048 | 60 | iodine | [138] | [50] | 0 | 5 | 60 | normal | none | 4.3884 | 3.1382 | 13.772 | 17.0501 | 12.1929 | 207.8889 | 1.8742e-15 | 64.4799 | 0.28483 | 6.543 | 371.369 | 0.72046 | 74.1746 | 435.3794 | 10.7559 | 477.9356 | 1.373 | 64.8694 | 9.9465 | 11.4031 | 1.1384 | 138.4784 | 1.2822 | 430.3693 | 51.2318 | 88.159 | 4.0949 | 2.5655 | 387.3703 | 127.0279 | 119.8434 | 385.28 | 161.5922 | 187.4378 | 462.9748 | 137.9807 | 145.4903
4428212 | VCUG | 5 | 00f_051004_345x211x716.dat | 0.0663;0.0663;0.0663 | 345;211;716 | (-0.7309;68.4855;-5.9997) | 80 | 7.702 | 57 | 77.7048 | 60 | iodine | [138] | [50] | 0 | 5 | 60 | normal | none | 4.3884 | 3.1382 | 13.772 | 17.0501 | 12.1929 | 207.8889 | 1.2527e-15 | 121.9312 | 0.72556 | 12.9762 | 568.9828 | 1.7004 | 148.0353 | 762.441 | 24.1236 | 698.9767 | 1.283 | 119.9993 | 22.3402 | 26.2255 | 3.4164 | 231.0178 | 3.1541 | 689.8203 | 92.9212 | 160.1135 | 10.2046 | 4.9323 | 687.8565 | 210.7223 | 201.2518 | 535.8658 | 231.7216 | 214.954 | 805.2374 | 218.4736 | 241.9897
4428212 | VCUG | 5 | 00f_051004_345x211x716.dat | 0.0663;0.0663;0.0663 | 345;211;716 | (-0.7309;68.4855;-5.9997) | 80 | 8.502 | 60 | 77.7048 | 60 | iodine | [138] | [50] | 0 | 5 | 60 | normal | none | 4.3884 | 3.1382 | 13.772 | 17.0501 | 12.1929 | 207.8889 | 1.2217e-15 | 127.231 | 0.8186 | 15.1508 | 582.5256 | 2.1061 | 158.2612 | 794.3672 | 25.5854 | 709.7157 | 0.62594 | 125.3484 | 23.6201 | 27.8355 | 3.7514 | 235.9143 | 3.3734 | 708.3897 | 96.7165 | 166.6101 | 10.9485 | 5.6187 | 713.5382 | 218.0961 | 208.1889 | 544.5052 | 235.9188 | 215.8124 | 833.9918 | 224.4516 | 250.3795
4428212 | VCUG | 5 | 00f_051004_345x211x716.dat | 0.0663;0.0663;0.0663 | 345;211;716 | (-0.7309;68.4855;-5.9997) | 110 | 3.9 | 52 | 77.7048 | 60 | iodine | [138] | [50] | 0 | 5 | 60 | normal | none | 4.3884 | 3.1382 | 13.772 | 17.0501 | 12.1929 | 207.8889 | 1.6754e-15 | 79.3921 | 0.45408 | 8.6549 | 427.4972 | 1.2493 | 93.9561 | 537.247 | 14.8058 | 535.7488 | 0.67627 | 80.6217 | 13.7016 | 16.0306 | 1.9769 | 160.5987 | 1.9117 | 501.6904 | 62.5539 | 107.4637 | 6.1844 | 3.2475 | 472.5503 | 151.1618 | 142.2598 | 427.0291 | 180.8255 | 194.1298 | 566.6437 | 160.4377 | 173.5353
4428212 | VCUG | 5 | 00f_051004_345x211x716.dat | 0.0663;0.0663;0.0663 | 345;211;716 | (-0.7309;68.4855;-5.9997) | 110 | 7.85 | 62 | 77.7048 | 60 | iodine | [138] | [50] | 0 | 5 | 60 | normal | none | 4.3884 | 3.1382 | 13.772 | 17.0501 | 12.1929 | 207.8889 | 1.3379e-15 | 114.252 | 0.76993 | 14.4441 | 549.136 | 1.9799 | 138.1024 | 736.8677 | 23.1695 | 668.0071 | 2.1444 | 114.7827 | 21.5342 | 24.7877 | 3.5748 | 213.4134 | 3.2237 | 663.2983 | 87.2474 | 149.8221 | 9.7547 | 5.381 | 660.4581 | 203.4574 | 191.9053 | 518.5119 | 224.0208 | 209.6882 | 774.0374 | 208.8917 | 232.8959
4428212 | VCUG | 5 | 00f_051004_345x211x716.dat | 0.0663;0.0663;0.0663 | 345;211;716 | (-0.7309;68.4855;-5.9997) | 110 | 9.9905 | 69 | 77.7048 | 60 | iodine | [138] | [50] | 0 | 5 | 60 | normal | none | 4.3884 | 3.1382 | 13.772 | 17.0501 | 12.1929 | 207.8889 | 1.2935e-15 | 122.866 | 0.9512 | 14.2688 | 575.5134 | 2.131 | 154.8329 | 799.2898 | 26.039 | 688.6927 | 3.6725 | 124.4817 | 24.2214 | 26.7556 | 4.0168 | 220.831 | 3.898 | 700.5054 | 92.6075 | 159.1313 | 11.4849 | 7.0127 | 713.0834 | 217.581 | 204.1886 | 536.3594 | 232.2995 | 210.9928 | 830.5224 | 219.9202 | 248.2732
4428212 | VCUG | 6 | 00f_051004_345x211x716.dat | 0.0663;0.0663;0.0663 | 345;211;716 | (0.8757;68.3448;-5.9918) | 60 | 2.5 | 38 | 77.7048 | 60 | iodine | [138] | [50] | 0 | 5 | 60 | normal | none | 4.4039 | 3.1379 | 13.8191 | 17.1101 | 12.1916 | 208.6007 | 2.0838e-15 | 54.2314 | 0.17692 | 4.4838 | 307.8247 | 0.26896 | 77.1121 | 372.7526 | 6.9842 | 473.1438 | 0.014583 | 98.1309 | 6.9636 | 7.8278 | 0.97987 | 85.1693 | 0.68369 | 317.1824 | 31.5028 | 60.8442 | 2.532 | 1.268 | 323.8959 | 109.4035 | 102.7381 | 362.018 | 148.9318 | 182.5778 | 395.3503 | 124.2168 | 123.5753
4428212 | VCUG | 6 | 00f_051004_345x211x716.dat | 0.0663;0.0663;0.0663 | 345;211;716 | (0.8757;68.3448;-5.9918) | 60 | 5.7448 | 47 | 77.7048 | 60 | iodine | [138] | [50] | 0 | 5 | 60 | normal | none | 4.4039 | 3.1379 | 13.8191 | 17.1101 | 12.1916 | 208.6007 | 1.3532e-15 | 106.2752 | 0.4523 | 9.8789 | 505.3708 | 1.5412 | 147.5704 | 700.1336 | 18.1468 | 710.0214 | 1.2397 | 156.431 | 16.9526 | 19.3832 | 2.2305 | 167.9372 | 2.0619 | 557.5219 | 67.6227 | 124.7945 | 6.9996 | 4.2784 | 611.7273 | 187.8595 | 180.0582 | 514.0774 | 220.4558 | 213.5649 | 727.8238 | 203.3849 | 217.4338
4428212 | VCUG | 6 | 00f_051004_345x211x716.dat | 0.0663;0.0663;0.0663 | 345;211;716 | (0.8757;68.3448;-5.9918) | 60 | 6.3535 | 49 | 77.7048 | 60 | iodine | [138] | [50] | 0 | 5 | 60 | normal | none | 4.4039 | 3.1379 | 13.8191 | 17.1101 | 12.1916 | 208.6007 | 1.292e-15 | 114.5262 | 0.53445 | 10.9813 | 528.4523 | 1.3264 | 154.9978 | 745.0901 | 20.0818 | 734.5871 | 1.2951 | 163.5039 | 18.7141 | 21.9788 | 2.9808 | 178.3334 | 2.5104 | 588.0877 | 73.0864 | 134.4486 | 7.8699 | 4.1966 | 648.5822 | 198.1454 | 190.3657 | 529.4812 | 227.9601 | 216.4351 | 770.2523 | 212.7463 | 229.6547
4428212 | VCUG | 6 | 00f_051004_345x211x716.dat | 0.0663;0.0663;0.0663 | 345;211;716 | (0.8757;68.3448;-5.9918) | 80 | 2.9 | 44 | 77.7048 | 60 | iodine | [138] | [50] | 0 | 5 | 60 | normal | none | 4.4039 | 3.1379 | 13.8191 | 17.1101 | 12.1916 | 208.6007 | 1.8657e-15 | 66.3277 | 0.28314 | 6.6183 | 348.1416 | 0.67818 | 93.4109 | 451.495 | 10.4109 | 516.0218 | 0.086036 | 110.1925 | 9.8878 | 11.5467 | 1.2536 | 102.8227 | 1.2718 | 368.4768 | 40.0684 | 76.5489 | 4.1553 | 2.1166 | 385.7729 | 127.3065 | 120.211 | 391.1529 | 162.6623 | 187.3757 | 470.6831 | 140.908 | 144.7255
4428212 | VCUG | 6 | 00f_051004_345x211x716.dat | 0.0663;0.0663;0.0663 | 345;211;716 | (0.8757;68.3448;-5.9918) | 80 | 7.702 | 57 | 77.7048 | 60 | iodine | [138] | [50] | 0 | 5 | 60 | normal | none | 4.4039 | 3.1379 | 13.8191 | 17.1101 | 12.1916 | 208.6007 | 1.247e-15 | 121.6623 | 0.72854 | 12.7966 | 546.4898 | 2.2005 | 172 | 769.6856 | 23.8617 | 742.139 | 1.1644 | 168.1186 | 22.2378 | 25.3629 | 3.52 | 188.2794 | 3.1795 | 617.1086 | 79.9798 | 144.71 | 9.9922 | 5.7837 | 689.1629 | 211.2508 | 201.9328 | 540.6962 | 233.0515 | 215.0543 | 815.332 | 221.5614 | 240.4065
4428212 | VCUG | 6 | 00f_051004_345x211x716.dat | 0.0663;0.0663;0.0663 | 345;211;716 | (0.8757;68.3448;-5.9918) | 80 | 8.502 | 60 | 77.7048 | 60 | iodine | [138] | [50] | 0 | 5 | 60 | normal | none | 4.4039 | 3.1379 | 13.8191 | 17.1101 | 12.1916 | 208.6007 | 1.2161e-15 | 127.8981 | 0.8147 | 16.3544 | 561.3405 | 1.9424 | 173.9953 | 799.8604 | 25.4415 | 752.2913 | 2.3644 | 172.1534 | 23.7788 | 26.5442 | 3.8644 | 195.054 | 3.3447 | 637.9691 | 83.7414 | 150.256 | 10.7061 | 6.9842 | 720.436 | 218.6424 | 208.8874 | 549.2877 | 237.267 | 215.5988 | 843.0057 | 226.8646 | 248.9884
4428212 | VCUG | 6 | 00f_051004_345x211x716.dat | 0.0663;0.0663;0.0663 | 345;211;716 | (0.8757;68.3448;-5.9918) | 110 | 3.9 | 52 | 77.7048 | 60 | iodine | [138] | [50] | 0 | 5 | 60 | normal | none | 4.4039 | 3.1379 | 13.8191 | 17.1101 | 12.1916 | 208.6007 | 1.6677e-15 | 81.3804 | 0.45081 | 8.0313 | 405.5228 | 1.4039 | 113.9457 | 549.7074 | 14.2949 | 573.4103 | 1.3595 | 125.2486 | 13.4741 | 15.4288 | 2.1926 | 125.9321 | 1.7168 | 439.8151 | 51.2693 | 95.6214 | 6.0729 | 3.5078 | 478.0648 | 151.5625 | 142.7463 | 433.5522 | 181.9078 | 193.7395 | 568.3975 | 163.0249 | 172.7215
4428212 | VCUG | 6 | 00f_051004_345x211x716.dat | 0.0663;0.0663;0.0663 | 345;211;716 | (0.8757;68.3448;-5.9918) | 110 | 7.85 | 62 | 77.7048 | 60 | iodine | [138] | [50] | 0 | 5 | 60 | normal | none | 4.4039 | 3.1379 | 13.8191 | 17.1101 | 12.1916 | 208.6007 | 1.3318e-15 | 115.3258 | 0.77692 | 11.4688 | 528.5433 | 1.7604 | 157.5396 | 743.359 | 22.8241 | 710.1106 | 0.59331 | 159.5894 | 21.3637 | 24.205 | 3.3342 | 178.1208 | 3.0485 | 596.1739 | 75.6274 | 137.7016 | 9.8679 | 6.3006 | 665.5241 | 203.9558 | 192.5426 | 524.4803 | 225.3965 | 209.9712 | 783.6055 | 212.1793 | 231.5824
4428212 | VCUG | 6 | 00f_051004_345x211x716.dat | 0.0663;0.0663;0.0663 | 345;211;716 | (0.8757;68.3448;-5.9918) | 110 | 9.9905 | 69 | 77.7048 | 60 | iodine | [138] | [50] | 0 | 5 | 60 | normal | none | 4.4039 | 3.1379 | 13.8191 | 17.1101 | 12.1916 | 208.6007 | 1.2876e-15 | 123.7097 | 0.95502 | 13.9382 | 556.9851 | 2.37 | 169.9659 | 812.4349 | 25.9084 | 727.4558 | 3.4398 | 165.7877 | 24.0787 | 27.2691 | 4.1727 | 191.6262 | 3.867 | 632.0077 | 82.9754 | 148.1038 | 11.6161 | 7.1247 | 714.1754 | 218.0436 | 204.7857 | 543.1432 | 233.7029 | 210.9201 | 839.9277 | 223.326 | 247.9114
4428212 | VCUG | 7 | 00f_051004_345x211x716.dat | 0.0663;0.0663;0.0663 | 345;211;716 | (0.0769;67.0610;-7.5732) | 60 | 2.5 | 38 | 76.6025 | 60 | iodine | [138] | [70] | 0 | 5 | 60 | normal | none | 3.192 | 2.2674 | 7.2375 | 12.2257 | 8.6845 | 106.1738 | 3.9214e-15 | 12.5279 | 0.068536 | 1.3606 | 162.6937 | 0.091599 | 16.5596 | 395.1886 | 2.0815 | 50.8617 | 0.016742 | 11.0988 | 2.0245 | 2.2728 | 0.29046 | 21.2413 | 0.25443 | 128.3693 | 8.7767 | 15.0818 | 0.7816 | 0.44168 | 349.1338 | 91.8754 | 90.8381 | 106.9052 | 111.8556 | 77.0735 | 477.6332 | 61.7842 | 87.9937
4428212 | VCUG | 7 | 00f_051004_345x211x716.dat | 0.0663;0.0663;0.0663 | 345;211;716 | (0.0769;67.0610;-7.5732) | 60 | 5.7448 | 47 | 76.6025 | 60 | iodine | [138] | [70] | 0 | 5 | 60 | normal | none | 3.192 | 2.2674 | 7.2375 | 12.2257 | 8.6845 | 106.1738 | 2.5464e-15 | 28.2495 | 0.18413 | 3.6957 | 273.7342 | 0.57681 | 34.659 | 681.4293 | 5.5926 | 102.4932 | 0.31151 | 25.2924 | 5.3782 | 5.9103 | 0.70464 | 46.6814 | 0.65315 | 247.0299 | 20.9758 | 34.3821 | 2.2889 | 1.5569 | 631.1233 | 151.0272 | 151.182 | 170.1236 | 163.2086 | 93.519 | 797.5928 | 104.5122 | 152.2526
4428212 | VCUG | 7 | 00f_051004_345x211x716.dat | 0.0663;0.0663;0.0663 | 345;211;716 | (0.0769;67.0610;-7.5732) | 60 | 6.3535 | 49 | 76.6025 | 60 | iodine | [138] | [70] | 0 | 5 | 60 | normal | none | 3.192 | 2.2674 | 7.2375 | 12.2257 | 8.6845 | 106.1738 | 2.4314e-15 | 31.1974 | 0.20395 | 4.5336 | 286.3918 | 0.53944 | 40.9054 | 722.0563 | 6.3453 | 109.822 | 0.28967 | 27.6361 | 6.0661 | 6.8434 | 0.876 | 51.2176 | 0.88098 | 262.2739 | 23.1715 | 37.9088 | 2.5596 | 1.5565 | 668.6712 | 158.2875 | 158.6547 | 177.2098 | 168.4799 | 95.1647 | 832.6926 | 109.9406 | 160.8772
4428212 | VCUG | 7 | 00f_051004_345x211x716.dat | 0.0663;0.0663;0.0663 | 345;211;716 | (0.0769;67.0610;-7.5732) | 80 | 2.9 | 44 | 76.6025 | 60 | iodine | [138] | [70] | 0 | 5 | 60 | normal | none | 3.192 | 2.2674 | 7.2375 | 12.2257 | 8.6845 | 106.1738 | 3.5109e-15 | 16.6924 | 0.11035 | 1.7831 | 185.8876 | 0.28333 | 21.6586 | 459.2575 | 3.1243 | 62.5939 | 0 | 14.8336 | 3.0346 | 3.2325 | 0.34567 | 27.5483 | 0.39771 | 154.7132 | 12.1351 | 20.038 | 1.2788 | 0.77322 | 411.8051 | 104.8024 | 103.8235 | 119.4488 | 121.5519 | 80.0926 | 540.9464 | 70.6914 | 102.1591
4428212 | VCUG | 7 | 00f_051004_345x211x716.dat | 0.0663;0.0663;0.0663 | 345;211;716 | (0.0769;67.0610;-7.5732) | 80 | 7.702 | 57 | 76.6025 | 60 | iodine | [138] | [70] | 0 | 5 | 60 | normal | none | 3.192 | 2.2674 | 7.2375 | 12.2257 | 8.6845 | 106.1738 | 2.3466e-15 | 35.8135 | 0.2917 | 5.4445 | 298.1496 | 0.63395 | 45.6368 | 747.8564 | 7.762 | 115.3171 | 0.21865 | 31.073 | 7.4219 | 8.3377 | 1.1961 | 56.3332 | 1.1278 | 279.6546 | 26.6636 | 43.1779 | 3.45 | 2.0891 | 705.8803 | 166.7426 | 166.0684 | 184.9492 | 171.8612 | 95.4663 | 862.0655 | 114.9223 | 168.6563
4428212 | VCUG | 7 | 00f_051004_345x211x716.dat | 0.0663;0.0663;0.0663 | 345;211;716 | (0.0769;67.0610;-7.5732) | 80 | 8.502 | 60 | 76.6025 | 60 | iodine | [138] | [70] | 0 | 5 | 60 | normal | none | 3.192 | 2.2674 | 7.2375 | 12.2257 | 8.6845 | 106.1738 | 2.2884e-15 | 37.4543 | 0.32123 | 5.1276 | 305.4207 | 0.75668 | 48.5357 | 764.0653 | 8.4124 | 119.1959 | 0.5797 | 32.8703 | 7.9911 | 8.4434 | 1.3637 | 58.9796 | 1.2946 | 289.5539 | 28.0587 | 45.0748 | 3.6655 | 2.1744 | 729.4999 | 171.8073 | 170.9068 | 189.126 | 174.7399 | 96.1015 | 885.1096 | 118.1953 | 173.165
4428212 | VCUG | 7 | 00f_051004_345x211x716.dat | 0.0663;0.0663;0.0663 | 345;211;716 | (0.0769;67.0610;-7.5732) | 110 | 3.9 | 52 | 76.6025 | 60 | iodine | [138] | [70] | 0 | 5 | 60 | normal | none | 3.192 | 2.2674 | 7.2375 | 12.2257 | 8.6845 | 106.1738 | 3.1382e-15 | 22.2584 | 0.1803 | 2.4324 | 217.6797 | 0.3778 | 27.007 | 536.7746 | 4.7664 | 76.3115 | 0.3496 | 19.5418 | 4.4691 | 4.7257 | 0.73214 | 35.205 | 0.66475 | 191.1835 | 16.1526 | 26.1973 | 2.0008 | 1.1954 | 495.1901 | 122.3957 | 120.6812 | 137.4389 | 135.3632 | 83.7781 | 629.2802 | 82.7573 | 120.5329
4428212 | VCUG | 7 | 00f_051004_345x211x716.dat | 0.0663;0.0663;0.0663 | 345;211;716 | (0.0769;67.0610;-7.5732) | 110 | 7.85 | 62 | 76.6025 | 60 | iodine | [138] | [70] | 0 | 5 | 60 | normal | none | 3.192 | 2.2674 | 7.2375 | 12.2257 | 8.6845 | 106.1738 | 2.506e-15 | 33.866 | 0.30587 | 4.583 | 287.6544 | 0.63264 | 44.4455 | 725.7403 | 7.6979 | 107.7098 | 0.62251 | 29.528 | 7.2478 | 8.1066 | 1.3334 | 52.6099 | 1.1618 | 268.217 | 25.1118 | 40.3034 | 3.5156 | 1.9896 | 680.369 | 160.9165 | 158.4625 | 177.4433 | 166.2493 | 92.8502 | 832.5243 | 110.5205 | 162.7338
4428212 | VCUG | 7 | 00f_051004_345x211x716.dat | 0.0663;0.0663;0.0663 | 345;211;716 | (0.0769;67.0610;-7.5732) | 110 | 9.9905 | 69 | 76.6025 | 60 | iodine | [138] | [70] | 0 | 5 | 60 | normal | none | 3.192 | 2.2674 | 7.2375 | 12.2257 | 8.6845 | 106.1738 | 2.4227e-15 | 37.2715 | 0.37446 | 6.3661 | 304.0762 | 0.80072 | 51.1664 | 770.3033 | 9.0945 | 114.0719 | 0.30754 | 32.7633 | 8.4518 | 8.9719 | 1.4588 | 58.1463 | 1.408 | 289.2992 | 28.0194 | 44.9708 | 4.1174 | 2.472 | 728.0774 | 170.4364 | 166.8385 | 185.4213 | 171.9698 | 93.7188 | 876.0126 | 116.8695 | 173.2795
4428212 | VCUG | 8 | 00f_051004_345x211x716.dat | 0.0663;0.0663;0.0663 | 345;211;716 | (0.0769;67.0610;-7.5732) | 60 | 2.5 | 38 | 76.6025 | 60 | iodine | [138] | [100] | 0 | 5 | 60 | normal | none | 3.192 | 2.2674 | 7.2375 | 12.2257 | 8.6845 | 106.1738 | 3.9214e-15 | 12.5215 | 0.06871 | 1.363 | 162.5075 | 0.090271 | 16.5932 | 394.1175 | 2.071 | 50.8362 | 0.016742 | 11.0832 | 2.021 | 2.2687 | 0.29647 | 21.1758 | 0.25204 | 127.9511 | 8.7581 | 15.0785 | 0.78428 | 0.44168 | 339.367 | 91.86 | 90.8235 | 106.8884 | 111.6831 | 76.9312 | 478.4493 | 61.8268 | 87.4954
4428212 | VCUG | 8 | 00f_051004_345x211x716.dat | 0.0663;0.0663;0.0663 | 345;211;716 | (0.0769;67.0610;-7.5732) | 60 | 5.7448 | 47 | 76.6025 | 60 | iodine | [138] | [100] | 0 | 5 | 60 | normal | none | 3.192 | 2.2674 | 7.2375 | 12.2257 | 8.6845 | 106.1738 | 2.5464e-15 | 28.2499 | 0.18317 | 3.626 | 273.5103 | 0.57642 | 34.2411 | 681.3115 | 5.5788 | 102.4422 | 0.31151 | 25.2418 | 5.3554 | 5.926 | 0.70495 | 46.6146 | 0.64522 | 246.2838 | 20.9063 | 34.2631 | 2.288 | 1.569 | 615.9254 | 150.9876 | 151.1438 | 169.9755 | 162.8784 | 93.2312 | 800.4203 | 104.6517 | 151.5907
4428212 | VCUG | 8 | 00f_051004_345x211x716.dat | 0.0663;0.0663;0.0663 | 345;211;716 | (0.0769;67.0610;-7.5732) | 60 | 6.3535 | 49 | 76.6025 | 60 | iodine | [138] | [100] | 0 | 5 | 60 | normal | none | 3.192 | 2.2674 | 7.2375 | 12.2257 | 8.6845 | 106.1738 | 2.4314e-15 | 31.1143 | 0.20289 | 4.6064 | 286.2273 | 0.54142 | 40.9194 | 721.0692 | 6.3268 | 109.6821 | 0.28967 | 27.5682 | 6.0435 | 6.8138 | 0.89883 | 51.0737 | 0.87394 | 261.6487 | 23.1612 | 37.7763 | 2.5515 | 1.5487 | 652.0963 | 158.2479 | 158.6164 | 177.2137 | 168.1161 | 94.9488 | 836.1474 | 110.1493 | 160.1191
4428212 | VCUG | 8 | 00f_051004_345x211x716.dat | 0.0663;0.0663;0.0663 | 345;211;716 | (0.0769;67.0610;-7.5732) | 80 | 2.9 | 44 | 76.6025 | 60 | iodine | [138] | [100] | 0 | 5 | 60 | normal | none | 3.192 | 2.2674 | 7.2375 | 12.2257 | 8.6845 | 106.1738 | 3.5109e-15 | 16.6673 | 0.10995 | 1.8447 | 185.7851 | 0.28129 | 21.5339 | 459.4284 | 3.12 | 62.5683 | 0 | 14.8017 | 3.0277 | 3.2277 | 0.35649 | 27.4831 | 0.39261 | 154.2546 | 12.1095 | 20.0155 | 1.2805 | 0.79538 | 400.298 | 104.7798 | 103.7999 | 119.4166 | 121.3593 | 79.9336 | 541.8578 | 70.7257 | 101.703
4428212 | VCUG | 8 | 00f_051004_345x211x716.dat | 0.0663;0.0663;0.0663 | 345;211;716 | (0.0769;67.0610;-7.5732) | 80 | 7.702 | 57 | 76.6025 | 60 | iodine | [138] | [100] | 0 | 5 | 60 | normal | none | 3.192 | 2.2674 | 7.2375 | 12.2257 | 8.6845 | 106.1738 | 2.3466e-15 | 35.6281 | 0.28955 | 5.5741 | 297.8471 | 0.63625 | 45.4535 | 747.0041 | 7.7551 | 115.1637 | 0.21865 | 30.9843 | 7.4027 | 8.2704 | 1.1994 | 56.1585 | 1.1276 | 279.173 | 26.5856 | 43.1182 | 3.434 | 2.0588 | 689.8569 | 166.6744 | 166.0032 | 184.8929 | 171.4992 | 95.2178 | 865.0912 | 115.063 | 167.9151
4428212 | VCUG | 8 | 00f_051004_345x211x716.dat | 0.0663;0.0663;0.0663 | 345;211;716 | (0.0769;67.0610;-7.5732) | 80 | 8.502 | 60 | 76.6025 | 60 | iodine | [138] | [100] | 0 | 5 | 60 | normal | none | 3.192 | 2.2674 | 7.2375 | 12.2257 | 8.6845 | 106.1738 | 2.2884e-15 | 37.3839 | 0.31847 | 5.1852 | 305.1629 | 0.75773 | 48.6581 | 761.9677 | 8.3905 | 119.0037 | 0.5797 | 32.7912 | 7.9741 | 8.4897 | 1.3116 | 58.949 | 1.2874 | 288.8285 | 28.0163 | 44.9831 | 3.6323 | 2.1793 | 712.676 | 171.7379 | 170.8408 | 189.0395 | 174.3762 | 95.8613 | 887.6441 | 118.338 | 172.2917
4428212 | VCUG | 8 | 00f_051004_345x211x716.dat | 0.0663;0.0663;0.0663 | 345;211;716 | (0.0769;67.0610;-7.5732) | 110 | 3.9 | 52 | 76.6025 | 60 | iodine | [138] | [100] | 0 | 5 | 60 | normal | none | 3.192 | 2.2674 | 7.2375 | 12.2257 | 8.6845 | 106.1738 | 3.1382e-15 | 22.2256 | 0.18002 | 2.3758 | 217.4248 | 0.37837 | 27.0012 | 536.8065 | 4.7531 | 76.1936 | 0.3496 | 19.4991 | 4.4561 | 4.7343 | 0.73912 | 35.119 | 0.66739 | 190.645 | 16.1045 | 26.174 | 1.9933 | 1.2078 | 482.8263 | 122.3545 | 120.6416 | 137.499 | 135.1311 | 83.6029 | 629.8219 | 82.7668 | 119.9924
4428212 | VCUG | 8 | 00f_051004_345x211x716.dat | 0.0663;0.0663;0.0663 | 345;211;716 | (0.0769;67.0610;-7.5732) | 110 | 7.85 | 62 | 76.6025 | 60 | iodine | [138] | [100] | 0 | 5 | 60 | normal | none | 3.192 | 2.2674 | 7.2375 | 12.2257 | 8.6845 | 106.1738 | 2.506e-15 | 33.7663 | 0.30503 | 4.7861 | 287.431 | 0.62813 | 44.7886 | 727.3763 | 7.684 | 107.5941 | 0.62251 | 29.4554 | 7.2371 | 8.1497 | 1.3534 | 52.5341 | 1.1583 | 267.5666 | 25.0436 | 40.1677 | 3.4925 | 1.9581 | 666.8015 | 160.8504 | 158.3994 | 177.3492 | 165.9483 | 92.6142 | 834.0805 | 110.6151 | 162.3
4428212 | VCUG | 8 | 00f_051004_345x211x716.dat | 0.0663;0.0663;0.0663 | 345;211;716 | (0.0769;67.0610;-7.5732) | 110 | 9.9905 | 69 | 76.6025 | 60 | iodine | [138] | [100] | 0 | 5 | 60 | normal | none | 3.192 | 2.2674 | 7.2375 | 12.2257 | 8.6845 | 106.1738 | 2.4227e-15 | 37.172 | 0.37408 | 6.3071 | 303.6593 | 0.80167 | 50.9394 | 769.3952 | 9.0866 | 113.9192 | 0.30754 | 32.6861 | 8.4184 | 8.8555 | 1.4811 | 57.8409 | 1.4053 | 288.6801 | 27.9025 | 44.8181 | 4.0899 | 2.4091 | 714.7038 | 170.3657 | 166.7675 | 185.4058 | 171.6334 | 93.5297 | 877.2922 | 116.8707 | 172.5713
4428212 | VCUG | 9 | 00f_051004_345x211x716.dat | 0.0663;0.0663;0.0663 | 345;211;716 | (-0.7309;68.4855;-5.9997) | 60 | 2.5 | 38 | 77.7048 | 60 | iodine | [138] | [100] | 1 | 5 | 60 | normal | none | 4.3884 | 3.1382 | 13.772 | 17.0501 | 12.1929 | 207.8889 | 2.0933e-15 | 51.5834 | 0.17515 | 3.195 | 332.0916 | 0.35881 | 58.2905 | 368.0538 | 7.4877 | 435.889 | 0.03748 | 52.7395 | 7.0759 | 9.4826 | 0.87092 | 118.9218 | 0.70663 | 376.3946 | 42.0316 | 73.0041 | 2.5585 | 1.2027 | 304.0642 | 109.1686 | 102.4316 | 355.9853 | 147.6458 | 182.5764 | 392.8423 | 121.7135 | 124.5526
4428212 | VCUG | 9 | 00f_051004_345x211x716.dat | 0.0663;0.0663;0.0663 | 345;211;716 | (-0.7309;68.4855;-5.9997) | 60 | 5.7448 | 47 | 77.7048 | 60 | iodine | [138] | [100] | 1 | 5 | 60 | normal | none | 4.3884 | 3.1382 | 13.772 | 17.0501 | 12.1929 | 207.8889 | 1.3593e-15 | 103.6627 | 0.45118 | 10.3346 | 527.3697 | 1.6202 | 125.6886 | 698.596 | 18.3372 | 664.9908 | 0.79864 | 103.4862 | 17.2286 | 19.721 | 2.2686 | 213.0563 | 2.1754 | 634.1149 | 83.557 | 140.9831 | 7.2065 | 4.047 | 582.8537 | 187.3005 | 179.3673 | 507.2855 | 218.2884 | 213.215 | 722.1962 | 200.4571 | 218.2849
4428212 | VCUG | 9 | 00f_051004_345x211x716.dat | 0.0663;0.0663;0.0663 | 345;211;716 | (-0.7309;68.4855;-5.9997) | 60 | 6.3535 | 49 | 77.7048 | 60 | iodine | [138] | [100] | 1 | 5 | 60 | normal | none | 4.3884 | 3.1382 | 13.772 | 17.0501 | 12.1929 | 207.8889 | 1.2979e-15 | 112.1169 | 0.52965 | 12.1023 | 550.1835 | 1.9517 | 129.4137 | 731.8727 | 20.5481 | 688.7964 | 1.0367 | 110.838 | 19.1836 | 21.5743 | 2.6048 | 223.5019 | 2.3421 | 662.963 | 88.9801 | 149.931 | 8.2246 | 4.392 | 620.4183 | 197.5679 | 189.6415 | 523.4801 | 225.766 | 215.9113 | 764.9022 | 209.6025 | 229.5515
4428212 | VCUG | 9 | 00f_051004_345x211x716.dat | 0.0663;0.0663;0.0663 | 345;211;716 | (-0.7309;68.4855;-5.9997) | 80 | 2.9 | 44 | 77.7048 | 60 | iodine | [138] | [100] | 1 | 5 | 60 | normal | none | 4.3884 | 3.1382 | 13.772 | 17.0501 | 12.1929 | 207.8889 | 1.8742e-15 | 64.4372 | 0.2848 | 6.4603 | 371.0489 | 0.69437 | 74.388 | 434.7338 | 10.7415 | 477.8342 | 1.373 | 64.8107 | 9.9337 | 11.3892 | 1.1379 | 138.4037 | 1.2555 | 429.9265 | 51.2206 | 88.1003 | 4.0905 | 2.5655 | 368.7333 | 126.9702 | 119.7911 | 385.0787 | 161.2175 | 187.1711 | 464.266 | 138.0287 | 144.6287
4428212 | VCUG | 9 | 00f_051004_345x211x716.dat | 0.0663;0.0663;0.0663 | 345;211;716 | (-0.7309;68.4855;-5.9997) | 80 | 7.702 | 57 | 77.7048 | 60 | iodine | [138] | [100] | 1 | 5 | 60 | normal | none | 4.3884 | 3.1382 | 13.772 | 17.0501 | 12.1929 | 207.8889 | 1.2527e-15 | 121.9551 | 0.72439 | 12.9451 | 568.3442 | 1.7005 | 147.2929 | 760.6049 | 24.0837 | 698.7612 | 1.3234 | 119.8796 | 22.3043 | 26.1297 | 3.399 | 230.8422 | 3.1334 | 689.03 | 92.7536 | 159.9219 | 10.1966 | 4.9298 | 660.3633 | 210.5871 | 201.125 | 535.6249 | 231.0364 | 214.4552 | 809.9474 | 218.6669 | 240.6272
4428212 | VCUG | 9 | 00f_051004_345x211x716.dat | 0.0663;0.0663;0.0663 | 345;211;716 | (-0.7309;68.4855;-5.9997) | 80 | 8.502 | 60 | 77.7048 | 60 | iodine | [138] | [100] | 1 | 5 | 60 | normal | none | 4.3884 | 3.1382 | 13.772 | 17.0501 | 12.1929 | 207.8889 | 1.2217e-15 | 127.1328 | 0.81648 | 15.0051 | 581.8708 | 2.0564 | 158.0647 | 792.0017 | 25.5534 | 709.5192 | 0.62594 | 125.1847 | 23.5963 | 27.639 | 3.7551 | 235.7588 | 3.3706 | 707.432 | 96.5365 | 166.25 | 10.9436 | 5.6213 | 691.5609 | 217.9451 | 208.0518 | 544.2582 | 235.1879 | 215.2738 | 839.8852 | 224.7547 | 249.1661
4428212 | VCUG | 9 | 00f_051004_345x211x716.dat | 0.0663;0.0663;0.0663 | 345;211;716 | (-0.7309;68.4855;-5.9997) | 110 | 3.9 | 52 | 77.7048 | 60 | iodine | [138] | [100] | 1 | 5 | 60 | normal | none | 4.3884 | 3.1382 | 13.772 | 17.0501 | 12.1929 | 207.8889 | 1.6754e-15 | 79.3384 | 0.45315 | 8.449 | 427.0913 | 1.2436 | 93.8368 | 538.1065 | 14.81 | 535.5817 | 0.69776 | 80.5441 | 13.6854 | 16.0061 | 1.9715 | 160.4256 | 1.9351 | 501.1233 | 62.4703 | 107.3861 | 6.1629 | 3.2177 | 457.0193 | 151.0841 | 142.1821 | 427.0122 | 180.4063 | 193.7967 | 566.7392 | 160.3675 | 172.8713
4428212 | VCUG | 9 | 00f_051004_345x211x716.dat | 0.0663;0.0663;0.0663 | 345;211;716 | (-0.7309;68.4855;-5.9997) | 110 | 7.85 | 62 | 77.7048 | 60 | iodine | [138] | [100] | 1 | 5 | 60 | normal | none | 4.3884 | 3.1382 | 13.772 | 17.0501 | 12.1929 | 207.8889 | 1.3379e-15 | 114.1174 | 0.76866 | 14.379 | 548.5381 | 1.926 | 138.4388 | 736.0829 | 23.1329 | 667.7231 | 2.1395 | 114.6556 | 21.4983 | 24.7496 | 3.5728 | 213.3013 | 3.2432 | 662.1398 | 87.053 | 149.6876 | 9.7517 | 5.3687 | 641.2342 | 203.315 | 191.7724 | 518.3709 | 223.4117 | 209.2586 | 777.4008 | 209.0633 | 231.9551
4428212 | VCUG | 9 | 00f_051004_345x211x716.dat | 0.0663;0.0663;0.0663 | 345;211;716 | (-0.7309;68.4855;-5.9997) | 110 | 9.9905 | 69 | 77.7048 | 60 | iodine | [138] | [100] | 1 | 5 | 60 | normal | none | 4.3884 | 3.1382 | 13.772 | 17.0501 | 12.1929 | 207.8889 | 1.2935e-15 | 122.6882 | 0.95004 | 14.2355 | 575.1037 | 2.131 | 154.6319 | 797.2025 | 25.9717 | 688.3757 | 3.6725 | 124.3658 | 24.1735 | 26.6311 | 4.0111 | 220.63 | 3.8783 | 699.7941 | 92.4297 | 159.0308 | 11.471 | 7.0123 | 693.1998 | 217.4299 | 204.0515 | 536.2282 | 231.6762 | 210.5292 | 834.6197 | 220.0921 | 247.2265
4428212 | VCUG | 10 | 00f_051004_345x211x716.dat | 0.0663;0.0663;0.0663 | 345;211;716 | (0.8757;68.3448;-5.9918) | 60 | 2.5 | 38 | 77.7048 | 60 | iodine | [138] | [100] | 1 | 5 | 60 | normal | none | 4.4039 | 3.1379 | 13.8191 | 17.1101 | 12.1916 | 208.6007 | 2.0838e-15 | 54.1882 | 0.17652 | 4.4838 | 307.6951 | 0.26896 | 77.2033 | 372.0856 | 6.9736 | 473.1102 | 0.014583 | 98.0973 | 6.9616 | 7.8081 | 0.97733 | 85.1405 | 0.68772 | 316.5969 | 31.4701 | 60.849 | 2.5356 | 1.268 | 306.769 | 109.3717 | 102.7113 | 361.9637 | 148.6489 | 182.3779 | 395.5662 | 124.2041 | 122.8119
4428212 | VCUG | 10 | 00f_051004_345x211x716.dat | 0.0663;0.0663;0.0663 | 345;211;716 | (0.8757;68.3448;-5.9918) | 60 | 5.7448 | 47 | 77.7048 | 60 | iodine | [138] | [100] | 1 | 5 | 60 | normal | none | 4.4039 | 3.1379 | 13.8191 | 17.1101 | 12.1916 | 208.6007 | 1.3532e-15 | 106.29 | 0.45145 | 9.9942 | 505.0087 | 1.5412 | 147.3118 | 698.9807 | 18.1069 | 709.8588 | 1.2397 | 156.3497 | 16.9326 | 19.3566 | 2.2776 | 167.7155 | 2.0554 | 556.5907 | 67.5266 | 124.7649 | 6.9994 | 4.2788 | 583.808 | 187.7714 | 179.9797 | 513.9729 | 219.8279 | 213.1032 | 731.7109 | 203.5777 | 216.192
4428212 | VCUG | 10 | 00f_051004_345x211x716.dat | 0.0663;0.0663;0.0663 | 345;211;716 | (0.8757;68.3448;-5.9918) | 60 | 6.3535 | 49 | 77.7048 | 60 | iodine | [138] | [100] | 1 | 5 | 60 | normal | none | 4.4039 | 3.1379 | 13.8191 | 17.1101 | 12.1916 | 208.6007 | 1.292e-15 | 114.4179 | 0.53448 | 11.0803 | 528.0421 | 1.3264 | 154.665 | 743.3099 | 20.0493 | 734.4323 | 1.2951 | 163.4033 | 18.6894 | 21.9695 | 2.9613 | 178.1089 | 2.4936 | 587.1202 | 72.9781 | 134.3634 | 7.8536 | 4.1337 | 621.1522 | 198.0374 | 190.2626 | 529.3498 | 227.2957 | 215.9709 | 774.2151 | 212.9209 | 228.3598
4428212 | VCUG | 10 | 00f_051004_345x211x716.dat | 0.0663;0.0663;0.0663 | 345;211;716 | (0.8757;68.3448;-5.9918) | 80 | 2.9 | 44 | 77.7048 | 60 | iodine | [138] | [100] | 1 | 5 | 60 | normal | none | 4.4039 | 3.1379 | 13.8191 | 17.1101 | 12.1916 | 208.6007 | 1.8657e-15 | 66.3438 | 0.28234 | 6.6081 | 347.9219 | 0.67818 | 93.3573 | 451.629 | 10.4018 | 515.8771 | 0.086036 | 110.1335 | 9.8733 | 11.4979 | 1.2616 | 102.7691 | 1.2623 | 367.7639 | 40.0293 | 76.4203 | 4.1401 | 2.1135 | 367.7478 | 127.2518 | 120.1585 | 391.0973 | 162.3044 | 187.1212 | 471.9534 | 140.9508 | 143.9614
4428212 | VCUG | 10 | 00f_051004_345x211x716.dat | 0.0663;0.0663;0.0663 | 345;211;716 | (0.8757;68.3448;-5.9918) | 80 | 7.702 | 57 | 77.7048 | 60 | iodine | [138] | [100] | 1 | 5 | 60 | normal | none | 4.4039 | 3.1379 | 13.8191 | 17.1101 | 12.1916 | 208.6007 | 1.247e-15 | 121.5821 | 0.72822 | 12.823 | 545.9365 | 2.2005 | 171.2141 | 770.2069 | 23.8393 | 741.8423 | 1.0861 | 167.9743 | 22.2137 | 25.3341 | 3.5234 | 187.9506 | 3.1686 | 615.7212 | 79.8756 | 144.4374 | 9.9858 | 5.7709 | 666.3718 | 211.1148 | 201.7965 | 540.5147 | 232.377 | 214.5466 | 819.9833 | 221.7344 | 239.4282
4428212 | VCUG | 10 | 00f_051004_345x211x716.dat | 0.0663;0.0663;0.0663 | 345;211;716 | (0.8757;68.3448;-5.9918) | 80 | 8.502 | 60 | 77.7048 | 60 | iodine | [138] | [100] | 1 | 5 | 60 | normal | none | 4.4039 | 3.1379 | 13.8191 | 17.1101 | 12.1916 | 208.6007 | 1.2161e-15 | 127.6761 | 0.81216 | 16.5345 | 560.6251 | 1.9331 | 173.321 | 799.9755 | 25.4234 | 751.8637 | 2.3604 | 172.0218 | 23.7393 | 26.5277 | 3.8224 | 194.8896 | 3.3455 | 636.7604 | 83.651 | 150.034 | 10.688 | 6.9904 | 697.2311 | 218.4723 | 208.7208 | 548.931 | 236.5683 | 215.1468 | 847.6927 | 227.0208 | 247.9603
4428212 | VCUG | 10 | 00f_051004_345x211x716.dat | 0.0663;0.0663;0.0663 | 345;211;716 | (0.8757;68.3448;-5.9918) | 110 | 3.9 | 52 | 77.7048 | 60 | iodine | [138] | [100] | 1 | 5 | 60 | normal | none | 4.4039 | 3.1379 | 13.8191 | 17.1101 | 12.1916 | 208.6007 | 1.6677e-15 | 81.3744 | 0.44959 | 8.1254 | 405.0911 | 1.4027 | 113.1422 | 549.2217 | 14.2853 | 573.2544 | 1.3595 | 125.1826 | 13.4609 | 15.415 | 2.1943 | 125.8002 | 1.7222 | 438.8916 | 51.1985 | 95.5494 | 6.0813 | 3.4579 | 459.3507 | 151.4728 | 142.6618 | 433.3939 | 181.4659 | 193.4099 | 571.3117 | 163.1172 | 171.8744
4428212 | VCUG | 10 | 00f_051004_345x211x716.dat | 0.0663;0.0663;0.0663 | 345;211;716 | (0.8757;68.3448;-5.9918) | 110 | 7.85 | 62 | 77.7048 | 60 | iodine | [138] | [100] | 1 | 5 | 60 | normal | none | 4.4039 | 3.1379 | 13.8191 | 17.1101 | 12.1916 | 208.6007 | 1.3318e-15 | 115.1456 | 0.77625 | 11.5784 | 528.2429 | 1.751 | 157.3894 | 745.957 | 22.7828 | 709.8929 | 0.54634 | 159.4693 | 21.3419 | 24.1997 | 3.3217 | 177.9106 | 3.0548 | 594.9726 | 75.4847 | 137.4689 | 9.8611 | 6.1935 | 647.5934 | 203.8085 | 192.4055 | 524.2183 | 224.7846 | 209.5647 | 785.8581 | 212.2205 | 230.9921
4428212 | VCUG | 10 | 00f_051004_345x211x716.dat | 0.0663;0.0663;0.0663 | 345;211;716 | (0.8757;68.3448;-5.9918) | 110 | 9.9905 | 69 | 77.7048 | 60 | iodine | [138] | [100] | 1 | 5 | 60 | normal | none | 4.4039 | 3.1379 | 13.8191 | 17.1101 | 12.1916 | 208.6007 | 1.2876e-15 | 123.702 | 0.95549 | 13.852 | 556.3171 | 2.3065 | 169.5388 | 812.9009 | 25.865 | 727.0753 | 3.4398 | 165.6789 | 24.0422 | 27.1782 | 4.124 | 191.502 | 3.8568 | 630.7806 | 82.8977 | 147.964 | 11.5967 | 7.1212 | 698.6039 | 217.8707 | 204.6224 | 543.0187 | 233.0834 | 210.4284 | 843.0342 | 223.4101 | 247.1887
4428212 | VCUG | 11 | 00f_051004_345x211x716.dat | 0.0663;0.0663;0.0663 | 345;211;716 | (0.0901;67.0610;-2.6929) | 60 | 2.5 | 38 | 76.6025 | 60 | iodine | [138] | [75] | 1 | 5 | 60 | normal | none | 4.788 | 5.3314 | 25.5263 | 18.3385 | 20.4197 | 374.4669 | 1.2013e-15 | 1019.7371 | 0.96305 | 133.8228 | 431.5195 | 2.8338 | 473.0748 | 483.7799 | 158.2799 | 1087.3311 | 1.4194 | 609.1119 | 248.9241 | 231.9673 | 8.3968 | 765.8101 | 7.1588 | 461.2292 | 931.4987 | 547.9526 | 35.1231 | 14.4203 | 372.7909 | 260.802 | 261.0162 | 630.3858 | 250.1352 | 319.8614 | 520.1242 | 398.9256 | 336.3576
4428212 | VCUG | 11 | 00f_051004_345x211x716.dat | 0.0663;0.0663;0.0663 | 345;211;716 | (0.0901;67.0610;-2.6929) | 60 | 5.7448 | 47 | 76.6025 | 60 | iodine | [138] | [75] | 1 | 5 | 60 | normal | none | 4.788 | 5.3314 | 25.5263 | 18.3385 | 20.4197 | 374.4669 | 7.8005e-16 | 1422.0913 | 2.7626 | 259.1378 | 738.826 | 9.0955 | 838.025 | 861.985 | 299.6353 | 1528.4949 | 6.3297 | 971.1834 | 386.3607 | 395.3729 | 19.7744 | 1170.2223 | 17.7027 | 820.4235 | 1327.7382 | 923.1479 | 77.4196 | 37.2926 | 698.4823 | 420.3211 | 427.6374 | 882.4603 | 368.6856 | 376.2898 | 902.9696 | 609.4878 | 561.7697
4428212 | VCUG | 11 | 00f_051004_345x211x716.dat | 0.0663;0.0663;0.0663 | 345;211;716 | (0.0901;67.0610;-2.6929) | 60 | 6.3535 | 49 | 76.6025 | 60 | iodine | [138] | [75] | 1 | 5 | 60 | normal | none | 4.788 | 5.3314 | 25.5263 | 18.3385 | 20.4197 | 374.4669 | 7.448e-16 | 1458.3785 | 3.1924 | 282.3443 | 774.678 | 10.0098 | 905.344 | 910.2312 | 317.629 | 1567.8039 | 7.8251 | 1010.4595 | 402.3632 | 419.7504 | 21.8784 | 1213.4268 | 20.6042 | 862.5271 | 1363.4537 | 967.6292 | 83.2076 | 40.3947 | 742.2666 | 440.3996 | 448.8819 | 911.0563 | 381.1984 | 381.6837 | 951.6383 | 634.7178 | 590.1328
4428212 | VCUG | 11 | 00f_051004_345x211x716.dat | 0.0663;0.0663;0.0663 | 345;211;716 | (0.0901;67.0610;-2.6929) | 80 | 2.9 | 44 | 76.6025 | 60 | iodine | [138] | [75] | 1 | 5 | 60 | normal | none | 4.788 | 5.3314 | 25.5263 | 18.3385 | 20.4197 | 374.4669 | 1.0755e-15 | 1089.7081 | 1.6126 | 171.1455 | 494.1808 | 5.5005 | 556.2439 | 562.4363 | 189.8342 | 1159.535 | 2.0566 | 679.9054 | 275.7185 | 266.6252 | 11.5405 | 839.6982 | 10.3299 | 537.2019 | 998.0313 | 627.6328 | 44.8342 | 22.6077 | 447.1708 | 295.5079 | 296.7947 | 681.5356 | 273.2679 | 329.2911 | 596.1317 | 439.9966 | 384.5294
4428212 | VCUG | 11 | 00f_051004_345x211x716.dat | 0.0663;0.0663;0.0663 | 345;211;716 | (0.0901;67.0610;-2.6929) | 80 | 7.702 | 57 | 76.6025 | 60 | iodine | [138] | [75] | 1 | 5 | 60 | normal | none | 4.788 | 5.3314 | 25.5263 | 18.3385 | 20.4197 | 374.4669 | 7.1888e-16 | 1481.467 | 4.2448 | 313.5702 | 812.6507 | 12.71 | 919.2329 | 949.3352 | 335.2428 | 1565.3473 | 9.1482 | 1035.6915 | 411.9035 | 438.4725 | 24.6981 | 1236.1973 | 24.954 | 903.8479 | 1364.0903 | 1007.0498 | 92.2669 | 47.994 | 791.6042 | 462.4619 | 468.5782 | 926.6659 | 390.4673 | 380.0563 | 989.4948 | 648.0748 | 615.9609
4428212 | VCUG | 11 | 00f_051004_345x211x716.dat | 0.0663;0.0663;0.0663 | 345;211;716 | (0.0901;67.0610;-2.6929) | 80 | 8.502 | 60 | 76.6025 | 60 | iodine | [138] | [75] | 1 | 5 | 60 | normal | none | 4.788 | 5.3314 | 25.5263 | 18.3385 | 20.4197 | 374.4669 | 7.0108e-16 | 1501.9676 | 4.7475 | 330.6468 | 835.211 | 13.5169 | 969.7319 | 967.7778 | 346.9075 | 1577.7079 | 6.9868 | 1057.6819 | 420.0089 | 453.3717 | 27.4248 | 1260.3406 | 25.5121 | 930.4212 | 1376.4756 | 1028.2701 | 96.0489 | 47.4268 | 816.2117 | 476.0524 | 481.9205 | 940.5246 | 397.7973 | 381.6628 | 1020.2967 | 663.0118 | 631.7325
4428212 | VCUG | 11 | 00f_051004_345x211x716.dat | 0.0663;0.0663;0.0663 | 345;211;716 | (0.0901;67.0610;-2.6929) | 110 | 3.9 | 52 | 76.6025 | 60 | iodine | [138] | [75] | 1 | 5 | 60 | normal | none | 4.788 | 5.3314 | 25.5263 | 18.3385 | 20.4197 | 374.4669 | 9.6142e-16 | 1194.5884 | 2.5275 | 212.228 | 587.1218 | 7.1825 | 663.2072 | 678.9756 | 230.2534 | 1256.8922 | 6.6674 | 775.8636 | 310.905 | 308.5855 | 15.2525 | 944.947 | 14.7709 | 639.3987 | 1091.4076 | 728.9642 | 58.63 | 27.2743 | 544.0396 | 341.7777 | 341.9433 | 746.3814 | 305.4911 | 340.896 | 711.334 | 496.1483 | 448.8073
4428212 | VCUG | 11 | 00f_051004_345x211x716.dat | 0.0663;0.0663;0.0663 | 345;211;716 | (0.0901;67.0610;-2.6929) | 110 | 7.85 | 62 | 76.6025 | 60 | iodine | [138] | [75] | 1 | 5 | 60 | normal | none | 4.788 | 5.3314 | 25.5263 | 18.3385 | 20.4197 | 374.4669 | 7.6779e-16 | 1429.2904 | 4.4119 | 313.4566 | 782.541 | 13.4971 | 903.9929 | 929.3904 | 319.8776 | 1493.7608 | 10.1548 | 994.1865 | 392.8139 | 420.9465 | 24.8048 | 1183.2607 | 22.7431 | 867.082 | 1307.5128 | 964.491 | 86.1521 | 46.0593 | 760.0871 | 444.4238 | 444.7636 | 897.3436 | 377.2125 | 370.2096 | 952.6909 | 624.3329 | 594.2708
4428212 | VCUG | 11 | 00f_051004_345x211x716.dat | 0.0663;0.0663;0.0663 | 345;211;716 | (0.0901;67.0610;-2.6929) | 110 | 9.9905 | 69 | 76.6025 | 60 | iodine | [138] | [75] | 1 | 5 | 60 | normal | none | 4.788 | 5.3314 | 25.5263 | 18.3385 | 20.4197 | 374.4669 | 7.4233e-16 | 1461.0805 | 5.2974 | 339.6884 | 830.7117 | 14.3858 | 971.1349 | 976.6985 | 343.3391 | 1512.675 | 6.5879 | 1035.3923 | 407.0711 | 444.5882 | 27.2292 | 1225.0795 | 26.7982 | 922.1 | 1329.2249 | 1012.2623 | 95.8944 | 47.0345 | 811.2863 | 468.6684 | 466.2652 | 921.1918 | 391.251 | 372.9566 | 1006.4159 | 648.3578 | 625.1923
4428212 | VCUG | 12 | 00f_051004_345x211x716.dat | 0.0663;0.0663;0.0663 | 345;211;716 | (0.0901;67.0610;-2.6929) | 60 | 2.5 | 38 | 76.6025 | 60 | iodine | [138] | [10] | 1 | 5 | 60 | normal | none | 4.788 | 5.3314 | 25.5263 | 18.3385 | 20.4197 | 374.4669 | 1.2013e-15 | 1019.8204 | 0.96371 | 133.6646 | 431.6443 | 2.8338 | 472.9499 | 483.4719 | 158.2799 | 1087.3311 | 1.4194 | 609.1702 | 248.9407 | 231.984 | 8.3951 | 766.0765 | 7.1664 | 461.8702 | 931.5819 | 548.0775 | 35.1364 | 14.4203 | 401.0272 | 260.8277 | 261.0342 | 630.4094 | 250.662 | 320.3606 | 511.2171 | 398.3023 | 337.4119
4428212 | VCUG | 12 | 00f_051004_345x211x716.dat | 0.0663;0.0663;0.0663 | 345;211;716 | (0.0901;67.0610;-2.6929) | 60 | 5.7448 | 47 | 76.6025 | 60 | iodine | [138] | [10] | 1 | 5 | 60 | normal | none | 4.788 | 5.3314 | 25.5263 | 18.3385 | 20.4197 | 374.4669 | 7.8005e-16 | 1422.2195 | 2.7653 | 259.1634 | 738.5952 | 9.1015 | 838.5506 | 858.8698 | 299.6737 | 1528.6231 | 6.3297 | 971.3757 | 386.4119 | 395.3601 | 19.8052 | 1170.2736 | 17.6822 | 820.3337 | 1327.8664 | 923.5581 | 77.4696 | 37.2913 | 725.2884 | 420.4254 | 427.7364 | 882.2427 | 369.5525 | 377.1441 | 877.0482 | 607.6171 | 562.428
4428212 | VCUG | 12 | 00f_051004_345x211x716.dat | 0.0663;0.0663;0.0663 | 345;211;716 | (0.0901;67.0610;-2.6929) | 60 | 6.3535 | 49 | 76.6025 | 60 | iodine | [138] | [10] | 1 | 5 | 60 | normal | none | 4.788 | 5.3314 | 25.5263 | 18.3385 | 20.4197 | 374.4669 | 7.448e-16 | 1458.5128 | 3.1933 | 282.586 | 774.2752 | 10.0191 | 905.7065 | 902.0814 | 317.6827 | 1567.9382 | 7.8251 | 1010.6609 | 402.4437 | 419.8578 | 21.9213 | 1213.4939 | 20.5693 | 862.3391 | 1363.4537 | 968.0051 | 83.2559 | 40.3357 | 767.1726 | 440.5285 | 449.0054 | 910.993 | 382.1064 | 382.6231 | 920.677 | 632.4757 | 590.2792
4428212 | VCUG | 12 | 00f_051004_345x211x716.dat | 0.0663;0.0663;0.0663 | 345;211;716 | (0.0901;67.0610;-2.6929) | 80 | 2.9 | 44 | 76.6025 | 60 | iodine | [138] | [10] | 1 | 5 | 60 | normal | none | 4.788 | 5.3314 | 25.5263 | 18.3385 | 20.4197 | 374.4669 | 1.0755e-15 | 1089.7081 | 1.6133 | 171.3036 | 494.0134 | 5.5038 | 556.8111 | 560.8278 | 189.8714 | 1159.721 | 2.0566 | 680.0169 | 275.7557 | 266.6066 | 11.5498 | 839.754 | 10.3308 | 537.2484 | 998.1243 | 627.8002 | 44.8352 | 22.6021 | 472.4331 | 295.5857 | 296.8607 | 681.4917 | 273.808 | 329.872 | 584.6396 | 439.2157 | 385.3603
4428212 | VCUG | 12 | 00f_051004_345x211x716.dat | 0.0663;0.0663;0.0663 | 345;211;716 | (0.0901;67.0610;-2.6929) | 80 | 7.702 | 57 | 76.6025 | 60 | iodine | [138] | [10] | 1 | 5 | 60 | normal | none | 4.788 | 5.3314 | 25.5263 | 18.3385 | 20.4197 | 374.4669 | 7.1888e-16 | 1481.6061 | 4.2469 | 313.7232 | 812.6229 | 12.71 | 920.1649 | 941.7679 | 335.368 | 1565.6255 | 9.1691 | 1035.9697 | 411.9869 | 438.4725 | 24.7746 | 1236.7537 | 24.9679 | 903.681 | 1364.2851 | 1007.328 | 92.3197 | 47.9912 | 802.51 | 462.6673 | 468.7753 | 926.7971 | 391.2995 | 380.937 | 959.9072 | 646.0391 | 615.6525
4428212 | VCUG | 12 | 00f_051004_345x211x716.dat | 0.0663;0.0663;0.0663 | 345;211;716 | (0.0901;67.0610;-2.6929) | 80 | 8.502 | 60 | 76.6025 | 60 | iodine | [138] | [10] | 1 | 5 | 60 | normal | none | 4.788 | 5.3314 | 25.5263 | 18.3385 | 20.4197 | 374.4669 | 7.0108e-16 | 1502.2529 | 4.7518 | 330.6754 | 835.7815 | 13.5188 | 970.9871 | 960.4035 | 347.0358 | 1578.1358 | 7.0083 | 1057.9529 | 420.0945 | 453.4145 | 27.4234 | 1260.7114 | 25.5292 | 930.1502 | 1376.5469 | 1028.7266 | 96.056 | 47.424 | 824.6273 | 476.301 | 482.1578 | 940.4708 | 398.5888 | 382.5301 | 992.0261 | 661.0877 | 631.4387
4428212 | VCUG | 12 | 00f_051004_345x211x716.dat | 0.0663;0.0663;0.0663 | 345;211;716 | (0.0901;67.0610;-2.6929) | 110 | 3.9 | 52 | 76.6025 | 60 | iodine | [138] | [10] | 1 | 5 | 60 | normal | none | 4.788 | 5.3314 | 25.5263 | 18.3385 | 20.4197 | 374.4669 | 9.6142e-16 | 1194.5884 | 2.5288 | 212.2176 | 587.2882 | 7.2912 | 663.1552 | 678.5491 | 230.3366 | 1257.1002 | 6.6674 | 775.978 | 310.9674 | 308.7208 | 15.2233 | 945.1655 | 14.7501 | 639.5339 | 1091.5116 | 729.1098 | 58.6456 | 27.293 | 561.3266 | 341.9009 | 342.0654 | 746.4207 | 306.1043 | 341.5631 | 696.0857 | 495.0868 | 449.4142
4428212 | VCUG | 12 | 00f_051004_345x211x716.dat | 0.0663;0.0663;0.0663 | 345;211;716 | (0.0901;67.0610;-2.6929) | 110 | 7.85 | 62 | 76.6025 | 60 | iodine | [138] | [10] | 1 | 5 | 60 | normal | none | 4.788 | 5.3314 | 25.5263 | 18.3385 | 20.4197 | 374.4669 | 7.6779e-16 | 1429.6811 | 4.4137 | 313.4697 | 782.5541 | 13.5492 | 905.074 | 922.9954 | 319.9818 | 1494.0213 | 10.0854 | 994.4209 | 392.866 | 420.9986 | 24.8661 | 1183.7296 | 22.7483 | 866.8345 | 1307.6431 | 965.1422 | 86.1651 | 46.0905 | 768.631 | 444.6233 | 444.9518 | 897.319 | 377.9465 | 370.8714 | 927.9707 | 622.6809 | 594.0355
4428212 | VCUG | 12 | 00f_051004_345x211x716.dat | 0.0663;0.0663;0.0663 | 345;211;716 | (0.0901;67.0610;-2.6929) | 110 | 9.9905 | 69 | 76.6025 | 60 | iodine | [138] | [10] | 1 | 5 | 60 | normal | none | 4.788 | 5.3314 | 25.5263 | 18.3385 | 20.4197 | 374.4669 | 7.4233e-16 | 1461.3499 | 5.3014 | 340.0791 | 831.1832 | 14.2848 | 971.5256 | 966.5817 | 343.4199 | 1513.0791 | 6.5879 | 1035.6752 | 407.125 | 444.6287 | 27.2764 | 1225.4836 | 26.8413 | 921.3186 | 1329.4674 | 1012.5856 | 95.9226 | 47.0116 | 807.0698 | 468.9096 | 466.4842 | 921.0775 | 391.9518 | 373.5962 | 983.4071 | 646.7455 | 624.2195
4428212 | VCUG | 1 | 00m_051004_345x211x716.dat | 0.0663;0.0663;0.0663 | 345;211;716 | (0.0901;67.0610;-3.1626) | 60 | 2.5 | 38 | 76.6025 | 60 | iodine | [138] | [0] | 1 | 5 | 65 | normal | none | 4.788 | 5.6344 | 26.9774 | 18.3385 | 21.5806 | 395.7548 | 1.1299e-15 | 1019.9916 | 0.98742 | 137.5595 | 433.1225 | 3.8969 | 475.4532 | 1028.5763 | 162.2959 | 1088.935 | 2.9994 | 610.0036 | 253.073 | 230.0269 | 8.34 | 764.4848 | 7.4578 | 461.1247 | 929.365 | 546.9898 | 35.2452 | 14.6144 | 479.666 | 267.5767 | 266.9157 | 602.0484 | 265.8593 | 337.8113 | 496.269 | 396.6726 | 385.9895
4428212 | VCUG | 1 | 00m_051004_345x211x716.dat | 0.0663;0.0663;0.0663 | 345;211;716 | (0.0901;67.0610;-3.1626) | 60 | 5.7448 | 47 | 76.6025 | 60 | iodine | [138] | [0] | 1 | 5 | 65 | normal | none | 4.788 | 5.6344 | 26.9774 | 18.3385 | 21.5806 | 395.7548 | 7.3366e-16 | 1423.9508 | 2.7911 | 269.4425 | 746.419 | 8.852 | 816.8192 | 1192.4821 | 308.1115 | 1530.2666 | 5.1844 | 972.013 | 392.4281 | 398.957 | 19.9901 | 1172.8682 | 18.105 | 821.5216 | 1323.1961 | 928.4781 | 77.4116 | 34.9684 | 842.9211 | 431.0505 | 436.859 | 857.046 | 390.0459 | 397.4801 | 792.6528 | 600.448 | 598.0972
4428212 | VCUG | 1 | 00m_051004_345x211x716.dat | 0.0663;0.0663;0.0663 | 345;211;716 | (0.0901;67.0610;-3.1626) | 60 | 6.3535 | 49 | 76.6025 | 60 | iodine | [138] | [0] | 1 | 5 | 65 | normal | none | 4.788 | 5.6344 | 26.9774 | 18.3385 | 21.5806 | 395.7548 | 7.0051e-16 | 1462.0763 | 3.2109 | 294.1569 | 779.8597 | 9.3509 | 877.3029 | 1194.9712 | 326.0622 | 1568.8556 | 4.0819 | 1011.8048 | 408.2022 | 421.1071 | 21.9426 | 1212.23 | 20.4522 | 864.1411 | 1357.1243 | 973.3614 | 83.6675 | 39.938 | 881.3143 | 451.5623 | 458.494 | 888.6547 | 403.3258 | 403.1356 | 829.7376 | 624.128 | 622.3696
4428212 | VCUG | 1 | 00m_051004_345x211x716.dat | 0.0663;0.0663;0.0663 | 345;211;716 | (0.0901;67.0610;-3.1626) | 80 | 2.9 | 44 | 76.6025 | 60 | iodine | [138] | [0] | 1 | 5 | 65 | normal | none | 4.788 | 5.6344 | 26.9774 | 18.3385 | 21.5806 | 395.7548 | 1.0116e-15 | 1094.2199 | 1.6275 | 179.2627 | 496.8326 | 4.9306 | 557.1832 | 1056.6552 | 194.7235 | 1160.2546 | 3.7272 | 680.5338 | 280.7664 | 268.9039 | 11.7054 | 842.7935 | 10.6259 | 538.5393 | 996.354 | 626.4505 | 45.5363 | 21.1499 | 556.5011 | 303.2747 | 303.5488 | 649.0611 | 290.0403 | 347.3968 | 563.6186 | 437.5309 | 431.1421
4428212 | VCUG | 1 | 00m_051004_345x211x716.dat | 0.0663;0.0663;0.0663 | 345;211;716 | (0.0901;67.0610;-3.1626) | 80 | 7.702 | 57 | 76.6025 | 60 | iodine | [138] | [0] | 1 | 5 | 65 | normal | none | 4.788 | 5.6344 | 26.9774 | 18.3385 | 21.5806 | 395.7548 | 6.7614e-16 | 1479.4255 | 4.2988 | 325.3316 | 815.0373 | 14.2213 | 953.3813 | 1189.9001 | 343.1534 | 1567.425 | 11.2942 | 1037.3874 | 418.2856 | 446.1201 | 24.2775 | 1240.4664 | 23.8915 | 902.5339 | 1360.2196 | 1006.2401 | 92.6774 | 47.3437 | 916.1553 | 474.4591 | 478.9445 | 904.5894 | 412.4452 | 400.5203 | 851.4498 | 641.8349 | 643.8915
4428212 | VCUG | 1 | 00m_051004_345x211x716.dat | 0.0663;0.0663;0.0663 | 345;211;716 | (0.0901;67.0610;-3.1626) | 80 | 8.502 | 60 | 76.6025 | 60 | iodine | [138] | [0] | 1 | 5 | 65 | normal | none | 4.788 | 5.6344 | 26.9774 | 18.3385 | 21.5806 | 395.7548 | 6.594e-16 | 1503.7078 | 4.7955 | 332.6492 | 836.4986 | 14.2726 | 956.1067 | 1194.3675 | 354.4719 | 1581.1262 | 14.6874 | 1058.6236 | 426.5826 | 459.5214 | 28.0344 | 1265.4469 | 25.1106 | 930.0377 | 1373.6508 | 1025.245 | 96.2264 | 49.5569 | 943.3679 | 488.3968 | 492.5565 | 919.0985 | 419.6628 | 403.1612 | 873.4107 | 652.7199 | 656.6995
4428212 | VCUG | 1 | 00m_051004_345x211x716.dat | 0.0663;0.0663;0.0663 | 345;211;716 | (0.0901;67.0610;-3.1626) | 110 | 3.9 | 52 | 76.6025 | 60 | iodine | [138] | [0] | 1 | 5 | 65 | normal | none | 4.788 | 5.6344 | 26.9774 | 18.3385 | 21.5806 | 395.7548 | 9.0427e-16 | 1192.0072 | 2.561 | 224.6224 | 588.9261 | 7.906 | 661.0946 | 1091.3407 | 236.3224 | 1259.5753 | 6.9823 | 776.9445 | 317.2051 | 323.9177 | 16.1002 | 944.969 | 14.5708 | 639.6188 | 1087.3154 | 731.8365 | 58.7223 | 29.0897 | 656.2067 | 350.8266 | 349.7818 | 718.5493 | 323.1748 | 359.6 | 638.7562 | 491.4616 | 490.6041
4428212 | VCUG | 1 | 00m_051004_345x211x716.dat | 0.0663;0.0663;0.0663 | 345;211;716 | (0.0901;67.0610;-3.1626) | 110 | 7.85 | 62 | 76.6025 | 60 | iodine | [138] | [0] | 1 | 5 | 65 | normal | none | 4.788 | 5.6344 | 26.9774 | 18.3385 | 21.5806 | 395.7548 | 7.2216e-16 | 1429.0448 | 4.4437 | 319.6934 | 782.582 | 12.4921 | 883.5153 | 1173.9631 | 327.6694 | 1497.1737 | 10.3114 | 995.2909 | 398.9417 | 423.3268 | 25.9818 | 1193.5017 | 23.7025 | 867.3416 | 1304.8758 | 962.8466 | 87.1357 | 43.6496 | 886.9355 | 456.1262 | 454.9112 | 875.8677 | 398.494 | 390.6917 | 828.666 | 615.0278 | 620.8488
4428212 | VCUG | 1 | 00m_051004_345x211x716.dat | 0.0663;0.0663;0.0663 | 345;211;716 | (0.0901;67.0610;-3.1626) | 110 | 9.9905 | 69 | 76.6025 | 60 | iodine | [138] | [0] | 1 | 5 | 65 | normal | none | 4.788 | 5.6344 | 26.9774 | 18.3385 | 21.5806 | 395.7548 | 6.9821e-16 | 1460.735 | 5.3948 | 366.4369 | 829.2775 | 15.7861 | 946.1908 | 1179.4157 | 351.3412 | 1516.3056 | 10.2793 | 1036.4788 | 412.9129 | 447.8881 | 27.8441 | 1228.9137 | 26.4935 | 922.2008 | 1328.3823 | 1011.8014 | 96.143 | 51.9027 | 921.3845 | 481.2856 | 477.1997 | 905.2236 | 412.4245 | 392.8534 | 877.4579 | 638.6184 | 650.5188
4428212 | VCUG | 2 | 00m_051004_345x211x716.dat | 0.0663;0.0663;0.0663 | 345;211;716 | (-0.7309;68.4855;-8.1532) | 60 | 2.5 | 38 | 77.7048 | 60 | iodine | [138] | [10] | 0 | 5 | 65 | normal | none | 4.3884 | 2.5389 | 11.1418 | 17.0501 | 9.8643 | 168.1863 | 2.3644e-15 | 12.4327 | 0.090009 | 1.6944 | 162.7673 | 0.21829 | 15.4913 | 441.2925 | 2.2214 | 48.5405 | 0.27314 | 10.1657 | 2.2139 | 2.5853 | 0.37914 | 24.9584 | 0.27012 | 153.8349 | 10.6652 | 16.7293 | 0.88766 | 0.64358 | 363.7512 | 93.7037 | 84.2717 | 149.5372 | 146.6528 | 144.5556 | 363.8189 | 59.0724 | 93.0228
4428212 | VCUG | 2 | 00m_051004_345x211x716.dat | 0.0663;0.0663;0.0663 | 345;211;716 | (-0.7309;68.4855;-8.1532) | 60 | 5.7448 | 47 | 77.7048 | 60 | iodine | [138] | [10] | 0 | 5 | 65 | normal | none | 4.3884 | 2.5389 | 11.1418 | 17.0501 | 9.8643 | 168.1863 | 1.5353e-15 | 27.901 | 0.22487 | 3.6006 | 268.2041 | 0.79953 | 34.2796 | 641.2681 | 6.066 | 98.5745 | 0.65434 | 24.2131 | 5.7839 | 6.1283 | 1.019 | 53.8323 | 0.71739 | 273.1152 | 23.9825 | 38.3902 | 2.5059 | 1.484 | 652.2562 | 157.1914 | 143.9144 | 235.6938 | 211.1363 | 169.5556 | 610.4725 | 99.1699 | 150.4896
4428212 | VCUG | 2 | 00m_051004_345x211x716.dat | 0.0663;0.0663;0.0663 | 345;211;716 | (-0.7309;68.4855;-8.1532) | 60 | 6.3535 | 49 | 77.7048 | 60 | iodine | [138] | [10] | 0 | 5 | 65 | normal | none | 4.3884 | 2.5389 | 11.1418 | 17.0501 | 9.8643 | 168.1863 | 1.466e-15 | 30.5502 | 0.25358 | 3.6399 | 281.3534 | 0.53806 | 41.1051 | 661.7211 | 6.809 | 105.8358 | 0.47303 | 26.6182 | 6.5332 | 6.8966 | 0.9177 | 57.3417 | 0.90269 | 289.0412 | 26.2014 | 41.7545 | 2.7944 | 1.4281 | 692.7248 | 165.2898 | 151.6476 | 246.8416 | 217.5048 | 171.5561 | 641.4271 | 104.5461 | 157.662
4428212 | VCUG | 2 | 00m_051004_345x211x716.dat | 0.0663;0.0663;0.0663 | 345;211;716 | (-0.7309;68.4855;-8.1532) | 80 | 2.9 | 44 | 77.7048 | 60 | iodine | [138] | [10] | 0 | 5 | 65 | normal | none | 4.3884 | 2.5389 | 11.1418 | 17.0501 | 9.8643 | 168.1863 | 2.117e-15 | 16.3267 | 0.14505 | 2.0203 | 185.5918 | 0.32733 | 20.3868 | 477.7138 | 3.4919 | 59.9823 | 0.035955 | 13.9738 | 3.2317 | 3.681 | 0.67181 | 32.2486 | 0.48522 | 180.3909 | 13.7485 | 22.2858 | 1.3985 | 0.7147 | 423.3197 | 108.055 | 97.6012 | 167.4805 | 158.6089 | 148.4802 | 420.4666 | 68.1076 | 105.0668
4428212 | VCUG | 2 | 00m_051004_345x211x716.dat | 0.0663;0.0663;0.0663 | 345;211;716 | (-0.7309;68.4855;-8.1532) | 80 | 7.702 | 57 | 77.7048 | 60 | iodine | [138] | [10] | 0 | 5 | 65 | normal | none | 4.3884 | 2.5389 | 11.1418 | 17.0501 | 9.8643 | 168.1863 | 1.415e-15 | 35.3923 | 0.35377 | 5.4586 | 292.4602 | 0.96064 | 44.4425 | 678.1786 | 8.5329 | 112.5162 | 0.29042 | 30.3591 | 7.9633 | 8.5082 | 1.1368 | 62.2383 | 1.2088 | 303.0539 | 29.7867 | 46.41 | 3.6073 | 1.9881 | 725.8678 | 175.8767 | 160.5698 | 254.6707 | 221.1535 | 170.6434 | 671.7758 | 109.6843 | 164.7933
4428212 | VCUG | 2 | 00m_051004_345x211x716.dat | 0.0663;0.0663;0.0663 | 345;211;716 | (-0.7309;68.4855;-8.1532) | 80 | 8.502 | 60 | 77.7048 | 60 | iodine | [138] | [10] | 0 | 5 | 65 | normal | none | 4.3884 | 2.5389 | 11.1418 | 17.0501 | 9.8643 | 168.1863 | 1.38e-15 | 38.0912 | 0.38441 | 4.7612 | 300.8076 | 1.235 | 50.7742 | 690.9952 | 9.2134 | 116.9461 | 0.18175 | 32.3714 | 8.5496 | 9.4924 | 1.4945 | 66.1755 | 1.3975 | 312.6704 | 31.2975 | 49.4568 | 4.05 | 1.9932 | 743.8667 | 181.8379 | 165.9155 | 260.776 | 224.6249 | 170.982 | 688.4589 | 113.2744 | 169.2179
4428212 | VCUG | 2 | 00m_051004_345x211x716.dat | 0.0663;0.0663;0.0663 | 345;211;716 | (-0.7309;68.4855;-8.1532) | 110 | 3.9 | 52 | 77.7048 | 60 | iodine | [138] | [10] | 0 | 5 | 65 | normal | none | 4.3884 | 2.5389 | 11.1418 | 17.0501 | 9.8643 | 168.1863 | 1.8923e-15 | 22.3534 | 0.20963 | 3.7083 | 214.7349 | 0.70534 | 28.6088 | 538.079 | 5.0219 | 73.715 | 0.47382 | 19.0235 | 4.8146 | 5.5023 | 0.94991 | 40.8157 | 0.71754 | 214.8406 | 18.6309 | 29.188 | 2.2441 | 1.3767 | 511.3706 | 127.9225 | 115.26 | 190.8986 | 175.6195 | 153.6672 | 488.1289 | 79.6361 | 122.4363
4428212 | VCUG | 2 | 00m_051004_345x211x716.dat | 0.0663;0.0663;0.0663 | 345;211;716 | (-0.7309;68.4855;-8.1532) | 110 | 7.85 | 62 | 77.7048 | 60 | iodine | [138] | [10] | 0 | 5 | 65 | normal | none | 4.3884 | 2.5389 | 11.1418 | 17.0501 | 9.8643 | 168.1863 | 1.5112e-15 | 33.8187 | 0.35711 | 5.0084 | 281.3712 | 0.768 | 44.886 | 664.4359 | 8.5336 | 105.022 | 0.10662 | 29.139 | 7.7382 | 8.1617 | 1.5062 | 59.3407 | 1.397 | 290.5824 | 28.0511 | 43.8841 | 3.774 | 1.9404 | 694.1473 | 170.7776 | 154.1476 | 246.357 | 214.2995 | 166.6944 | 651.2081 | 106.0341 | 159.494
4428212 | VCUG | 2 | 00m_051004_345x211x716.dat | 0.0663;0.0663;0.0663 | 345;211;716 | (-0.7309;68.4855;-8.1532) | 110 | 9.9905 | 69 | 77.7048 | 60 | iodine | [138] | [10] | 0 | 5 | 65 | normal | none | 4.3884 | 2.5389 | 11.1418 | 17.0501 | 9.8643 | 168.1863 | 1.4611e-15 | 37.5714 | 0.43897 | 5.8369 | 295.8704 | 1.2726 | 45.8466 | 694.9499 | 9.5742 | 112.2569 | 0.34155 | 32.6806 | 8.9822 | 9.1204 | 1.6534 | 64.4837 | 1.5979 | 309.9487 | 30.8238 | 48.0839 | 4.3994 | 2.4028 | 735.2616 | 182.4337 | 163.892 | 257.4947 | 220.9101 | 166.8728 | 687.0791 | 111.7642 | 168.4592
4428212 | VCUG | 3 | 00m_051004_345x211x716.dat | 0.0663;0.0663;0.0663 | 345;211;716 | (-0.7309;68.4855;-8.1532) | 60 | 2.5 | 38 | 77.7048 | 60 | iodine | [138] | [30] | 0 | 5 | 65 | normal | none | 4.3884 | 2.5389 | 11.1418 | 17.0501 | 9.8643 | 168.1863 | 2.3644e-15 | 12.3946 | 0.089849 | 1.5351 | 162.6066 | 0.24606 | 14.9842 | 440.6158 | 2.1999 | 48.3332 | 0.27314 | 10.0663 | 2.2057 | 2.5982 | 0.38083 | 24.9059 | 0.26527 | 153.192 | 10.554 | 16.5779 | 0.86656 | 0.63238 | 352.463 | 93.6609 | 84.2295 | 149.4973 | 146.3298 | 144.3616 | 364.2165 | 59.0153 | 92.4413
4428212 | VCUG | 3 | 00m_051004_345x211x716.dat | 0.0663;0.0663;0.0663 | 345;211;716 | (-0.7309;68.4855;-8.1532) | 60 | 5.7448 | 47 | 77.7048 | 60 | iodine | [138] | [30] | 0 | 5 | 65 | normal | none | 4.3884 | 2.5389 | 11.1418 | 17.0501 | 9.8643 | 168.1863 | 1.5353e-15 | 27.7141 | 0.2231 | 3.7062 | 268.2301 | 0.79959 | 33.0245 | 641.8282 | 6.0276 | 98.0273 | 0.37764 | 23.9832 | 5.7238 | 6.1882 | 1.011 | 53.676 | 0.69485 | 271.8907 | 23.8327 | 38.0033 | 2.4669 | 1.4907 | 648.3417 | 157.0577 | 143.7815 | 235.7675 | 210.5879 | 169.2677 | 613.5664 | 99.2043 | 150.3171
4428212 | VCUG | 3 | 00m_051004_345x211x716.dat | 0.0663;0.0663;0.0663 | 345;211;716 | (-0.7309;68.4855;-8.1532) | 60 | 6.3535 | 49 | 77.7048 | 60 | iodine | [138] | [30] | 0 | 5 | 65 | normal | none | 4.3884 | 2.5389 | 11.1418 | 17.0501 | 9.8643 | 168.1863 | 1.466e-15 | 30.4383 | 0.25334 | 3.4138 | 280.7872 | 0.54492 | 40.6201 | 662.7648 | 6.7688 | 105.3174 | 0.47303 | 26.3508 | 6.4835 | 6.7502 | 0.94089 | 57.0531 | 0.89607 | 287.8679 | 26.0336 | 41.4666 | 2.7286 | 1.4971 | 689.3141 | 165.1261 | 151.4838 | 246.6164 | 216.9304 | 171.2262 | 645.5404 | 104.6765 | 157.4507
4428212 | VCUG | 3 | 00m_051004_345x211x716.dat | 0.0663;0.0663;0.0663 | 345;211;716 | (-0.7309;68.4855;-8.1532) | 80 | 2.9 | 44 | 77.7048 | 60 | iodine | [138] | [30] | 0 | 5 | 65 | normal | none | 4.3884 | 2.5389 | 11.1418 | 17.0501 | 9.8643 | 168.1863 | 2.117e-15 | 16.3045 | 0.14463 | 2.0252 | 185.5587 | 0.32733 | 20.401 | 477.95 | 3.4918 | 59.68 | 0.035955 | 13.8472 | 3.2288 | 3.538 | 0.68084 | 32.0304 | 0.46285 | 179.4556 | 13.6791 | 21.9896 | 1.3777 | 0.76619 | 415.5586 | 107.9754 | 97.524 | 167.2355 | 158.2686 | 148.3108 | 421.8932 | 68.1197 | 104.7165
4428212 | VCUG | 3 | 00m_051004_345x211x716.dat | 0.0663;0.0663;0.0663 | 345;211;716 | (-0.7309;68.4855;-8.1532) | 80 | 7.702 | 57 | 77.7048 | 60 | iodine | [138] | [30] | 0 | 5 | 65 | normal | none | 4.3884 | 2.5389 | 11.1418 | 17.0501 | 9.8643 | 168.1863 | 1.415e-15 | 35.1853 | 0.35217 | 5.3012 | 292.6298 | 1.0069 | 44.6708 | 678.3412 | 8.5166 | 111.965 | 0.29042 | 30.1301 | 7.899 | 8.4933 | 1.1507 | 61.9041 | 1.1907 | 302.1634 | 29.622 | 46.1132 | 3.5501 | 1.9584 | 728.9067 | 175.6945 | 160.3856 | 254.3108 | 220.626 | 170.3605 | 679.6768 | 110.1587 | 164.9053
4428212 | VCUG | 3 | 00m_051004_345x211x716.dat | 0.0663;0.0663;0.0663 | 345;211;716 | (-0.7309;68.4855;-8.1532) | 80 | 8.502 | 60 | 77.7048 | 60 | iodine | [138] | [30] | 0 | 5 | 65 | normal | none | 4.3884 | 2.5389 | 11.1418 | 17.0501 | 9.8643 | 168.1863 | 1.38e-15 | 37.6897 | 0.38253 | 4.5225 | 300.7134 | 1.243 | 50.1047 | 690.1474 | 9.188 | 116.2432 | 0.18175 | 32.1026 | 8.4771 | 9.4627 | 1.414 | 65.6248 | 1.4105 | 311.9675 | 31.0511 | 48.843 | 3.9859 | 1.9715 | 752.1278 | 181.652 | 165.728 | 260.3796 | 224.128 | 170.6919 | 695.5824 | 113.5607 | 169.3527
4428212 | VCUG | 3 | 00m_051004_345x211x716.dat | 0.0663;0.0663;0.0663 | 345;211;716 | (-0.7309;68.4855;-8.1532) | 110 | 3.9 | 52 | 77.7048 | 60 | iodine | [138] | [30] | 0 | 5 | 65 | normal | none | 4.3884 | 2.5389 | 11.1418 | 17.0501 | 9.8643 | 168.1863 | 1.8923e-15 | 22.2006 | 0.20846 | 3.5445 | 214.3121 | 0.65408 | 28.8624 | 535.8595 | 4.9959 | 73.324 | 0.47382 | 18.8682 | 4.7732 | 5.4394 | 0.95001 | 40.5943 | 0.69963 | 214.2011 | 18.4026 | 28.9882 | 2.2138 | 1.3514 | 508.5011 | 127.8256 | 115.1642 | 190.8937 | 175.2479 | 153.4116 | 492.029 | 79.8507 | 122.0453
4428212 | VCUG | 3 | 00m_051004_345x211x716.dat | 0.0663;0.0663;0.0663 | 345;211;716 | (-0.7309;68.4855;-8.1532) | 110 | 7.85 | 62 | 77.7048 | 60 | iodine | [138] | [30] | 0 | 5 | 65 | normal | none | 4.3884 | 2.5389 | 11.1418 | 17.0501 | 9.8643 | 168.1863 | 1.5112e-15 | 33.6036 | 0.35614 | 4.9557 | 280.855 | 0.82464 | 44.9713 | 663.9727 | 8.4787 | 104.539 | 0.10662 | 28.9127 | 7.7018 | 8.2239 | 1.5222 | 58.9681 | 1.4179 | 289.8412 | 27.9492 | 43.7723 | 3.7404 | 1.9768 | 692.8238 | 170.6153 | 153.9879 | 246.2447 | 213.8802 | 166.5233 | 653.5572 | 106.106 | 159.2989
4428212 | VCUG | 3 | 00m_051004_345x211x716.dat | 0.0663;0.0663;0.0663 | 345;211;716 | (-0.7309;68.4855;-8.1532) | 110 | 9.9905 | 69 | 77.7048 | 60 | iodine | [138] | [30] | 0 | 5 | 65 | normal | none | 4.3884 | 2.5389 | 11.1418 | 17.0501 | 9.8643 | 168.1863 | 1.4611e-15 | 37.3749 | 0.43789 | 5.7902 | 295.4461 | 1.295 | 45.5023 | 695.7712 | 9.4517 | 111.7778 | 0.34155 | 32.4273 | 8.8987 | 9.2539 | 1.6603 | 64.1799 | 1.6175 | 309.3875 | 30.639 | 47.9238 | 4.3466 | 2.323 | 745.1856 | 182.2627 | 163.722 | 257.1978 | 220.5299 | 166.5988 | 691.5278 | 111.9533 | 168.826
4428212 | VCUG | 4 | 00m_051004_345x211x716.dat | 0.0663;0.0663;0.0663 | 345;211;716 | (-0.7309;68.4855;-6.5584) | 60 | 2.5 | 38 | 77.7048 | 60 | iodine | [138] | [50] | 0 | 5 | 65 | normal | none | 4.3884 | 3.484 | 15.2891 | 17.0501 | 13.536 | 230.7904 | 1.9437e-15 | 52.8433 | 0.19357 | 4.2555 | 332.8392 | 0.28411 | 58.5696 | 420.7965 | 7.3685 | 435.619 | 0.73773 | 53.4144 | 7.1766 | 8.6661 | 1.1029 | 119.2383 | 0.79514 | 377.3684 | 42.1064 | 73.1965 | 2.6077 | 1.2332 | 371.1482 | 118.934 | 110.2942 | 404.8891 | 166.3904 | 202.6525 | 361.8256 | 124.5914 | 133.5007
4428212 | VCUG | 4 | 00m_051004_345x211x716.dat | 0.0663;0.0663;0.0663 | 345;211;716 | (-0.7309;68.4855;-6.5584) | 60 | 5.7448 | 47 | 77.7048 | 60 | iodine | [138] | [50] | 0 | 5 | 65 | normal | none | 4.3884 | 3.484 | 15.2891 | 17.0501 | 13.536 | 230.7904 | 1.2621e-15 | 103.84 | 0.47492 | 11.8007 | 532.7961 | 1.6497 | 131.3173 | 621.6773 | 18.4394 | 666.4349 | 0.73206 | 104.7987 | 17.4855 | 20.2118 | 2.4751 | 212.4735 | 2.0626 | 635.6933 | 83.8501 | 144.1527 | 7.2563 | 4.1718 | 699.1414 | 202.2586 | 191.3385 | 576.6932 | 243.8464 | 236.7661 | 615.9965 | 200.1757 | 220.2139
4428212 | VCUG | 4 | 00m_051004_345x211x716.dat | 0.0663;0.0663;0.0663 | 345;211;716 | (-0.7309;68.4855;-6.5584) | 60 | 6.3535 | 49 | 77.7048 | 60 | iodine | [138] | [50] | 0 | 5 | 65 | normal | none | 4.3884 | 3.484 | 15.2891 | 17.0501 | 13.536 | 230.7904 | 1.2051e-15 | 112.1113 | 0.54766 | 12.8044 | 554.6896 | 1.9039 | 133.4797 | 635.1508 | 20.6049 | 690.3185 | 0.51746 | 112.2275 | 19.2556 | 22.1194 | 2.6934 | 223.6085 | 2.5874 | 665.3155 | 89.8135 | 150.118 | 8.1929 | 4.5013 | 743.1793 | 213.1728 | 202.1306 | 595.6762 | 251.9468 | 240.1539 | 647.3826 | 208.6109 | 229.5855
4428212 | VCUG | 4 | 00m_051004_345x211x716.dat | 0.0663;0.0663;0.0663 | 345;211;716 | (-0.7309;68.4855;-6.5584) | 80 | 2.9 | 44 | 77.7048 | 60 | iodine | [138] | [50] | 0 | 5 | 65 | normal | none | 4.3884 | 3.484 | 15.2891 | 17.0501 | 13.536 | 230.7904 | 1.7402e-15 | 64.8267 | 0.2932 | 5.8914 | 372.6632 | 1.0631 | 72.2053 | 461.3438 | 10.7225 | 477.3192 | 0.096571 | 65.7347 | 9.9743 | 11.9689 | 1.3399 | 138.4284 | 1.2304 | 430.0366 | 51.8212 | 88.7726 | 4.1348 | 2.3935 | 441.4952 | 137.9031 | 128.5921 | 438.5695 | 181.1641 | 208.196 | 422.8592 | 140.4357 | 151.8311
4428212 | VCUG | 4 | 00m_051004_345x211x716.dat | 0.0663;0.0663;0.0663 | 345;211;716 | (-0.7309;68.4855;-6.5584) | 80 | 7.702 | 57 | 77.7048 | 60 | iodine | [138] | [50] | 0 | 5 | 65 | normal | none | 4.3884 | 3.484 | 15.2891 | 17.0501 | 13.536 | 230.7904 | 1.1631e-15 | 123.271 | 0.75169 | 13.045 | 573.3504 | 1.9501 | 151.617 | 665.9369 | 24.6233 | 700.2582 | 2.3494 | 121.5773 | 22.4257 | 24.1813 | 3.609 | 229.8285 | 3.3023 | 691.6005 | 93.816 | 160.2747 | 10.3075 | 5.1211 | 790.979 | 227.1411 | 214.4102 | 608.0909 | 257.3713 | 238.8146 | 688.2646 | 217.3325 | 241.1504
4428212 | VCUG | 4 | 00m_051004_345x211x716.dat | 0.0663;0.0663;0.0663 | 345;211;716 | (-0.7309;68.4855;-6.5584) | 80 | 8.502 | 60 | 77.7048 | 60 | iodine | [138] | [50] | 0 | 5 | 65 | normal | none | 4.3884 | 3.484 | 15.2891 | 17.0501 | 13.536 | 230.7904 | 1.1343e-15 | 128.0945 | 0.83951 | 12.8703 | 586.7222 | 1.9753 | 151.5535 | 676.9261 | 25.8419 | 710.5939 | 0.45228 | 126.9837 | 23.8399 | 26.7262 | 4.0706 | 234.8899 | 3.7499 | 710.1796 | 97.2742 | 166.2231 | 11.0718 | 5.9984 | 814.5241 | 235.0045 | 221.7231 | 620.4261 | 261.9644 | 239.4025 | 701.6635 | 221.6036 | 247.3322
4428212 | VCUG | 4 | 00m_051004_345x211x716.dat | 0.0663;0.0663;0.0663 | 345;211;716 | (-0.7309;68.4855;-6.5584) | 110 | 3.9 | 52 | 77.7048 | 60 | iodine | [138] | [50] | 0 | 5 | 65 | normal | none | 4.3884 | 3.484 | 15.2891 | 17.0501 | 13.536 | 230.7904 | 1.5555e-15 | 79.6981 | 0.47218 | 7.5622 | 428.6157 | 1.4847 | 93.7836 | 524.0837 | 14.9856 | 535.8999 | 0.67753 | 81.6203 | 13.7435 | 15.8335 | 2.5639 | 161.1769 | 2.0393 | 503.8136 | 63.5662 | 108.8463 | 6.1489 | 3.0709 | 538.3107 | 163.767 | 152.3826 | 484.4505 | 202.0317 | 215.3983 | 495.8805 | 161.1863 | 177.2296
4428212 | VCUG | 4 | 00m_051004_345x211x716.dat | 0.0663;0.0663;0.0663 | 345;211;716 | (-0.7309;68.4855;-6.5584) | 110 | 7.85 | 62 | 77.7048 | 60 | iodine | [138] | [50] | 0 | 5 | 65 | normal | none | 4.3884 | 3.484 | 15.2891 | 17.0501 | 13.536 | 230.7904 | 1.2422e-15 | 115.0899 | 0.80152 | 13.119 | 554.6 | 1.7 | 141.0992 | 658.6936 | 23.3174 | 669.7542 | 2.9348 | 116.2491 | 21.5875 | 23.7296 | 3.696 | 214.3294 | 3.2951 | 667.9189 | 87.5108 | 149.616 | 10.1083 | 6.0897 | 755.8 | 219.704 | 204.9414 | 591.0191 | 249.0987 | 232.8493 | 664.079 | 208.3631 | 233.2278
4428212 | VCUG | 4 | 00m_051004_345x211x716.dat | 0.0663;0.0663;0.0663 | 345;211;716 | (-0.7309;68.4855;-6.5584) | 110 | 9.9905 | 69 | 77.7048 | 60 | iodine | [138] | [50] | 0 | 5 | 65 | normal | none | 4.3884 | 3.484 | 15.2891 | 17.0501 | 13.536 | 230.7904 | 1.201e-15 | 123.7336 | 0.97513 | 16.4193 | 580.074 | 2.9515 | 148.7884 | 680.6929 | 26.6585 | 689.3026 | 3.1008 | 126.3232 | 24.3912 | 28.4004 | 4.2825 | 223.3616 | 4.0158 | 704.6402 | 93.1166 | 160.5955 | 11.6881 | 7.4013 | 807.3907 | 234.7878 | 217.9868 | 613.0294 | 257.9352 | 234.2416 | 707.6212 | 218.5157 | 245.9823
4428212 | VCUG | 5 | 00m_051004_345x211x716.dat | 0.0663;0.0663;0.0663 | 345;211;716 | (0.8757;68.3448;-6.5519) | 60 | 2.5 | 38 | 77.7048 | 60 | iodine | [138] | [50] | 0 | 5 | 65 | normal | none | 4.4039 | 3.485 | 15.3476 | 17.1101 | 13.5401 | 231.6736 | 1.9351e-15 | 53.8016 | 0.18464 | 4.8928 | 307.7044 | 0.39927 | 79.1754 | 420.9561 | 6.9253 | 474.0911 | 0.10162 | 97.8879 | 7.0395 | 8.4627 | 0.80255 | 86.2242 | 0.7147 | 314.5207 | 31.8552 | 62.6644 | 2.593 | 1.4766 | 372.9217 | 119.1717 | 110.5519 | 410.665 | 167.4932 | 202.9196 | 364.9685 | 127.3847 | 131.5131
4428212 | VCUG | 5 | 00m_051004_345x211x716.dat | 0.0663;0.0663;0.0663 | 345;211;716 | (0.8757;68.3448;-6.5519) | 60 | 5.7448 | 47 | 77.7048 | 60 | iodine | [138] | [50] | 0 | 5 | 65 | normal | none | 4.4039 | 3.485 | 15.3476 | 17.1101 | 13.5401 | 231.6736 | 1.2565e-15 | 106.6735 | 0.47367 | 9.394 | 504.1845 | 1.1782 | 151.089 | 617.8853 | 17.8808 | 712.3667 | 0.055422 | 156.1903 | 17.2489 | 20.0725 | 2.4713 | 169.3136 | 2.1751 | 555.9296 | 68.6852 | 128.2725 | 7.1658 | 4.6004 | 703.0076 | 202.857 | 191.9812 | 586.7559 | 245.4631 | 237.2486 | 630.539 | 204.0114 | 217.0206
4428212 | VCUG | 5 | 00m_051004_345x211x716.dat | 0.0663;0.0663;0.0663 | 345;211;716 | (0.8757;68.3448;-6.5519) | 60 | 6.3535 | 49 | 77.7048 | 60 | iodine | [138] | [50] | 0 | 5 | 65 | normal | none | 4.4039 | 3.485 | 15.3476 | 17.1101 | 13.5401 | 231.6736 | 1.1998e-15 | 114.9706 | 0.55437 | 10.4277 | 527.9863 | 1.3547 | 160.8038 | 631.6382 | 19.9969 | 736.6403 | 0.65772 | 163.2126 | 18.9584 | 22.0298 | 2.9167 | 181.0658 | 2.4477 | 585.8133 | 74.5092 | 136.0744 | 8.0454 | 4.8376 | 744.2 | 213.6177 | 202.6384 | 603.8168 | 253.5955 | 240.3185 | 660.6434 | 212.8642 | 226.7533
4428212 | VCUG | 5 | 00m_051004_345x211x716.dat | 0.0663;0.0663;0.0663 | 345;211;716 | (0.8757;68.3448;-6.5519) | 80 | 2.9 | 44 | 77.7048 | 60 | iodine | [138] | [50] | 0 | 5 | 65 | normal | none | 4.4039 | 3.485 | 15.3476 | 17.1101 | 13.5401 | 231.6736 | 1.7324e-15 | 66.9288 | 0.29834 | 6.268 | 348.8033 | 0.75691 | 90.9932 | 457.777 | 10.3161 | 517.3578 | 0.55876 | 110.0703 | 9.9796 | 11.7084 | 1.6589 | 105.3833 | 1.2777 | 366.6337 | 41.0514 | 77.0071 | 3.9922 | 2.6907 | 444.4374 | 138.2278 | 128.9343 | 443.92 | 182.2139 | 208.3559 | 426.8725 | 143.2968 | 149.597
4428212 | VCUG | 5 | 00m_051004_345x211x716.dat | 0.0663;0.0663;0.0663 | 345;211;716 | (0.8757;68.3448;-6.5519) | 80 | 7.702 | 57 | 77.7048 | 60 | iodine | [138] | [50] | 0 | 5 | 65 | normal | none | 4.4039 | 3.485 | 15.3476 | 17.1101 | 13.5401 | 231.6736 | 1.158e-15 | 121.2123 | 0.74755 | 11.8527 | 549.4192 | 2.4212 | 173.9944 | 654.0248 | 23.9998 | 742.3865 | 0.36168 | 168.0011 | 22.3184 | 25.4143 | 4.1993 | 191.551 | 3.3064 | 616.9685 | 80.3735 | 147.8538 | 10.0435 | 6.1148 | 792.4915 | 227.6746 | 214.9844 | 616.8513 | 258.9005 | 239.3098 | 681.9358 | 219.6409 | 238.0375
4428212 | VCUG | 5 | 00m_051004_345x211x716.dat | 0.0663;0.0663;0.0663 | 345;211;716 | (0.8757;68.3448;-6.5519) | 80 | 8.502 | 60 | 77.7048 | 60 | iodine | [138] | [50] | 0 | 5 | 65 | normal | none | 4.4039 | 3.485 | 15.3476 | 17.1101 | 13.5401 | 231.6736 | 1.1293e-15 | 126.994 | 0.82554 | 17.4379 | 563.6669 | 2.4608 | 181.5958 | 661.7305 | 25.5688 | 753.1793 | 0.76581 | 171.9789 | 23.9509 | 27.5072 | 3.5872 | 199.0762 | 3.61 | 635.2532 | 85.3696 | 155.818 | 10.7813 | 6.469 | 821.5865 | 235.5886 | 222.3748 | 627.0348 | 263.244 | 240.0896 | 700.7116 | 224.9386 | 245.2772
4428212 | VCUG | 5 | 00m_051004_345x211x716.dat | 0.0663;0.0663;0.0663 | 345;211;716 | (0.8757;68.3448;-6.5519) | 110 | 3.9 | 52 | 77.7048 | 60 | iodine | [138] | [50] | 0 | 5 | 65 | normal | none | 4.4039 | 3.485 | 15.3476 | 17.1101 | 13.5401 | 231.6736 | 1.5486e-15 | 81.3888 | 0.46345 | 9.3845 | 406.2402 | 1.1699 | 122.0961 | 520.2839 | 14.5052 | 574.9004 | 1.1177 | 125.2409 | 13.7781 | 15.9316 | 2.1987 | 128.3791 | 1.8739 | 438.4689 | 52.0587 | 97.4548 | 6.199 | 3.3657 | 542.2584 | 164.1964 | 152.8183 | 492.7895 | 203.1422 | 215.472 | 498.7615 | 164.8179 | 175.5055
4428212 | VCUG | 5 | 00m_051004_345x211x716.dat | 0.0663;0.0663;0.0663 | 345;211;716 | (0.8757;68.3448;-6.5519) | 110 | 7.85 | 62 | 77.7048 | 60 | iodine | [138] | [50] | 0 | 5 | 65 | normal | none | 4.4039 | 3.485 | 15.3476 | 17.1101 | 13.5401 | 231.6736 | 1.2368e-15 | 115.8588 | 0.78836 | 12.4769 | 531.3947 | 2.022 | 164.704 | 641.4318 | 22.9737 | 710.297 | 2.7524 | 159.6181 | 21.4851 | 24.6223 | 3.2609 | 182.1042 | 3.14 | 594.8829 | 76.0897 | 140.5765 | 10.0068 | 6.0009 | 763.2497 | 220.3045 | 205.5819 | 598.9153 | 250.5468 | 233.2341 | 662.2442 | 211.506 | 230.4109
4428212 | VCUG | 5 | 00m_051004_345x211x716.dat | 0.0663;0.0663;0.0663 | 345;211;716 | (0.8757;68.3448;-6.5519) | 110 | 9.9905 | 69 | 77.7048 | 60 | iodine | [138] | [50] | 0 | 5 | 65 | normal | none | 4.4039 | 3.485 | 15.3476 | 17.1101 | 13.5401 | 231.6736 | 1.1957e-15 | 123.9274 | 0.97332 | 13.6355 | 558.7271 | 2.2348 | 171.1215 | 676.0976 | 26.2415 | 728.6108 | 1.6799 | 166.0533 | 24.2586 | 26.4782 | 4.1268 | 194.4133 | 3.9742 | 631.8307 | 84.5948 | 152.9564 | 11.8056 | 7.7094 | 813.49 | 235.4821 | 218.7144 | 619.3815 | 259.2675 | 234.283 | 699.3727 | 220.709 | 243.9087
4428212 | VCUG | 6 | 00m_051004_345x211x716.dat | 0.0663;0.0663;0.0663 | 345;211;716 | (-0.7309;68.4855;-6.5584) | 60 | 2.5 | 38 | 77.7048 | 60 | iodine | [138] | [75] | 0 | 5 | 65 | normal | none | 4.3884 | 3.484 | 15.2891 | 17.0501 | 13.536 | 230.7904 | 1.9437e-15 | 52.8227 | 0.19336 | 4.2615 | 332.4225 | 0.28411 | 58.6519 | 420.0762 | 7.3469 | 435.4698 | 0.73773 | 53.3732 | 7.173 | 8.7607 | 1.1036 | 119.1714 | 0.79761 | 376.6121 | 42.1213 | 73.0422 | 2.606 | 1.2332 | 359.7368 | 118.8866 | 110.2486 | 404.7096 | 166.1447 | 202.5581 | 358.3322 | 124.2837 | 132.8766
4428212 | VCUG | 6 | 00m_051004_345x211x716.dat | 0.0663;0.0663;0.0663 | 345;211;716 | (-0.7309;68.4855;-6.5584) | 60 | 5.7448 | 47 | 77.7048 | 60 | iodine | [138] | [75] | 0 | 5 | 65 | normal | none | 4.3884 | 3.484 | 15.2891 | 17.0501 | 13.536 | 230.7904 | 1.2621e-15 | 103.634 | 0.47381 | 11.8355 | 532.2177 | 1.6462 | 131.4916 | 621.5743 | 18.4133 | 666.0546 | 0.73206 | 104.6244 | 17.4474 | 20.1682 | 2.4545 | 212.4656 | 2.0558 | 633.8947 | 83.6837 | 144.0655 | 7.2499 | 4.1244 | 681.9483 | 202.1521 | 191.2341 | 576.4765 | 243.3443 | 236.5282 | 608.834 | 199.5291 | 219.3332
4428212 | VCUG | 6 | 00m_051004_345x211x716.dat | 0.0663;0.0663;0.0663 | 345;211;716 | (-0.7309;68.4855;-6.5584) | 60 | 6.3535 | 49 | 77.7048 | 60 | iodine | [138] | [75] | 0 | 5 | 65 | normal | none | 4.3884 | 3.484 | 15.2891 | 17.0501 | 13.536 | 230.7904 | 1.2051e-15 | 112.0864 | 0.54617 | 12.9563 | 553.9925 | 1.8891 | 132.8573 | 634.0139 | 20.5742 | 690.0945 | 0.51746 | 112.0449 | 19.2108 | 22.0737 | 2.6912 | 223.3679 | 2.563 | 663.6807 | 89.6807 | 149.8026 | 8.2048 | 4.5169 | 722.4831 | 213.0371 | 202.0004 | 595.4101 | 251.4209 | 239.8978 | 642.4202 | 208.0753 | 228.4649
4428212 | VCUG | 6 | 00m_051004_345x211x716.dat | 0.0663;0.0663;0.0663 | 345;211;716 | (-0.7309;68.4855;-6.5584) | 80 | 2.9 | 44 | 77.7048 | 60 | iodine | [138] | [75] | 0 | 5 | 65 | normal | none | 4.3884 | 3.484 | 15.2891 | 17.0501 | 13.536 | 230.7904 | 1.7402e-15 | 64.7578 | 0.29256 | 5.8804 | 372.2666 | 1.0691 | 72.0559 | 461.3553 | 10.673 | 477.1697 | 0.098519 | 65.637 | 9.9588 | 11.9815 | 1.346 | 138.3767 | 1.2314 | 428.9678 | 51.7028 | 88.5599 | 4.1122 | 2.3548 | 431.0365 | 137.8361 | 128.5258 | 438.4503 | 180.8748 | 208.0522 | 421.5662 | 140.2694 | 151.3024
4428212 | VCUG | 6 | 00m_051004_345x211x716.dat | 0.0663;0.0663;0.0663 | 345;211;716 | (-0.7309;68.4855;-6.5584) | 80 | 7.702 | 57 | 77.7048 | 60 | iodine | [138] | [75] | 0 | 5 | 65 | normal | none | 4.3884 | 3.484 | 15.2891 | 17.0501 | 13.536 | 230.7904 | 1.1631e-15 | 123.0647 | 0.74869 | 13.2849 | 572.654 | 1.9442 | 150.4133 | 663.6242 | 24.5725 | 699.8197 | 2.2805 | 121.414 | 22.3484 | 24.3026 | 3.6443 | 229.2954 | 3.321 | 689.6832 | 93.6354 | 160.0683 | 10.3247 | 5.1782 | 772.3998 | 226.9733 | 214.2469 | 607.791 | 256.7967 | 238.535 | 682.5817 | 216.6535 | 240.0281
4428212 | VCUG | 6 | 00m_051004_345x211x716.dat | 0.0663;0.0663;0.0663 | 345;211;716 | (-0.7309;68.4855;-6.5584) | 80 | 8.502 | 60 | 77.7048 | 60 | iodine | [138] | [75] | 0 | 5 | 65 | normal | none | 4.3884 | 3.484 | 15.2891 | 17.0501 | 13.536 | 230.7904 | 1.1343e-15 | 128.0769 | 0.83909 | 12.6675 | 585.8406 | 2.0215 | 150.1165 | 675.8594 | 25.8384 | 710.0209 | 0.45228 | 126.7898 | 23.7931 | 26.7191 | 4.1084 | 234.5461 | 3.7089 | 708.531 | 97.2214 | 165.8793 | 11.0339 | 6.0733 | 801.318 | 234.8006 | 221.5249 | 619.7277 | 261.3293 | 239.0863 | 696.9734 | 220.9641 | 246.4298
4428212 | VCUG | 6 | 00m_051004_345x211x716.dat | 0.0663;0.0663;0.0663 | 345;211;716 | (-0.7309;68.4855;-6.5584) | 110 | 3.9 | 52 | 77.7048 | 60 | iodine | [138] | [75] | 0 | 5 | 65 | normal | none | 4.3884 | 3.484 | 15.2891 | 17.0501 | 13.536 | 230.7904 | 1.5555e-15 | 79.5438 | 0.47169 | 7.6181 | 428.1207 | 1.482 | 93.2243 | 522.9779 | 14.9637 | 535.6941 | 0.67753 | 81.5046 | 13.7197 | 15.7262 | 2.5361 | 160.9583 | 2.0104 | 502.6757 | 63.5405 | 108.737 | 6.1364 | 2.9827 | 522.2515 | 163.6647 | 152.2843 | 484.2019 | 201.6745 | 215.1892 | 492.9232 | 160.8113 | 176.357
4428212 | VCUG | 6 | 00m_051004_345x211x716.dat | 0.0663;0.0663;0.0663 | 345;211;716 | (-0.7309;68.4855;-6.5584) | 110 | 7.85 | 62 | 77.7048 | 60 | iodine | [138] | [75] | 0 | 5 | 65 | normal | none | 4.3884 | 3.484 | 15.2891 | 17.0501 | 13.536 | 230.7904 | 1.2422e-15 | 114.7598 | 0.79908 | 13.1423 | 554.0848 | 1.6846 | 141.3165 | 655.5622 | 23.3037 | 669.4081 | 3.0009 | 116.0961 | 21.5706 | 23.6467 | 3.7373 | 213.9994 | 3.3134 | 666.333 | 87.3498 | 149.6563 | 10.0906 | 6.0487 | 738.6455 | 219.5258 | 204.7603 | 590.6319 | 248.5467 | 232.5874 | 655.5864 | 207.5689 | 232.1029
4428212 | VCUG | 6 | 00m_051004_345x211x716.dat | 0.0663;0.0663;0.0663 | 345;211;716 | (-0.7309;68.4855;-6.5584) | 110 | 9.9905 | 69 | 77.7048 | 60 | iodine | [138] | [75] | 0 | 5 | 65 | normal | none | 4.3884 | 3.484 | 15.2891 | 17.0501 | 13.536 | 230.7904 | 1.201e-15 | 123.4838 | 0.9708 | 16.281 | 579.6244 | 2.9833 | 148.5636 | 680.06 | 26.6185 | 688.6698 | 3.0422 | 126.1733 | 24.3404 | 28.3421 | 4.3079 | 223.1284 | 3.9998 | 703.0998 | 93 | 160.3374 | 11.6872 | 7.2915 | 800.9043 | 234.6018 | 217.8066 | 612.5033 | 257.3932 | 233.9499 | 704.5237 | 218.0914 | 245.4737
4428212 | VCUG | 7 | 00m_051004_345x211x716.dat | 0.0663;0.0663;0.0663 | 345;211;716 | (-0.7309;68.4855;-6.5584) | 60 | 2.5 | 38 | 77.7048 | 60 | iodine | [138] | [100] | 1 | 5 | 65 | normal | none | 4.3884 | 3.484 | 15.2891 | 17.0501 | 13.536 | 230.7904 | 1.9437e-15 | 52.8536 | 0.19327 | 4.2699 | 332.1704 | 0.28411 | 57.9882 | 419.5875 | 7.3634 | 435.3977 | 0.73773 | 53.3372 | 7.1674 | 8.7263 | 1.1039 | 119.1148 | 0.78671 | 375.7632 | 42.0606 | 73.0628 | 2.6012 | 1.2332 | 349.8997 | 118.85 | 110.2153 | 404.4379 | 165.9929 | 202.468 | 355.0498 | 123.9383 | 132.3665
4428212 | VCUG | 7 | 00m_051004_345x211x716.dat | 0.0663;0.0663;0.0663 | 345;211;716 | (-0.7309;68.4855;-6.5584) | 60 | 5.7448 | 47 | 77.7048 | 60 | iodine | [138] | [100] | 1 | 5 | 65 | normal | none | 4.3884 | 3.484 | 15.2891 | 17.0501 | 13.536 | 230.7904 | 1.2621e-15 | 103.5469 | 0.47234 | 11.6969 | 531.774 | 1.6493 | 131.452 | 619.6966 | 18.3649 | 665.7139 | 0.73206 | 104.5372 | 17.43 | 20.1833 | 2.4484 | 212.2754 | 2.0543 | 632.3497 | 83.6361 | 143.7565 | 7.2437 | 4.124 | 666.3319 | 202.055 | 191.1434 | 576.1478 | 242.973 | 236.3234 | 604.6585 | 199.1005 | 218.3803
4428212 | VCUG | 7 | 00m_051004_345x211x716.dat | 0.0663;0.0663;0.0663 | 345;211;716 | (-0.7309;68.4855;-6.5584) | 60 | 6.3535 | 49 | 77.7048 | 60 | iodine | [138] | [100] | 1 | 5 | 65 | normal | none | 4.3884 | 3.484 | 15.2891 | 17.0501 | 13.536 | 230.7904 | 1.2051e-15 | 111.9536 | 0.54511 | 12.7978 | 553.5444 | 1.8902 | 132.9901 | 634.0139 | 20.5394 | 689.7874 | 0.51746 | 111.9287 | 19.1958 | 22.1376 | 2.6859 | 223.4011 | 2.5658 | 662.0542 | 89.5895 | 149.5371 | 8.1904 | 4.489 | 707.463 | 212.928 | 201.8961 | 595.2067 | 250.996 | 239.7248 | 636.2047 | 207.5287 | 227.673
4428212 | VCUG | 7 | 00m_051004_345x211x716.dat | 0.0663;0.0663;0.0663 | 345;211;716 | (-0.7309;68.4855;-6.5584) | 80 | 2.9 | 44 | 77.7048 | 60 | iodine | [138] | [100] | 1 | 5 | 65 | normal | none | 4.3884 | 3.484 | 15.2891 | 17.0501 | 13.536 | 230.7904 | 1.7402e-15 | 64.6831 | 0.2918 | 5.7661 | 371.8931 | 1.0638 | 71.6881 | 461.3036 | 10.6621 | 476.9226 | 0.07259 | 65.5853 | 9.953 | 11.9735 | 1.3396 | 138.3882 | 1.2311 | 427.9966 | 51.6809 | 88.5657 | 4.1204 | 2.3556 | 419.3653 | 137.7785 | 128.4687 | 438.0872 | 180.6453 | 207.9372 | 417.7103 | 139.8729 | 150.7143
4428212 | VCUG | 7 | 00m_051004_345x211x716.dat | 0.0663;0.0663;0.0663 | 345;211;716 | (-0.7309;68.4855;-6.5584) | 80 | 7.702 | 57 | 77.7048 | 60 | iodine | [138] | [100] | 1 | 5 | 65 | normal | none | 4.3884 | 3.484 | 15.2891 | 17.0501 | 13.536 | 230.7904 | 1.1631e-15 | 123.0819 | 0.74839 | 12.9668 | 571.9146 | 1.9795 | 150.3016 | 661.4318 | 24.4977 | 699.493 | 2.2805 | 121.242 | 22.3286 | 24.159 | 3.6279 | 229.2095 | 3.2959 | 688.1013 | 93.6182 | 159.8276 | 10.2861 | 5.1179 | 752.1097 | 226.835 | 214.1101 | 607.5802 | 256.3415 | 238.2769 | 674.9299 | 215.959 | 238.7638
4428212 | VCUG | 7 | 00m_051004_345x211x716.dat | 0.0663;0.0663;0.0663 | 345;211;716 | (-0.7309;68.4855;-6.5584) | 80 | 8.502 | 60 | 77.7048 | 60 | iodine | [138] | [100] | 1 | 5 | 65 | normal | none | 4.3884 | 3.484 | 15.2891 | 17.0501 | 13.536 | 230.7904 | 1.1343e-15 | 127.9446 | 0.8373 | 12.7892 | 585.1265 | 1.969 | 150.4163 | 671.619 | 25.76 | 709.6947 | 0.45228 | 126.6311 | 23.7561 | 26.6433 | 4.0576 | 234.4403 | 3.7143 | 707.0147 | 97.142 | 165.6765 | 11.0057 | 6.0055 | 784.5061 | 234.6561 | 221.377 | 619.3453 | 260.8395 | 238.7775 | 686.7382 | 220.0634 | 245.1762
4428212 | VCUG | 7 | 00m_051004_345x211x716.dat | 0.0663;0.0663;0.0663 | 345;211;716 | (-0.7309;68.4855;-6.5584) | 110 | 3.9 | 52 | 77.7048 | 60 | iodine | [138] | [100] | 1 | 5 | 65 | normal | none | 4.3884 | 3.484 | 15.2891 | 17.0501 | 13.536 | 230.7904 | 1.5555e-15 | 79.4602 | 0.47133 | 7.6542 | 427.8379 | 1.4957 | 93.1793 | 521.4286 | 14.9464 | 535.482 | 0.67753 | 81.421 | 13.7082 | 15.7866 | 2.506 | 160.8233 | 1.9998 | 501.615 | 63.5154 | 108.5313 | 6.1436 | 2.9951 | 513.219 | 163.5765 | 152.1955 | 483.7594 | 201.3899 | 215.0552 | 488.1337 | 160.354 | 175.7478
4428212 | VCUG | 7 | 00m_051004_345x211x716.dat | 0.0663;0.0663;0.0663 | 345;211;716 | (-0.7309;68.4855;-6.5584) | 110 | 7.85 | 62 | 77.7048 | 60 | iodine | [138] | [100] | 1 | 5 | 65 | normal | none | 4.3884 | 3.484 | 15.2891 | 17.0501 | 13.536 | 230.7904 | 1.2422e-15 | 114.7196 | 0.79881 | 13.2743 | 553.4891 | 1.6915 | 140.7289 | 653.9361 | 23.274 | 669.0539 | 2.9348 | 115.911 | 21.5553 | 23.6555 | 3.6985 | 213.8464 | 3.2836 | 665.0692 | 87.2612 | 149.2296 | 10.089 | 5.9396 | 727.11 | 219.4005 | 204.6327 | 590.4801 | 248.1414 | 232.3793 | 650.8691 | 207.0723 | 231.313
4428212 | VCUG | 7 | 00m_051004_345x211x716.dat | 0.0663;0.0663;0.0663 | 345;211;716 | (-0.7309;68.4855;-6.5584) | 110 | 9.9905 | 69 | 77.7048 | 60 | iodine | [138] | [100] | 1 | 5 | 65 | normal | none | 4.3884 | 3.484 | 15.2891 | 17.0501 | 13.536 | 230.7904 | 1.201e-15 | 123.3589 | 0.96905 | 16.4101 | 578.9582 | 2.8984 | 149.5378 | 676.9958 | 26.5977 | 688.4033 | 3.1134 | 126.0151 | 24.3271 | 28.4154 | 4.3065 | 222.8287 | 3.9635 | 701.576 | 92.8335 | 160.2208 | 11.6906 | 7.3537 | 780.6539 | 234.4486 | 217.6533 | 611.9851 | 256.9162 | 233.7347 | 700.6435 | 217.7293 | 244.2717
4428212 | VCUG | 8 | 00m_051004_345x211x716.dat | 0.0663;0.0663;0.0663 | 345;211;716 | (0.8757;68.3448;-6.5519) | 60 | 2.5 | 38 | 77.7048 | 60 | iodine | [138] | [100] | 1 | 5 | 65 | normal | none | 4.4039 | 3.485 | 15.3476 | 17.1101 | 13.5401 | 231.6736 | 1.9351e-15 | 53.7345 | 0.18455 | 4.8988 | 306.8569 | 0.39927 | 79.4286 | 419.2921 | 6.9258 | 473.8585 | 0.10162 | 97.8259 | 7.0204 | 8.4452 | 0.80457 | 86.1725 | 0.71098 | 312.2366 | 31.7756 | 62.3698 | 2.5947 | 1.4459 | 351.5168 | 119.0937 | 110.4768 | 410.3142 | 167.0984 | 202.7386 | 360.8601 | 127.0027 | 130.3229
4428212 | VCUG | 8 | 00m_051004_345x211x716.dat | 0.0663;0.0663;0.0663 | 345;211;716 | (0.8757;68.3448;-6.5519) | 60 | 5.7448 | 47 | 77.7048 | 60 | iodine | [138] | [100] | 1 | 5 | 65 | normal | none | 4.4039 | 3.485 | 15.3476 | 17.1101 | 13.5401 | 231.6736 | 1.2565e-15 | 106.5701 | 0.47197 | 9.4688 | 502.9191 | 1.1782 | 150.3171 | 614.9964 | 17.81 | 711.6186 | 0.055422 | 156.0152 | 17.194 | 20.0876 | 2.4375 | 168.9237 | 2.1583 | 551.1228 | 68.5555 | 127.8905 | 7.1467 | 4.6185 | 670.084 | 202.6607 | 191.7886 | 586.0579 | 244.5789 | 236.8305 | 618.0922 | 202.769 | 215.0927
4428212 | VCUG | 8 | 00m_051004_345x211x716.dat | 0.0663;0.0663;0.0663 | 345;211;716 | (0.8757;68.3448;-6.5519) | 60 | 6.3535 | 49 | 77.7048 | 60 | iodine | [138] | [100] | 1 | 5 | 65 | normal | none | 4.4039 | 3.485 | 15.3476 | 17.1101 | 13.5401 | 231.6736 | 1.1998e-15 | 114.7789 | 0.55171 | 10.3952 | 526.7944 | 1.3547 | 159.962 | 627.7458 | 19.9277 | 735.8568 | 0.65772 | 162.9875 | 18.9034 | 21.9998 | 2.9362 | 180.5824 | 2.4246 | 580.6457 | 74.2333 | 135.6243 | 8.0059 | 4.8231 | 706.1765 | 213.3778 | 202.4011 | 603.2273 | 252.6622 | 239.8527 | 649.8498 | 211.7306 | 224.5305
4428212 | VCUG | 8 | 00m_051004_345x211x716.dat | 0.0663;0.0663;0.0663 | 345;211;716 | (0.8757;68.3448;-6.5519) | 80 | 2.9 | 44 | 77.7048 | 60 | iodine | [138] | [100] | 1 | 5 | 65 | normal | none | 4.4039 | 3.485 | 15.3476 | 17.1101 | 13.5401 | 231.6736 | 1.7324e-15 | 66.8942 | 0.29667 | 6.2704 | 348.076 | 0.74889 | 90.872 | 456.1492 | 10.2965 | 517.0057 | 0.55876 | 109.9549 | 9.9421 | 11.6599 | 1.6577 | 105.1582 | 1.2774 | 363.9612 | 40.9591 | 76.7012 | 3.9611 | 2.6602 | 422.0874 | 138.0982 | 128.812 | 443.4355 | 181.7029 | 208.1007 | 420.4365 | 142.6598 | 148.341
4428212 | VCUG | 8 | 00m_051004_345x211x716.dat | 0.0663;0.0663;0.0663 | 345;211;716 | (0.8757;68.3448;-6.5519) | 80 | 7.702 | 57 | 77.7048 | 60 | iodine | [138] | [100] | 1 | 5 | 65 | normal | none | 4.4039 | 3.485 | 15.3476 | 17.1101 | 13.5401 | 231.6736 | 1.158e-15 | 120.7632 | 0.74439 | 11.825 | 547.5107 | 2.4199 | 173.0013 | 650.1473 | 23.9108 | 741.5143 | 0.36168 | 167.6816 | 22.27 | 25.1993 | 4.1851 | 190.9033 | 3.268 | 611.977 | 80.0212 | 147.4393 | 9.9899 | 6.1768 | 757.0328 | 227.3742 | 214.6908 | 616.0288 | 257.896 | 238.7264 | 671.2101 | 218.4186 | 235.8102
4428212 | VCUG | 8 | 00m_051004_345x211x716.dat | 0.0663;0.0663;0.0663 | 345;211;716 | (0.8757;68.3448;-6.5519) | 80 | 8.502 | 60 | 77.7048 | 60 | iodine | [138] | [100] | 1 | 5 | 65 | normal | none | 4.4039 | 3.485 | 15.3476 | 17.1101 | 13.5401 | 231.6736 | 1.1293e-15 | 126.7372 | 0.82525 | 17.4954 | 561.701 | 2.4546 | 180.4534 | 658.4983 | 25.4599 | 752.338 | 0.76581 | 171.6336 | 23.8845 | 27.4267 | 3.5846 | 198.6245 | 3.6011 | 629.7186 | 84.9295 | 155.2601 | 10.7238 | 6.3463 | 790.4336 | 235.2481 | 222.0393 | 626.1413 | 262.2141 | 239.5947 | 692.5913 | 223.9388 | 243.2774
4428212 | VCUG | 8 | 00m_051004_345x211x716.dat | 0.0663;0.0663;0.0663 | 345;211;716 | (0.8757;68.3448;-6.5519) | 110 | 3.9 | 52 | 77.7048 | 60 | iodine | [138] | [100] | 1 | 5 | 65 | normal | none | 4.4039 | 3.485 | 15.3476 | 17.1101 | 13.5401 | 231.6736 | 1.5486e-15 | 81.1886 | 0.46299 | 9.4032 | 405.1553 | 1.1446 | 121.7345 | 517.9076 | 14.4697 | 574.5259 | 1.1177 | 125.073 | 13.7587 | 15.9659 | 2.2056 | 128.1338 | 1.8546 | 435.2725 | 51.898 | 97.0286 | 6.1734 | 3.3113 | 517.6622 | 164.0057 | 152.6338 | 492.2292 | 202.5144 | 215.1704 | 492.1104 | 164.1185 | 174.0307
4428212 | VCUG | 8 | 00m_051004_345x211x716.dat | 0.0663;0.0663;0.0663 | 345;211;716 | (0.8757;68.3448;-6.5519) | 110 | 7.85 | 62 | 77.7048 | 60 | iodine | [138] | [100] | 1 | 5 | 65 | normal | none | 4.4039 | 3.485 | 15.3476 | 17.1101 | 13.5401 | 231.6736 | 1.2368e-15 | 115.3251 | 0.78485 | 12.5909 | 530.1657 | 2.022 | 163.5316 | 638.1733 | 22.8823 | 709.6178 | 2.7524 | 159.3675 | 21.4156 | 24.5609 | 3.2099 | 181.797 | 3.1338 | 589.7728 | 75.7865 | 140.2207 | 9.972 | 5.8558 | 735.2977 | 220.0115 | 205.2921 | 598.1452 | 249.6344 | 232.7485 | 651.3286 | 210.3114 | 228.6426
4428212 | VCUG | 8 | 00m_051004_345x211x716.dat | 0.0663;0.0663;0.0663 | 345;211;716 | (0.8757;68.3448;-6.5519) | 110 | 9.9905 | 69 | 77.7048 | 60 | iodine | [138] | [100] | 1 | 5 | 65 | normal | none | 4.4039 | 3.485 | 15.3476 | 17.1101 | 13.5401 | 231.6736 | 1.1957e-15 | 123.4507 | 0.97039 | 13.628 | 557.6566 | 2.1306 | 170.8622 | 671.4978 | 26.1479 | 727.925 | 1.6799 | 165.7523 | 24.1716 | 26.5585 | 4.0927 | 194.037 | 3.9739 | 626.8796 | 84.4275 | 152.3292 | 11.7596 | 7.7198 | 791.3857 | 235.1494 | 218.3894 | 618.6322 | 258.3093 | 233.7739 | 690.3989 | 219.7258 | 242.2668
4428212 | VCUG | 9 | 00m_051004_345x211x716.dat | 0.0663;0.0663;0.0663 | 345;211;716 | (-0.7309;68.4855;-6.5584) | 60 | 2.5 | 38 | 77.7048 | 60 | iodine | [138] | [100] | 1 | 5 | 65 | normal | none | 4.3884 | 3.484 | 15.2891 | 17.0501 | 13.536 | 230.7904 | 1.9437e-15 | 52.8536 | 0.19327 | 4.2699 | 332.1704 | 0.28411 | 57.9882 | 419.5875 | 7.3634 | 435.3977 | 0.73773 | 53.3372 | 7.1674 | 8.7263 | 1.1039 | 119.1148 | 0.78671 | 375.7632 | 42.0606 | 73.0628 | 2.6012 | 1.2332 | 349.8997 | 118.85 | 110.2153 | 404.4379 | 165.9929 | 202.468 | 355.0498 | 123.9383 | 132.3665
4428212 | VCUG | 9 | 00m_051004_345x211x716.dat | 0.0663;0.0663;0.0663 | 345;211;716 | (-0.7309;68.4855;-6.5584) | 60 | 5.7448 | 47 | 77.7048 | 60 | iodine | [138] | [100] | 1 | 5 | 65 | normal | none | 4.3884 | 3.484 | 15.2891 | 17.0501 | 13.536 | 230.7904 | 1.2621e-15 | 103.5469 | 0.47234 | 11.6969 | 531.774 | 1.6493 | 131.452 | 619.6966 | 18.3649 | 665.7139 | 0.73206 | 104.5372 | 17.4292 | 20.1833 | 2.4484 | 212.2754 | 2.0543 | 632.3497 | 83.6361 | 143.7565 | 7.2437 | 4.124 | 666.3319 | 202.0551 | 191.1434 | 576.1478 | 242.973 | 236.3234 | 604.6585 | 199.1005 | 218.3802
4428212 | VCUG | 9 | 00m_051004_345x211x716.dat | 0.0663;0.0663;0.0663 | 345;211;716 | (-0.7309;68.4855;-6.5584) | 60 | 6.3535 | 49 | 77.7048 | 60 | iodine | [138] | [100] | 1 | 5 | 65 | normal | none | 4.3884 | 3.484 | 15.2891 | 17.0501 | 13.536 | 230.7904 | 1.2051e-15 | 111.9536 | 0.54511 | 12.7978 | 553.5444 | 1.8902 | 132.9901 | 634.0139 | 20.5394 | 689.7874 | 0.51746 | 111.9287 | 19.195 | 22.1376 | 2.6859 | 223.4011 | 2.5658 | 662.0542 | 89.5895 | 149.5371 | 8.1904 | 4.489 | 707.463 | 212.928 | 201.8961 | 595.2067 | 250.996 | 239.7248 | 636.2047 | 207.5287 | 227.6729
4428212 | VCUG | 9 | 00m_051004_345x211x716.dat | 0.0663;0.0663;0.0663 | 345;211;716 | (-0.7309;68.4855;-6.5584) | 80 | 2.9 | 44 | 77.7048 | 60 | iodine | [138] | [100] | 1 | 5 | 65 | normal | none | 4.3884 | 3.484 | 15.2891 | 17.0501 | 13.536 | 230.7904 | 1.7402e-15 | 64.6831 | 0.2918 | 5.7661 | 371.8931 | 1.0638 | 71.6881 | 461.3036 | 10.6621 | 476.9226 | 0.07259 | 65.5853 | 9.953 | 11.9735 | 1.3396 | 138.3882 | 1.2311 | 427.9966 | 51.6809 | 88.5657 | 4.1204 | 2.3556 | 419.3653 | 137.7785 | 128.4687 | 438.0872 | 180.6453 | 207.9372 | 417.7103 | 139.8729 | 150.7143
4428212 | VCUG | 9 | 00m_051004_345x211x716.dat | 0.0663;0.0663;0.0663 | 345;211;716 | (-0.7309;68.4855;-6.5584) | 80 | 7.702 | 57 | 77.7048 | 60 | iodine | [138] | [100] | 1 | 5 | 65 | normal | none | 4.3884 | 3.484 | 15.2891 | 17.0501 | 13.536 | 230.7904 | 1.1631e-15 | 123.0819 | 0.74839 | 12.9668 | 571.9146 | 1.9795 | 150.3016 | 661.4318 | 24.4977 | 699.493 | 2.2805 | 121.242 | 22.3286 | 24.159 | 3.6279 | 229.2095 | 3.2959 | 688.1013 | 93.6182 | 159.8276 | 10.2861 | 5.1179 | 752.1097 | 226.8351 | 214.1101 | 607.5802 | 256.3415 | 238.2769 | 674.9299 | 215.959 | 238.7638
4428212 | VCUG | 9 | 00m_051004_345x211x716.dat | 0.0663;0.0663;0.0663 | 345;211;716 | (-0.7309;68.4855;-6.5584) | 80 | 8.502 | 60 | 77.7048 | 60 | iodine | [138] | [100] | 1 | 5 | 65 | normal | none | 4.3884 | 3.484 | 15.2891 | 17.0501 | 13.536 | 230.7904 | 1.1343e-15 | 127.9446 | 0.8373 | 12.7892 | 585.1265 | 1.969 | 150.4163 | 671.619 | 25.76 | 709.6947 | 0.45228 | 126.6311 | 23.7561 | 26.6433 | 4.0576 | 234.4403 | 3.7143 | 707.0147 | 97.142 | 165.6765 | 11.0057 | 6.0055 | 784.5061 | 234.6561 | 221.377 | 619.3536 | 260.8395 | 238.7775 | 686.7382 | 220.064 | 245.1762
4428212 | VCUG | 9 | 00m_051004_345x211x716.dat | 0.0663;0.0663;0.0663 | 345;211;716 | (-0.7309;68.4855;-6.5584) | 110 | 3.9 | 52 | 77.7048 | 60 | iodine | [138] | [100] | 1 | 5 | 65 | normal | none | 4.3884 | 3.484 | 15.2891 | 17.0501 | 13.536 | 230.7904 | 1.5555e-15 | 79.4602 | 0.47133 | 7.6542 | 427.8379 | 1.4957 | 93.1793 | 521.4286 | 14.9464 | 535.482 | 0.67753 | 81.421 | 13.7082 | 15.7866 | 2.506 | 160.8233 | 1.9998 | 501.615 | 63.5154 | 108.5313 | 6.1436 | 2.9951 | 513.219 | 163.5765 | 152.1955 | 483.7594 | 201.3899 | 215.0552 | 488.1337 | 160.354 | 175.7478
4428212 | VCUG | 9 | 00m_051004_345x211x716.dat | 0.0663;0.0663;0.0663 | 345;211;716 | (-0.7309;68.4855;-6.5584) | 110 | 7.85 | 62 | 77.7048 | 60 | iodine | [138] | [100] | 1 | 5 | 65 | normal | none | 4.3884 | 3.484 | 15.2891 | 17.0501 | 13.536 | 230.7904 | 1.2422e-15 | 114.7196 | 0.79881 | 13.2743 | 553.4891 | 1.6915 | 140.7289 | 653.9361 | 23.274 | 669.0539 | 2.9348 | 115.911 | 21.5553 | 23.6555 | 3.6985 | 213.8464 | 3.2836 | 665.0692 | 87.2612 | 149.2296 | 10.089 | 5.9396 | 727.11 | 219.4005 | 204.6327 | 590.4801 | 248.1414 | 232.3793 | 650.8691 | 207.0723 | 231.313
4428212 | VCUG | 9 | 00m_051004_345x211x716.dat | 0.0663;0.0663;0.0663 | 345;211;716 | (-0.7309;68.4855;-6.5584) | 110 | 9.9905 | 69 | 77.7048 | 60 | iodine | [138] | [100] | 1 | 5 | 65 | normal | none | 4.3884 | 3.484 | 15.2891 | 17.0501 | 13.536 | 230.7904 | 1.201e-15 | 123.3589 | 0.96905 | 16.4101 | 578.9582 | 2.8984 | 149.5461 | 676.9958 | 26.5977 | 688.4033 | 3.1134 | 126.0151 | 24.3271 | 28.4154 | 4.3065 | 222.8287 | 3.9635 | 701.576 | 92.8335 | 160.2208 | 11.6906 | 7.3537 | 780.6623 | 234.4486 | 217.6535 | 611.9851 | 256.9162 | 233.7347 | 700.6435 | 217.7299 | 244.2721
4428212 | VCUG | 10 | 00m_051004_345x211x716.dat | 0.0663;0.0663;0.0663 | 345;211;716 | (-0.7309;68.4855;-6.5584) | 60 | 2.5 | 38 | 77.7048 | 60 | iodine | [138] | [70] | 0 | 5 | 65 | normal | none | 4.3884 | 3.484 | 15.2891 | 17.0501 | 13.536 | 230.7904 | 1.9437e-15 | 52.8484 | 0.19351 | 4.2615 | 332.6232 | 0.28411 | 58.194 | 420.5959 | 7.3521 | 435.4852 | 0.73773 | 53.3784 | 7.1746 | 8.752 | 1.113 | 119.2023 | 0.79262 | 376.6532 | 42.11 | 73.0113 | 2.5996 | 1.2332 | 362.016 | 118.8929 | 110.2577 | 404.729 | 166.1983 | 202.5796 | 359.1194 | 124.3201 | 133.0351
4428212 | VCUG | 10 | 00m_051004_345x211x716.dat | 0.0663;0.0663;0.0663 | 345;211;716 | (-0.7309;68.4855;-6.5584) | 60 | 5.7448 | 47 | 77.7048 | 60 | iodine | [138] | [70] | 0 | 5 | 65 | normal | none | 4.3884 | 3.484 | 15.2891 | 17.0501 | 13.536 | 230.7904 | 1.2621e-15 | 103.6578 | 0.47383 | 11.8807 | 532.4079 | 1.6543 | 131.5233 | 621.1465 | 18.4117 | 666.11 | 1.1906 | 104.6561 | 17.4482 | 20.1651 | 2.4487 | 212.4973 | 2.0564 | 634.275 | 83.6599 | 144.1844 | 7.2343 | 4.1266 | 685.0621 | 202.1667 | 191.2525 | 576.4915 | 243.4269 | 236.5415 | 609.7293 | 199.6157 | 219.4798
4428212 | VCUG | 10 | 00m_051004_345x211x716.dat | 0.0663;0.0663;0.0663 | 345;211;716 | (-0.7309;68.4855;-6.5584) | 60 | 6.3535 | 49 | 77.7048 | 60 | iodine | [138] | [70] | 0 | 5 | 65 | normal | none | 4.3884 | 3.484 | 15.2891 | 17.0501 | 13.536 | 230.7904 | 1.2051e-15 | 112.0947 | 0.54649 | 12.9148 | 554.034 | 1.9017 | 133.0648 | 634.0637 | 20.5634 | 690.1609 | 0.51746 | 112.0698 | 19.2058 | 22.1036 | 2.6937 | 223.4509 | 2.551 | 664.0624 | 89.6807 | 149.9105 | 8.2103 | 4.4612 | 728.6488 | 213.0616 | 202.0247 | 595.551 | 251.5002 | 239.9047 | 640.7107 | 207.9929 | 228.721
4428212 | VCUG | 10 | 00m_051004_345x211x716.dat | 0.0663;0.0663;0.0663 | 345;211;716 | (-0.7309;68.4855;-6.5584) | 80 | 2.9 | 44 | 77.7048 | 60 | iodine | [138] | [70] | 0 | 5 | 65 | normal | none | 4.3884 | 3.484 | 15.2891 | 17.0501 | 13.536 | 230.7904 | 1.7402e-15 | 64.7578 | 0.29268 | 5.9517 | 372.169 | 1.0771 | 71.7915 | 461.3495 | 10.6845 | 477.2272 | 0.07259 | 65.6485 | 9.9593 | 12.0683 | 1.3454 | 138.4054 | 1.2364 | 429.1517 | 51.7074 | 88.7036 | 4.1153 | 2.3548 | 433.8064 | 137.8532 | 128.5405 | 438.3528 | 180.9346 | 208.1001 | 421.0146 | 140.2194 | 151.4275
4428212 | VCUG | 10 | 00m_051004_345x211x716.dat | 0.0663;0.0663;0.0663 | 345;211;716 | (-0.7309;68.4855;-6.5584) | 80 | 7.702 | 57 | 77.7048 | 60 | iodine | [138] | [70] | 0 | 5 | 65 | normal | none | 4.3884 | 3.484 | 15.2891 | 17.0501 | 13.536 | 230.7904 | 1.1631e-15 | 123.1335 | 0.74981 | 13.2462 | 572.697 | 1.9405 | 150.4305 | 663.9595 | 24.6 | 699.8971 | 2.2805 | 121.4398 | 22.3707 | 24.1212 | 3.6701 | 229.3212 | 3.292 | 689.881 | 93.5838 | 160.2661 | 10.2904 | 5.1223 | 775.9592 | 227.0076 | 214.2764 | 608.0504 | 256.9086 | 238.5852 | 683.665 | 216.7668 | 240.234
4428212 | VCUG | 10 | 00m_051004_345x211x716.dat | 0.0663;0.0663;0.0663 | 345;211;716 | (-0.7309;68.4855;-6.5584) | 80 | 8.502 | 60 | 77.7048 | 60 | iodine | [138] | [70] | 0 | 5 | 65 | normal | none | 4.3884 | 3.484 | 15.2891 | 17.0501 | 13.536 | 230.7904 | 1.1343e-15 | 128.0152 | 0.83955 | 12.6605 | 585.9641 | 2.0215 | 150.0196 | 675.5244 | 25.8605 | 710.1972 | 0.45228 | 126.8427 | 23.8064 | 26.6812 | 4.1297 | 234.6695 | 3.6996 | 708.9365 | 97.3183 | 165.8969 | 11.0613 | 6.0523 | 803.7159 | 234.8421 | 221.5632 | 619.8608 | 261.4594 | 239.1011 | 699.2479 | 221.1727 | 246.5468
4428212 | VCUG | 10 | 00m_051004_345x211x716.dat | 0.0663;0.0663;0.0663 | 345;211;716 | (-0.7309;68.4855;-6.5584) | 110 | 3.9 | 52 | 77.7048 | 60 | iodine | [138] | [70] | 0 | 5 | 65 | normal | none | 4.3884 | 3.484 | 15.2891 | 17.0501 | 13.536 | 230.7904 | 1.5555e-15 | 79.6081 | 0.47246 | 7.6169 | 428.1979 | 1.4832 | 93.5843 | 523.6851 | 14.9695 | 535.7006 | 0.67753 | 81.5238 | 13.7429 | 15.7917 | 2.5463 | 161.0162 | 2.0093 | 502.8943 | 63.4968 | 108.7049 | 6.1472 | 2.9769 | 525.2473 | 163.685 | 152.3022 | 484.0807 | 201.7359 | 215.2267 | 494.0033 | 160.9346 | 176.5624
4428212 | VCUG | 10 | 00m_051004_345x211x716.dat | 0.0663;0.0663;0.0663 | 345;211;716 | (-0.7309;68.4855;-6.5584) | 110 | 7.85 | 62 | 77.7048 | 60 | iodine | [138] | [70] | 0 | 5 | 65 | normal | none | 4.3884 | 3.484 | 15.2891 | 17.0501 | 13.536 | 230.7904 | 1.2422e-15 | 114.7598 | 0.80008 | 13.2719 | 554.2216 | 1.6846 | 140.8094 | 656.1418 | 23.3054 | 669.4081 | 2.9348 | 116.1364 | 21.5682 | 23.6282 | 3.7007 | 214.096 | 3.2689 | 666.7194 | 87.4303 | 149.4631 | 10.0922 | 6.016 | 745.1257 | 219.5563 | 204.7889 | 590.761 | 248.6445 | 232.6344 | 655.8601 | 207.5719 | 232.4209
4428212 | VCUG | 10 | 00m_051004_345x211x716.dat | 0.0663;0.0663;0.0663 | 345;211;716 | (-0.7309;68.4855;-6.5584) | 110 | 9.9905 | 69 | 77.7048 | 60 | iodine | [138] | [70] | 0 | 5 | 65 | normal | none | 4.3884 | 3.484 | 15.2891 | 17.0501 | 13.536 | 230.7904 | 1.201e-15 | 123.6503 | 0.97147 | 16.2211 | 579.691 | 2.8768 | 148.9466 | 680.6845 | 26.631 | 688.7947 | 3.0422 | 126.1983 | 24.3629 | 28.3255 | 4.3095 | 223.1617 | 3.9802 | 703.4495 | 92.9001 | 160.4207 | 11.6914 | 7.29 | 804.2516 | 234.6409 | 217.8446 | 612.6054 | 257.4799 | 234.0263 | 704.7901 | 218.1646 | 245.6857
4428212 | VCUG | 11 | 00m_051004_345x211x716.dat | 0.0663;0.0663;0.0663 | 345;211;716 | (-0.7309;68.4855;-6.5584) | 60 | 2.5 | 38 | 77.7048 | 60 | iodine | [138] | [50] | 1 | 5 | 65 | normal | none | 4.3884 | 3.484 | 15.2891 | 17.0501 | 13.536 | 230.7904 | 1.9437e-15 | 52.8433 | 0.19357 | 4.2555 | 332.8392 | 0.28411 | 58.5696 | 420.7965 | 7.3685 | 435.619 | 0.73773 | 53.4144 | 7.1766 | 8.6661 | 1.1029 | 119.2383 | 0.79514 | 377.3684 | 42.1064 | 73.1965 | 2.6077 | 1.2332 | 371.1482 | 118.934 | 110.2942 | 404.8891 | 166.3904 | 202.6525 | 361.8256 | 124.5914 | 133.5007
4428212 | VCUG | 11 | 00m_051004_345x211x716.dat | 0.0663;0.0663;0.0663 | 345;211;716 | (-0.7309;68.4855;-6.5584) | 60 | 5.7448 | 47 | 77.7048 | 60 | iodine | [138] | [50] | 1 | 5 | 65 | normal | none | 4.3884 | 3.484 | 15.2891 | 17.0501 | 13.536 | 230.7904 | 1.2621e-15 | 103.84 | 0.47492 | 11.8007 | 532.7961 | 1.6497 | 131.3173 | 621.6773 | 18.4394 | 666.4349 | 0.73206 | 104.7987 | 17.4863 | 20.2118 | 2.4751 | 212.4735 | 2.0626 | 635.6933 | 83.8501 | 144.1527 | 7.2563 | 4.1718 | 699.1414 | 202.2586 | 191.3385 | 576.6932 | 243.8464 | 236.7661 | 615.9965 | 200.1757 | 220.214
4428212 | VCUG | 11 | 00m_051004_345x211x716.dat | 0.0663;0.0663;0.0663 | 345;211;716 | (-0.7309;68.4855;-6.5584) | 60 | 6.3535 | 49 | 77.7048 | 60 | iodine | [138] | [50] | 1 | 5 | 65 | normal | none | 4.3884 | 3.484 | 15.2891 | 17.0501 | 13.536 | 230.7904 | 1.2051e-15 | 112.1113 | 0.54766 | 12.8044 | 554.6896 | 1.9039 | 133.4797 | 635.1508 | 20.6049 | 690.3185 | 0.51746 | 112.2275 | 19.2564 | 22.1194 | 2.6934 | 223.6085 | 2.5874 | 665.3155 | 89.8135 | 150.118 | 8.1929 | 4.5013 | 743.1793 | 213.1728 | 202.1306 | 595.6762 | 251.9468 | 240.1539 | 647.3826 | 208.6109 | 229.5856
4428212 | VCUG | 11 | 00m_051004_345x211x716.dat | 0.0663;0.0663;0.0663 | 345;211;716 | (-0.7309;68.4855;-6.5584) | 80 | 2.9 | 44 | 77.7048 | 60 | iodine | [138] | [50] | 1 | 5 | 65 | normal | none | 4.3884 | 3.484 | 15.2891 | 17.0501 | 13.536 | 230.7904 | 1.7402e-15 | 64.8267 | 0.2932 | 5.8914 | 372.6632 | 1.0631 | 72.2053 | 461.3438 | 10.7225 | 477.3192 | 0.096571 | 65.7347 | 9.9743 | 11.9689 | 1.3399 | 138.4284 | 1.2304 | 430.0366 | 51.8212 | 88.7726 | 4.1348 | 2.3935 | 441.4952 | 137.9031 | 128.5921 | 438.5695 | 181.1641 | 208.196 | 422.8592 | 140.4357 | 151.8311
4428212 | VCUG | 11 | 00m_051004_345x211x716.dat | 0.0663;0.0663;0.0663 | 345;211;716 | (-0.7309;68.4855;-6.5584) | 80 | 7.702 | 57 | 77.7048 | 60 | iodine | [138] | [50] | 1 | 5 | 65 | normal | none | 4.3884 | 3.484 | 15.2891 | 17.0501 | 13.536 | 230.7904 | 1.1631e-15 | 123.271 | 0.75169 | 13.045 | 573.3504 | 1.9501 | 151.617 | 665.9369 | 24.6233 | 700.2582 | 2.3494 | 121.5773 | 22.4257 | 24.1813 | 3.609 | 229.8285 | 3.3023 | 691.6005 | 93.816 | 160.2747 | 10.3075 | 5.1211 | 790.979 | 227.1411 | 214.4102 | 608.0909 | 257.3713 | 238.8146 | 688.2646 | 217.3325 | 241.1504
4428212 | VCUG | 11 | 00m_051004_345x211x716.dat | 0.0663;0.0663;0.0663 | 345;211;716 | (-0.7309;68.4855;-6.5584) | 80 | 8.502 | 60 | 77.7048 | 60 | iodine | [138] | [50] | 1 | 5 | 65 | normal | none | 4.3884 | 3.484 | 15.2891 | 17.0501 | 13.536 | 230.7904 | 1.1343e-15 | 128.0945 | 0.83951 | 12.8703 | 586.7222 | 1.9753 | 151.5535 | 676.9261 | 25.8419 | 710.5939 | 0.45228 | 126.9837 | 23.8399 | 26.7262 | 4.0706 | 234.8899 | 3.7499 | 710.1796 | 97.2742 | 166.2231 | 11.0718 | 5.9984 | 814.5241 | 235.0045 | 221.7231 | 620.4261 | 261.9644 | 239.4025 | 701.6635 | 221.6036 | 247.3322
4428212 | VCUG | 11 | 00m_051004_345x211x716.dat | 0.0663;0.0663;0.0663 | 345;211;716 | (-0.7309;68.4855;-6.5584) | 110 | 3.9 | 52 | 77.7048 | 60 | iodine | [138] | [50] | 1 | 5 | 65 | normal | none | 4.3884 | 3.484 | 15.2891 | 17.0501 | 13.536 | 230.7904 | 1.5555e-15 | 79.6981 | 0.47218 | 7.5622 | 428.6157 | 1.4847 | 93.7836 | 524.0837 | 14.9856 | 535.8999 | 0.67753 | 81.6203 | 13.7435 | 15.8335 | 2.5639 | 161.1769 | 2.0393 | 503.8136 | 63.5662 | 108.8463 | 6.1489 | 3.0709 | 538.3107 | 163.767 | 152.3826 | 484.4505 | 202.0317 | 215.3983 | 495.8805 | 161.1863 | 177.2296
4428212 | VCUG | 11 | 00m_051004_345x211x716.dat | 0.0663;0.0663;0.0663 | 345;211;716 | (-0.7309;68.4855;-6.5584) | 110 | 7.85 | 62 | 77.7048 | 60 | iodine | [138] | [50] | 1 | 5 | 65 | normal | none | 4.3884 | 3.484 | 15.2891 | 17.0501 | 13.536 | 230.7904 | 1.2422e-15 | 115.0899 | 0.80152 | 13.119 | 554.6 | 1.7 | 141.0992 | 658.6936 | 23.3174 | 669.7542 | 2.9348 | 116.2491 | 21.5875 | 23.7296 | 3.696 | 214.3294 | 3.2951 | 667.9189 | 87.5108 | 149.616 | 10.1083 | 6.0897 | 755.8 | 219.704 | 204.9414 | 591.0191 | 249.0987 | 232.8493 | 664.079 | 208.3631 | 233.2278
4428212 | VCUG | 11 | 00m_051004_345x211x716.dat | 0.0663;0.0663;0.0663 | 345;211;716 | (-0.7309;68.4855;-6.5584) | 110 | 9.9905 | 69 | 77.7048 | 60 | iodine | [138] | [50] | 1 | 5 | 65 | normal | none | 4.3884 | 3.484 | 15.2891 | 17.0501 | 13.536 | 230.7904 | 1.201e-15 | 123.7336 | 0.97513 | 16.4193 | 580.074 | 2.9515 | 148.7884 | 680.6929 | 26.6585 | 689.3026 | 3.1008 | 126.3232 | 24.3912 | 28.4004 | 4.2825 | 223.3616 | 4.0158 | 704.6402 | 93.1166 | 160.5955 | 11.6881 | 7.4013 | 807.3907 | 234.7878 | 217.9868 | 613.0294 | 257.9352 | 234.2416 | 707.6212 | 218.5157 | 245.9823
4428212 | VCUG | 12 | 00m_051004_345x211x716.dat | 0.0663;0.0663;0.0663 | 345;211;716 | (-0.7309;68.4855;-6.5584) | 60 | 2.5 | 38 | 77.7048 | 60 | iodine | [138] | [50] | 0 | 5 | 65 | normal | none | 4.3884 | 3.484 | 15.2891 | 17.0501 | 13.536 | 230.7904 | 1.9437e-15 | 52.8433 | 0.19357 | 4.2555 | 332.8392 | 0.28411 | 58.5696 | 420.7965 | 7.3685 | 435.619 | 0.73773 | 53.4144 | 7.1766 | 8.6661 | 1.1029 | 119.2383 | 0.79514 | 377.3684 | 42.1064 | 73.1965 | 2.6077 | 1.2332 | 371.1482 | 118.934 | 110.2942 | 404.8842 | 166.3904 | 202.6525 | 361.8256 | 124.5911 | 133.5007
4428212 | VCUG | 12 | 00m_051004_345x211x716.dat | 0.0663;0.0663;0.0663 | 345;211;716 | (-0.7309;68.4855;-6.5584) | 60 | 5.7448 | 47 | 77.7048 | 60 | iodine | [138] | [50] | 0 | 5 | 65 | normal | none | 4.3884 | 3.484 | 15.2891 | 17.0501 | 13.536 | 230.7904 | 1.2621e-15 | 103.84 | 0.47492 | 11.8007 | 532.7961 | 1.6497 | 131.3173 | 621.6773 | 18.4394 | 666.4349 | 0.73206 | 104.7987 | 17.4855 | 20.2118 | 2.4751 | 212.4735 | 2.0626 | 635.6933 | 83.8501 | 144.1527 | 7.2563 | 4.1718 | 699.1414 | 202.2586 | 191.3385 | 576.6932 | 243.8464 | 236.7661 | 615.9965 | 200.1757 | 220.2139
4428212 | VCUG | 12 | 00m_051004_345x211x716.dat | 0.0663;0.0663;0.0663 | 345;211;716 | (-0.7309;68.4855;-6.5584) | 60 | 6.3535 | 49 | 77.7048 | 60 | iodine | [138] | [50] | 0 | 5 | 65 | normal | none | 4.3884 | 3.484 | 15.2891 | 17.0501 | 13.536 | 230.7904 | 1.2051e-15 | 112.1113 | 0.54766 | 12.8044 | 554.6896 | 1.9039 | 133.4797 | 635.1508 | 20.6049 | 690.3185 | 0.51746 | 112.2275 | 19.2564 | 22.1194 | 2.6934 | 223.6085 | 2.5874 | 665.3155 | 89.8135 | 150.118 | 8.1929 | 4.5013 | 743.1793 | 213.1728 | 202.1306 | 595.6762 | 251.9468 | 240.1539 | 647.3826 | 208.6109 | 229.5856
4428212 | VCUG | 12 | 00m_051004_345x211x716.dat | 0.0663;0.0663;0.0663 | 345;211;716 | (-0.7309;68.4855;-6.5584) | 80 | 2.9 | 44 | 77.7048 | 60 | iodine | [138] | [50] | 0 | 5 | 65 | normal | none | 4.3884 | 3.484 | 15.2891 | 17.0501 | 13.536 | 230.7904 | 1.7402e-15 | 64.8267 | 0.2932 | 5.8914 | 372.6632 | 1.0631 | 72.2053 | 461.3438 | 10.7225 | 477.3192 | 0.096571 | 65.7347 | 9.9743 | 11.9689 | 1.3399 | 138.4284 | 1.2304 | 430.0366 | 51.8212 | 88.7726 | 4.1348 | 2.3935 | 441.4952 | 137.9031 | 128.5921 | 438.5695 | 181.1641 | 208.196 | 422.8592 | 140.4357 | 151.8311
4428212 | VCUG | 12 | 00m_051004_345x211x716.dat | 0.0663;0.0663;0.0663 | 345;211;716 | (-0.7309;68.4855;-6.5584) | 80 | 7.702 | 57 | 77.7048 | 60 | iodine | [138] | [50] | 0 | 5 | 65 | normal | none | 4.3884 | 3.484 | 15.2891 | 17.0501 | 13.536 | 230.7904 | 1.1631e-15 | 123.271 | 0.75169 | 13.045 | 573.3504 | 1.9501 | 151.617 | 665.9369 | 24.6233 | 700.2582 | 2.3494 | 121.5773 | 22.4257 | 24.1813 | 3.609 | 229.8285 | 3.3023 | 691.6005 | 93.816 | 160.2747 | 10.3075 | 5.1211 | 790.979 | 227.1411 | 214.4102 | 608.0909 | 257.3713 | 238.8146 | 688.2646 | 217.3325 | 241.1504
4428212 | VCUG | 12 | 00m_051004_345x211x716.dat | 0.0663;0.0663;0.0663 | 345;211;716 | (-0.7309;68.4855;-6.5584) | 80 | 8.502 | 60 | 77.7048 | 60 | iodine | [138] | [50] | 0 | 5 | 65 | normal | none | 4.3884 | 3.484 | 15.2891 | 17.0501 | 13.536 | 230.7904 | 1.1343e-15 | 128.0945 | 0.83951 | 12.8703 | 586.7222 | 1.9753 | 151.5535 | 676.9261 | 25.8419 | 710.5939 | 0.45228 | 126.9837 | 23.8399 | 26.7262 | 4.0706 | 234.8899 | 3.7499 | 710.1796 | 97.2742 | 166.2231 | 11.0718 | 5.9984 | 814.5241 | 235.0045 | 221.7231 | 620.4261 | 261.9644 | 239.4025 | 701.6635 | 221.6036 | 247.3322
4428212 | VCUG | 12 | 00m_051004_345x211x716.dat | 0.0663;0.0663;0.0663 | 345;211;716 | (-0.7309;68.4855;-6.5584) | 110 | 3.9 | 52 | 77.7048 | 60 | iodine | [138] | [50] | 0 | 5 | 65 | normal | none | 4.3884 | 3.484 | 15.2891 | 17.0501 | 13.536 | 230.7904 | 1.5555e-15 | 79.6981 | 0.47218 | 7.5622 | 428.6157 | 1.4847 | 93.7836 | 524.0837 | 14.9856 | 535.8999 | 0.67753 | 81.6203 | 13.7435 | 15.8335 | 2.5639 | 161.1769 | 2.0393 | 503.8136 | 63.5662 | 108.8463 | 6.1489 | 3.0709 | 538.3107 | 163.767 | 152.3826 | 484.4505 | 202.0317 | 215.3983 | 495.8805 | 161.1863 | 177.2296
4428212 | VCUG | 12 | 00m_051004_345x211x716.dat | 0.0663;0.0663;0.0663 | 345;211;716 | (-0.7309;68.4855;-6.5584) | 110 | 7.85 | 62 | 77.7048 | 60 | iodine | [138] | [50] | 0 | 5 | 65 | normal | none | 4.3884 | 3.484 | 15.2891 | 17.0501 | 13.536 | 230.7904 | 1.2422e-15 | 115.0899 | 0.80152 | 13.119 | 554.6 | 1.7 | 141.0992 | 658.6936 | 23.3174 | 669.7542 | 2.9348 | 116.2491 | 21.5875 | 23.7296 | 3.696 | 214.3294 | 3.2951 | 667.9189 | 87.5108 | 149.616 | 10.1083 | 6.0897 | 755.8 | 219.704 | 204.9414 | 591.0191 | 249.0987 | 232.8493 | 664.079 | 208.3631 | 233.2278
4428212 | VCUG | 12 | 00m_051004_345x211x716.dat | 0.0663;0.0663;0.0663 | 345;211;716 | (-0.7309;68.4855;-6.5584) | 110 | 9.9905 | 69 | 77.7048 | 60 | iodine | [138] | [50] | 0 | 5 | 65 | normal | none | 4.3884 | 3.484 | 15.2891 | 17.0501 | 13.536 | 230.7904 | 1.201e-15 | 123.7336 | 0.97513 | 16.4193 | 580.074 | 2.9515 | 148.7717 | 680.6929 | 26.6585 | 689.3026 | 3.1008 | 126.3232 | 24.3912 | 28.4004 | 4.2825 | 223.3616 | 4.0158 | 704.6402 | 93.1166 | 160.5955 | 11.6881 | 7.4013 | 807.3824 | 234.7876 | 217.9867 | 613.0294 | 257.9352 | 234.2416 | 707.6212 | 218.5145 | 245.9818
4428212 | VCUG | 13 | 00m_051004_345x211x716.dat | 0.0663;0.0663;0.0663 | 345;211;716 | (0.0901;67.0610;-3.1626) | 60 | 2.5 | 38 | 76.6025 | 60 | iodine | [138] | [10] | 1 | 5 | 65 | normal | none | 4.788 | 5.6344 | 26.9774 | 18.3385 | 21.5806 | 395.7548 | 1.1299e-15 | 1019.9031 | 0.98804 | 137.8515 | 433.3172 | 3.8972 | 474.4974 | 1026.9833 | 162.2959 | 1088.935 | 2.9994 | 609.9417 | 253.0464 | 230.0181 | 8.3399 | 764.4317 | 7.4547 | 460.8149 | 929.365 | 547.1668 | 35.2444 | 14.5843 | 474.9665 | 267.5642 | 266.9062 | 602.0484 | 265.6058 | 337.6194 | 498.9507 | 396.7742 | 385.7552
4428212 | VCUG | 13 | 00m_051004_345x211x716.dat | 0.0663;0.0663;0.0663 | 345;211;716 | (0.0901;67.0610;-3.1626) | 60 | 5.7448 | 47 | 76.6025 | 60 | iodine | [138] | [10] | 1 | 5 | 65 | normal | none | 4.788 | 5.6344 | 26.9774 | 18.3385 | 21.5806 | 395.7548 | 7.3366e-16 | 1423.9508 | 2.7913 | 269.4016 | 746.6235 | 8.855 | 816.7238 | 1190.4648 | 308.0706 | 1530.1303 | 5.1844 | 971.8631 | 392.36 | 399.0524 | 20.0242 | 1172.8409 | 18.1023 | 821.5898 | 1323.1416 | 928.1918 | 77.3993 | 34.9479 | 847.4599 | 430.9748 | 436.7904 | 857.0075 | 389.7383 | 397.2982 | 797.546 | 600.7842 | 598.1202
4428212 | VCUG | 13 | 00m_051004_345x211x716.dat | 0.0663;0.0663;0.0663 | 345;211;716 | (0.0901;67.0610;-3.1626) | 60 | 6.3535 | 49 | 76.6025 | 60 | iodine | [138] | [10] | 1 | 5 | 65 | normal | none | 4.788 | 5.6344 | 26.9774 | 18.3385 | 21.5806 | 395.7548 | 7.0051e-16 | 1461.9336 | 3.2108 | 294.0427 | 780.445 | 9.428 | 879.0873 | 1194.1575 | 326.0479 | 1568.7128 | 4.0819 | 1011.6478 | 408.1309 | 421.1642 | 21.8726 | 1212.0016 | 20.4265 | 864.5265 | 1357.0387 | 972.5477 | 83.6361 | 39.9366 | 892.9772 | 451.4719 | 458.4106 | 888.8431 | 403.016 | 402.957 | 832.7354 | 624.4544 | 622.7428
4428212 | VCUG | 13 | 00m_051004_345x211x716.dat | 0.0663;0.0663;0.0663 | 345;211;716 | (0.0901;67.0610;-3.1626) | 80 | 2.9 | 44 | 76.6025 | 60 | iodine | [138] | [10] | 1 | 5 | 65 | normal | none | 4.788 | 5.6344 | 26.9774 | 18.3385 | 21.5806 | 395.7548 | 1.0116e-15 | 1094.121 | 1.627 | 179.2923 | 496.9907 | 4.9306 | 556.6 | 1055.7655 | 194.6741 | 1160.2546 | 3.7272 | 680.4745 | 280.7466 | 268.9928 | 11.6856 | 842.7836 | 10.616 | 538.5986 | 996.1563 | 626.1638 | 45.5215 | 21.1499 | 559.4766 | 303.2397 | 303.5193 | 649.145 | 289.8 | 347.2814 | 568.1165 | 437.812 | 431.2049
4428212 | VCUG | 13 | 00m_051004_345x211x716.dat | 0.0663;0.0663;0.0663 | 345;211;716 | (0.0901;67.0610;-3.1626) | 80 | 7.702 | 57 | 76.6025 | 60 | iodine | [138] | [10] | 1 | 5 | 65 | normal | none | 4.788 | 5.6344 | 26.9774 | 18.3385 | 21.5806 | 395.7548 | 6.7614e-16 | 1479.1297 | 4.2964 | 325.731 | 815.8212 | 14.2154 | 951.4882 | 1186.7646 | 343.0794 | 1566.9813 | 11.1932 | 1037.2395 | 418.2117 | 445.9574 | 24.4002 | 1240.2002 | 23.8915 | 903.4065 | 1359.9682 | 1005.8851 | 92.6079 | 47.2964 | 931.7438 | 474.3611 | 478.8485 | 903.9618 | 412.1371 | 400.3846 | 858.1496 | 642.0403 | 644.3509
4428212 | VCUG | 13 | 00m_051004_345x211x716.dat | 0.0663;0.0663;0.0663 | 345;211;716 | (0.0901;67.0610;-3.1626) | 80 | 8.502 | 60 | 76.6025 | 60 | iodine | [138] | [10] | 1 | 5 | 65 | normal | none | 4.788 | 5.6344 | 26.9774 | 18.3385 | 21.5806 | 395.7548 | 6.594e-16 | 1503.8291 | 4.7921 | 332.9222 | 837.09 | 14.3057 | 956.7285 | 1191.9866 | 354.4264 | 1580.8229 | 14.6179 | 1058.4568 | 426.5674 | 459.6731 | 27.9677 | 1265.0072 | 25.0939 | 930.6746 | 1373.3475 | 1024.8962 | 96.1308 | 49.6373 | 963.3405 | 488.2805 | 492.445 | 919.3845 | 419.4127 | 402.8323 | 884.4965 | 653.5762 | 657.4548
4428212 | VCUG | 13 | 00m_051004_345x211x716.dat | 0.0663;0.0663;0.0663 | 345;211;716 | (0.0901;67.0610;-3.1626) | 110 | 3.9 | 52 | 76.6025 | 60 | iodine | [138] | [10] | 1 | 5 | 65 | normal | none | 4.788 | 5.6344 | 26.9774 | 18.3385 | 21.5806 | 395.7548 | 9.0427e-16 | 1192.0072 | 2.5587 | 224.3791 | 589.1473 | 7.9066 | 661.4042 | 1089.5824 | 236.3335 | 1259.4647 | 6.909 | 776.8561 | 317.2051 | 323.9287 | 16.0582 | 944.781 | 14.573 | 639.5192 | 1087.2822 | 731.8144 | 58.7411 | 29.1162 | 660.9619 | 350.7654 | 349.7272 | 718.5805 | 322.9636 | 359.5078 | 642.7262 | 491.754 | 490.6726
4428212 | VCUG | 13 | 00m_051004_345x211x716.dat | 0.0663;0.0663;0.0663 | 345;211;716 | (0.0901;67.0610;-3.1626) | 110 | 7.85 | 62 | 76.6025 | 60 | iodine | [138] | [10] | 1 | 5 | 65 | normal | none | 4.788 | 5.6344 | 26.9774 | 18.3385 | 21.5806 | 395.7548 | 7.2216e-16 | 1429.0448 | 4.441 | 320.0673 | 783.1636 | 12.458 | 882.3521 | 1170.0997 | 327.6833 | 1497.0352 | 10.3114 | 995.1109 | 398.9001 | 423.1468 | 25.9042 | 1193.2662 | 23.7011 | 868.1586 | 1304.7373 | 962.2096 | 87.0817 | 43.6371 | 890.5774 | 456.0331 | 454.8178 | 876.0114 | 398.2777 | 390.4723 | 830.9231 | 615.0494 | 620.692
4428212 | VCUG | 13 | 00m_051004_345x211x716.dat | 0.0663;0.0663;0.0663 | 345;211;716 | (0.0901;67.0610;-3.1626) | 110 | 9.9905 | 69 | 76.6025 | 60 | iodine | [138] | [10] | 1 | 5 | 65 | normal | none | 4.788 | 5.6344 | 26.9774 | 18.3385 | 21.5806 | 395.7548 | 6.9821e-16 | 1460.5918 | 5.3932 | 366.1791 | 829.5783 | 15.6128 | 946.8926 | 1178.499 | 351.3699 | 1516.0192 | 10.2793 | 1036.3355 | 412.8843 | 447.7735 | 27.8999 | 1228.7848 | 26.4534 | 922.3584 | 1328.2963 | 1011.6868 | 96.09 | 51.7795 | 941.9513 | 481.1845 | 477.0839 | 905.4802 | 412.2629 | 392.7579 | 877.2574 | 638.5883 | 651.2226
4428212 | VCUG | 1 | 01f_076010_393x248x546.dat | 0.0663;0.0663;0.1400 | 393;248;546 | (0.1855;68.2875;0.8176) | 60 | 2.5 | 38 | 81.3761 | 60 | iodine | [138] | [0] | 1 | 5 | 60 | normal | none | 6.6306 | 7.5625 | 50.144 | 26.9788 | 30.7702 | 830.1433 | 6.2113e-16 | 847.9167 | 0.58461 | 82.2528 | 374.5729 | 2.1437 | 403.3107 | 391.4614 | 207.1694 | 901.8503 | 1.0523 | 419.1365 | 331.7158 | 114.0977 | 3.9993 | 520.7571 | 5.9863 | 385.263 | 692.6363 | 402.2481 | 42.1873 | 21.6475 | 472.4745 | 239.3499 | 306.5017 | 319.5974 | 121.1258 | 271.8259 | 437.957 | 301.8659 | 286.1008
4428212 | VCUG | 1 | 01f_076010_393x248x546.dat | 0.0663;0.0663;0.1400 | 393;248;546 | (0.1855;68.2875;0.8176) | 60 | 5.7448 | 47 | 81.3761 | 60 | iodine | [138] | [0] | 1 | 5 | 60 | normal | none | 6.6306 | 7.5625 | 50.144 | 26.9788 | 30.7702 | 830.1433 | 4.0331e-16 | 1287.1706 | 1.762 | 171.3194 | 694.8733 | 5.1657 | 769.4807 | 738.8096 | 401.9727 | 1396.0693 | 1.409 | 746.62 | 521.781 | 225.4836 | 11.5675 | 920.6296 | 15.0618 | 742.2561 | 1076.316 | 749.8185 | 96.0103 | 55.513 | 850.758 | 424.6887 | 555.9224 | 555.4937 | 197.2266 | 322.1583 | 828.0956 | 515.3486 | 512.5283
4428212 | VCUG | 1 | 01f_076010_393x248x546.dat | 0.0663;0.0663;0.1400 | 393;248;546 | (0.1855;68.2875;0.8176) | 60 | 6.3535 | 49 | 81.3761 | 60 | iodine | [138] | [0] | 1 | 5 | 60 | normal | none | 6.6306 | 7.5625 | 50.144 | 26.9788 | 30.7702 | 830.1433 | 3.8508e-16 | 1334.9459 | 2.0553 | 185.4449 | 739.0686 | 5.6001 | 821.4412 | 792.9796 | 429.3661 | 1449.6755 | 3.3268 | 790.2788 | 543.6283 | 239.8389 | 12.8342 | 970.2677 | 16.3546 | 793.0834 | 1118.445 | 800.6663 | 105.0355 | 59.7228 | 897.3477 | 450.8943 | 591.6285 | 582.9617 | 206.9963 | 327.5534 | 876.0534 | 541.5859 | 543.6564
4428212 | VCUG | 1 | 01f_076010_393x248x546.dat | 0.0663;0.0663;0.1400 | 393;248;546 | (0.1855;68.2875;0.8176) | 80 | 2.9 | 44 | 81.3761 | 60 | iodine | [138] | [0] | 1 | 5 | 60 | normal | none | 6.6306 | 7.5625 | 50.144 | 26.9788 | 30.7702 | 830.1433 | 5.5611e-16 | 929.243 | 1.0816 | 112.1544 | 449.3727 | 2.743 | 483.7545 | 474.134 | 253.134 | 996.8018 | 1.5457 | 493.213 | 370.5931 | 139.2138 | 6.4266 | 610.0787 | 8.7803 | 471.113 | 766.1633 | 481.8484 | 56.3901 | 32.8083 | 555.8447 | 283.7181 | 365.8618 | 372.2668 | 137.6575 | 280.7236 | 536.8376 | 348.2531 | 338.8512
4428212 | VCUG | 1 | 01f_076010_393x248x546.dat | 0.0663;0.0663;0.1400 | 393;248;546 | (0.1855;68.2875;0.8176) | 80 | 7.702 | 57 | 81.3761 | 60 | iodine | [138] | [0] | 1 | 5 | 60 | normal | none | 6.6306 | 7.5625 | 50.144 | 26.9788 | 30.7702 | 830.1433 | 3.7169e-16 | 1376.9454 | 3.0036 | 216.8449 | 794.4899 | 8.1666 | 876.8984 | 849.106 | 465.6631 | 1482.707 | 5.7831 | 840.1199 | 563.2726 | 256.4241 | 14.9847 | 1024.7924 | 21.0896 | 855.025 | 1143.7103 | 853.0341 | 119.1708 | 70.4763 | 952.796 | 487.192 | 637.3036 | 618.6415 | 217.1414 | 328.6996 | 945.2896 | 570.384 | 580.8482
4428212 | VCUG | 1 | 01f_076010_393x248x546.dat | 0.0663;0.0663;0.1400 | 393;248;546 | (0.1855;68.2875;0.8176) | 80 | 8.502 | 60 | 81.3761 | 60 | iodine | [138] | [0] | 1 | 5 | 60 | normal | none | 6.6306 | 7.5625 | 50.144 | 26.9788 | 30.7702 | 830.1433 | 3.6247e-16 | 1402.4238 | 3.3401 | 231.1514 | 825.111 | 9.4735 | 919.2699 | 895.7922 | 486.768 | 1511.7563 | 4.0701 | 870.1903 | 576.5955 | 272.1172 | 16.8374 | 1060.9358 | 23.2089 | 890.4401 | 1165.2748 | 884.6741 | 127.0828 | 72.5628 | 984.0196 | 506.7655 | 662.8437 | 636.071 | 223.7114 | 331.0989 | 996.9033 | 590.2172 | 603.5657
4428212 | VCUG | 1 | 01f_076010_393x248x546.dat | 0.0663;0.0663;0.1400 | 393;248;546 | (0.1855;68.2875;0.8176) | 110 | 3.9 | 52 | 81.3761 | 60 | iodine | [138] | [0] | 1 | 5 | 60 | normal | none | 6.6306 | 7.5625 | 50.144 | 26.9788 | 30.7702 | 830.1433 | 4.9711e-16 | 1045.8574 | 1.8414 | 150.4988 | 549.6127 | 5.2473 | 595.9401 | 603.5642 | 316.3059 | 1122.6406 | 2.8225 | 592.2187 | 423.1225 | 173.5478 | 10.0788 | 723.3557 | 13.1507 | 582.2008 | 866.8037 | 587.8937 | 74.7073 | 40.9685 | 664.1137 | 342.5243 | 441.6114 | 442.1365 | 160.2745 | 292.8441 | 664.8178 | 410.7813 | 410.3456
4428212 | VCUG | 1 | 01f_076010_393x248x546.dat | 0.0663;0.0663;0.1400 | 393;248;546 | (0.1855;68.2875;0.8176) | 110 | 7.85 | 62 | 81.3761 | 60 | iodine | [138] | [0] | 1 | 5 | 60 | normal | none | 6.6306 | 7.5625 | 50.144 | 26.9788 | 30.7702 | 830.1433 | 3.9701e-16 | 1319.9364 | 3.2231 | 223.5955 | 764.6629 | 9.2743 | 847.7839 | 821.9156 | 449.5083 | 1415.2737 | 6.4807 | 808.7674 | 540.7399 | 251.5191 | 14.7066 | 982.8681 | 21.4215 | 824.5856 | 1095.7112 | 819.4724 | 115.1503 | 65.6832 | 911.0818 | 468.9622 | 607.2374 | 601.1966 | 209.5185 | 321.125 | 924.2048 | 550.0165 | 560.8593
4428212 | VCUG | 1 | 01f_076010_393x248x546.dat | 0.0663;0.0663;0.1400 | 393;248;546 | (0.1855;68.2875;0.8176) | 110 | 9.9905 | 69 | 81.3761 | 60 | iodine | [138] | [0] | 1 | 5 | 60 | normal | none | 6.6306 | 7.5625 | 50.144 | 26.9788 | 30.7702 | 830.1433 | 3.8386e-16 | 1358.7605 | 3.9563 | 272.9348 | 823.207 | 10.411 | 912.1968 | 916.0262 | 490.8242 | 1464.9699 | 3.8524 | 866.1909 | 565.5641 | 275.592 | 15.561 | 1046.4629 | 24.5337 | 893.4922 | 1135.14 | 881.8475 | 129.7775 | 75.623 | 969.0658 | 505.2059 | 652.0545 | 638.8494 | 221.5156 | 325.0137 | 987.3274 | 581.743 | 606.4568
4428212 | VCUG | 2 | 01f_076010_393x248x546.dat | 0.0663;0.0663;0.1400 | 393;248;546 | (0.1745;68.2875;-6.4272) | 60 | 2.5 | 38 | 81.3761 | 60 | iodine | [138] | [10] | 0 | 5 | 60 | normal | none | 4.4204 | 3.1204 | 13.7936 | 17.9858 | 12.6964 | 228.3554 | 2.0814e-15 | 4.927 | 0.027537 | 0.65865 | 208.8666 | 0.047026 | 15.1236 | 347.2751 | 1.4335 | 23.2678 | 0.12389 | 8.3858 | 1.4613 | 0.78832 | 0.08417 | 22.4606 | 0.13426 | 125.2008 | 5.6794 | 10.9932 | 0.50385 | 0.30883 | 447.1849 | 76.2873 | 114.1548 | 87.7001 | 73.8428 | 75.545 | 418.0263 | 49.8656 | 89.7233
4428212 | VCUG | 2 | 01f_076010_393x248x546.dat | 0.0663;0.0663;0.1400 | 393;248;546 | (0.1745;68.2875;-6.4272) | 60 | 5.7448 | 47 | 81.3761 | 60 | iodine | [138] | [10] | 0 | 5 | 60 | normal | none | 4.4204 | 3.1204 | 13.7936 | 17.9858 | 12.6964 | 228.3554 | 1.3516e-15 | 13.2594 | 0.077717 | 2.335 | 363.8873 | 0.12042 | 40.0859 | 626.4852 | 4.4732 | 52.5684 | 0.26079 | 21.4387 | 4.2447 | 2.5488 | 0.32817 | 53.4237 | 0.32285 | 258.9651 | 14.4373 | 27.9334 | 1.5179 | 1.1049 | 787.5273 | 142.9205 | 215.7529 | 163.195 | 116.4642 | 92.3082 | 750.8293 | 92.2258 | 161.7338
4428212 | VCUG | 2 | 01f_076010_393x248x546.dat | 0.0663;0.0663;0.1400 | 393;248;546 | (0.1745;68.2875;-6.4272) | 60 | 6.3535 | 49 | 81.3761 | 60 | iodine | [138] | [10] | 0 | 5 | 60 | normal | none | 4.4204 | 3.1204 | 13.7936 | 17.9858 | 12.6964 | 228.3554 | 1.2905e-15 | 14.0735 | 0.089577 | 2.6156 | 384.7074 | 0.22861 | 43.5679 | 660.1559 | 5.2042 | 57.8979 | 0.028831 | 23.9509 | 4.8024 | 3.0865 | 0.32317 | 58.9548 | 0.41731 | 279.261 | 16.068 | 30.8877 | 1.8094 | 1.019 | 828.6625 | 152.5284 | 230.4449 | 174.3869 | 121.4068 | 94.279 | 802.4714 | 98.7415 | 171.2475
4428212 | VCUG | 2 | 01f_076010_393x248x546.dat | 0.0663;0.0663;0.1400 | 393;248;546 | (0.1745;68.2875;-6.4272) | 80 | 2.9 | 44 | 81.3761 | 60 | iodine | [138] | [10] | 0 | 5 | 60 | normal | none | 4.4204 | 3.1204 | 13.7936 | 17.9858 | 12.6964 | 228.3554 | 1.8635e-15 | 7.5708 | 0.051729 | 1.2736 | 243.5286 | 0.060087 | 22.8465 | 409.6749 | 2.6195 | 31.4949 | 0.034753 | 12.408 | 2.5111 | 1.4311 | 0.20515 | 30.7114 | 0.21834 | 158.3062 | 8.4578 | 15.9846 | 0.94549 | 0.53122 | 520.5858 | 92.626 | 138.7428 | 106.6136 | 82.5976 | 78.7779 | 493.9045 | 60.0816 | 106.2708
4428212 | VCUG | 2 | 01f_076010_393x248x546.dat | 0.0663;0.0663;0.1400 | 393;248;546 | (0.1745;68.2875;-6.4272) | 80 | 7.702 | 57 | 81.3761 | 60 | iodine | [138] | [10] | 0 | 5 | 60 | normal | none | 4.4204 | 3.1204 | 13.7936 | 17.9858 | 12.6964 | 228.3554 | 1.2456e-15 | 18.1498 | 0.13501 | 3.461 | 409.1189 | 0.19374 | 53.5237 | 705.19 | 7.0809 | 66.3426 | 0.19789 | 29.0556 | 6.4205 | 3.735 | 0.52474 | 68.2004 | 0.62785 | 307.3831 | 19.7258 | 37.996 | 2.7597 | 1.6693 | 861.5269 | 166.767 | 250.4457 | 188.6519 | 125.7035 | 95.2434 | 844.9082 | 106.1514 | 183.309
4428212 | VCUG | 2 | 01f_076010_393x248x546.dat | 0.0663;0.0663;0.1400 | 393;248;546 | (0.1745;68.2875;-6.4272) | 80 | 8.502 | 60 | 81.3761 | 60 | iodine | [138] | [10] | 0 | 5 | 60 | normal | none | 4.4204 | 3.1204 | 13.7936 | 17.9858 | 12.6964 | 228.3554 | 1.2147e-15 | 19.5081 | 0.15045 | 3.7884 | 423.3378 | 0.3187 | 55.0436 | 736.0418 | 7.7945 | 70.4874 | 0.05476 | 31.4252 | 7.0734 | 4.3937 | 0.50705 | 72.548 | 0.65259 | 321.8171 | 21.0656 | 40.8874 | 3.0882 | 2.192 | 890.6526 | 174.2616 | 261.3792 | 196.3591 | 128.7471 | 96.2191 | 877.3986 | 110.501 | 190.7959
4428212 | VCUG | 2 | 01f_076010_393x248x546.dat | 0.0663;0.0663;0.1400 | 393;248;546 | (0.1745;68.2875;-6.4272) | 110 | 3.9 | 52 | 81.3761 | 60 | iodine | [138] | [10] | 0 | 5 | 60 | normal | none | 4.4204 | 3.1204 | 13.7936 | 17.9858 | 12.6964 | 228.3554 | 1.6658e-15 | 10.4689 | 0.088072 | 1.9898 | 291.0513 | 0.13125 | 31.9518 | 491.9591 | 4.1018 | 41.7796 | 0.069415 | 17.7159 | 3.8478 | 2.2556 | 0.31732 | 42.9148 | 0.36179 | 202.8348 | 11.8274 | 22.9849 | 1.5371 | 1.0498 | 614.7238 | 114.5975 | 170.6936 | 130.9154 | 94.5112 | 82.8842 | 596.7984 | 73.678 | 128.3047
4428212 | VCUG | 2 | 01f_076010_393x248x546.dat | 0.0663;0.0663;0.1400 | 393;248;546 | (0.1745;68.2875;-6.4272) | 110 | 7.85 | 62 | 81.3761 | 60 | iodine | [138] | [10] | 0 | 5 | 60 | normal | none | 4.4204 | 3.1204 | 13.7936 | 17.9858 | 12.6964 | 228.3554 | 1.3303e-15 | 18.2194 | 0.14974 | 3.2316 | 394.4937 | 0.43652 | 51.7136 | 689.7682 | 7.1475 | 63.3292 | 0.087425 | 28.4495 | 6.5518 | 4.3393 | 0.60552 | 65.5843 | 0.70257 | 296.5449 | 19.3364 | 37.0454 | 2.8738 | 1.6696 | 825.8365 | 161.3944 | 239.9194 | 182.3726 | 121.0751 | 92.5045 | 813.2828 | 102.4166 | 177.542
4428212 | VCUG | 2 | 01f_076010_393x248x546.dat | 0.0663;0.0663;0.1400 | 393;248;546 | (0.1745;68.2875;-6.4272) | 110 | 9.9905 | 69 | 81.3761 | 60 | iodine | [138] | [10] | 0 | 5 | 60 | normal | none | 4.4204 | 3.1204 | 13.7936 | 17.9858 | 12.6964 | 228.3554 | 1.2861e-15 | 20.891 | 0.18663 | 4.1714 | 421.4427 | 0.39386 | 59.0068 | 733.33 | 8.7326 | 71.1403 | 0.104 | 32.8146 | 7.8267 | 5.0642 | 0.7692 | 74.0678 | 0.80374 | 326.1862 | 22.3527 | 42.6264 | 3.509 | 2.5679 | 877.9992 | 175.6253 | 259.7048 | 196.9505 | 126.8095 | 93.8175 | 873.023 | 110.827 | 190.4517
4428212 | VCUG | 3 | 01f_076010_393x248x546.dat | 0.0663;0.0663;0.1400 | 393;248;546 | (0.1745;68.2875;-6.4272) | 60 | 2.5 | 38 | 81.3761 | 60 | iodine | [138] | [30] | 0 | 5 | 60 | normal | none | 4.4204 | 3.1204 | 13.7936 | 17.9858 | 12.6964 | 228.3554 | 2.0814e-15 | 4.8588 | 0.027474 | 0.64371 | 208.4967 | 0.047026 | 15.1357 | 344.9785 | 1.4271 | 23.2101 | 0.12389 | 8.3435 | 1.4516 | 0.79625 | 0.08417 | 22.3299 | 0.12937 | 124.2495 | 5.6434 | 10.9932 | 0.50721 | 0.30883 | 435.8319 | 76.1896 | 114.0125 | 87.457 | 73.6647 | 75.4695 | 420.1644 | 49.9792 | 89.0364
4428212 | VCUG | 3 | 01f_076010_393x248x546.dat | 0.0663;0.0663;0.1400 | 393;248;546 | (0.1745;68.2875;-6.4272) | 60 | 5.7448 | 47 | 81.3761 | 60 | iodine | [138] | [30] | 0 | 5 | 60 | normal | none | 4.4204 | 3.1204 | 13.7936 | 17.9858 | 12.6964 | 228.3554 | 1.3516e-15 | 13.1077 | 0.077628 | 2.2991 | 363.5322 | 0.12049 | 39.9594 | 624.1324 | 4.4632 | 52.379 | 0.26079 | 21.3107 | 4.2241 | 2.5618 | 0.31813 | 53.0508 | 0.32045 | 256.96 | 14.4054 | 27.7366 | 1.4974 | 1.1021 | 779.1667 | 142.6559 | 215.3578 | 162.7721 | 116.1326 | 92.1614 | 764.2211 | 93.1311 | 161.2049
4428212 | VCUG | 3 | 01f_076010_393x248x546.dat | 0.0663;0.0663;0.1400 | 393;248;546 | (0.1745;68.2875;-6.4272) | 60 | 6.3535 | 49 | 81.3761 | 60 | iodine | [138] | [30] | 0 | 5 | 60 | normal | none | 4.4204 | 3.1204 | 13.7936 | 17.9858 | 12.6964 | 228.3554 | 1.2905e-15 | 13.855 | 0.089244 | 2.5506 | 384.1107 | 0.24155 | 43.5881 | 659.6213 | 5.1893 | 57.667 | 0.028831 | 23.8215 | 4.7741 | 3.0405 | 0.32127 | 58.6209 | 0.41445 | 277.1533 | 16.0045 | 30.8032 | 1.7853 | 1.014 | 821.921 | 152.2253 | 229.9981 | 173.8496 | 121.0528 | 94.1316 | 813.8622 | 99.4858 | 170.8819
4428212 | VCUG | 3 | 01f_076010_393x248x546.dat | 0.0663;0.0663;0.1400 | 393;248;546 | (0.1745;68.2875;-6.4272) | 80 | 2.9 | 44 | 81.3761 | 60 | iodine | [138] | [30] | 0 | 5 | 60 | normal | none | 4.4204 | 3.1204 | 13.7936 | 17.9858 | 12.6964 | 228.3554 | 1.8635e-15 | 7.5874 | 0.051489 | 1.2546 | 243.2119 | 0.060344 | 22.561 | 408.9827 | 2.5999 | 31.3892 | 0.034753 | 12.3393 | 2.4971 | 1.4624 | 0.21788 | 30.5332 | 0.21886 | 157.19 | 8.4219 | 15.8977 | 0.9391 | 0.53155 | 511.2109 | 92.4772 | 138.5147 | 106.3471 | 82.3987 | 78.6713 | 499.4533 | 60.4315 | 105.8073
4428212 | VCUG | 3 | 01f_076010_393x248x546.dat | 0.0663;0.0663;0.1400 | 393;248;546 | (0.1745;68.2875;-6.4272) | 80 | 7.702 | 57 | 81.3761 | 60 | iodine | [138] | [30] | 0 | 5 | 60 | normal | none | 4.4204 | 3.1204 | 13.7936 | 17.9858 | 12.6964 | 228.3554 | 1.2456e-15 | 18.0631 | 0.13501 | 3.4029 | 408.6533 | 0.19374 | 52.9529 | 702.348 | 7.0394 | 66.0681 | 0.19789 | 28.8998 | 6.3901 | 3.7156 | 0.5544 | 67.7789 | 0.61322 | 305.5366 | 19.6567 | 37.882 | 2.7541 | 1.7239 | 860.8847 | 166.418 | 249.9249 | 188.2005 | 125.3783 | 95.084 | 860.5635 | 107.1889 | 183.0466
4428212 | VCUG | 3 | 01f_076010_393x248x546.dat | 0.0663;0.0663;0.1400 | 393;248;546 | (0.1745;68.2875;-6.4272) | 80 | 8.502 | 60 | 81.3761 | 60 | iodine | [138] | [30] | 0 | 5 | 60 | normal | none | 4.4204 | 3.1204 | 13.7936 | 17.9858 | 12.6964 | 228.3554 | 1.2147e-15 | 19.5896 | 0.14945 | 3.7668 | 422.8851 | 0.31618 | 54.4789 | 732.9053 | 7.7811 | 70.2347 | 0.05476 | 31.2539 | 7.0419 | 4.401 | 0.52386 | 72.208 | 0.64537 | 320.1048 | 21.0533 | 40.689 | 3.0529 | 2.2141 | 892.1344 | 173.8934 | 260.8416 | 195.5877 | 128.4136 | 96.0625 | 894.1102 | 111.6165 | 190.5967
4428212 | VCUG | 3 | 01f_076010_393x248x546.dat | 0.0663;0.0663;0.1400 | 393;248;546 | (0.1745;68.2875;-6.4272) | 110 | 3.9 | 52 | 81.3761 | 60 | iodine | [138] | [30] | 0 | 5 | 60 | normal | none | 4.4204 | 3.1204 | 13.7936 | 17.9858 | 12.6964 | 228.3554 | 1.6658e-15 | 10.4317 | 0.087736 | 1.9444 | 290.6551 | 0.13125 | 31.561 | 489.726 | 4.0888 | 41.6061 | 0.10028 | 17.6301 | 3.8294 | 2.2555 | 0.3331 | 42.6609 | 0.35452 | 201.6042 | 11.7674 | 22.8324 | 1.5336 | 1.0701 | 608.1203 | 114.4015 | 170.406 | 130.6285 | 94.2939 | 82.78 | 605.9592 | 74.2781 | 127.8303
4428212 | VCUG | 3 | 01f_076010_393x248x546.dat | 0.0663;0.0663;0.1400 | 393;248;546 | (0.1745;68.2875;-6.4272) | 110 | 7.85 | 62 | 81.3761 | 60 | iodine | [138] | [30] | 0 | 5 | 60 | normal | none | 4.4204 | 3.1204 | 13.7936 | 17.9858 | 12.6964 | 228.3554 | 1.3303e-15 | 18.1577 | 0.14951 | 3.2629 | 394.0426 | 0.43506 | 51.0221 | 686.5057 | 7.1099 | 63.1082 | 0.087425 | 28.3006 | 6.5324 | 4.3116 | 0.64139 | 65.2145 | 0.70426 | 294.8535 | 19.2703 | 36.8048 | 2.8634 | 1.6575 | 826.8137 | 161.08 | 239.4476 | 181.9289 | 120.7641 | 92.3553 | 828.4675 | 103.4199 | 177.3075
4428212 | VCUG | 3 | 01f_076010_393x248x546.dat | 0.0663;0.0663;0.1400 | 393;248;546 | (0.1745;68.2875;-6.4272) | 110 | 9.9905 | 69 | 81.3761 | 60 | iodine | [138] | [30] | 0 | 5 | 60 | normal | none | 4.4204 | 3.1204 | 13.7936 | 17.9858 | 12.6964 | 228.3554 | 1.2861e-15 | 20.9151 | 0.18622 | 4.1692 | 420.9296 | 0.39165 | 58.4011 | 737.692 | 8.7022 | 70.9055 | 0.31923 | 32.6443 | 7.8011 | 4.9814 | 0.73736 | 73.6969 | 0.81043 | 324.7711 | 22.2781 | 42.3892 | 3.4756 | 2.5975 | 880.9539 | 175.3112 | 259.2183 | 196.5207 | 126.528 | 93.6632 | 886.7077 | 111.7196 | 190.8796
4428212 | VCUG | 4 | 01f_076010_393x248x546.dat | 0.0663;0.0663;0.1400 | 393;248;546 | (0.1745;68.2875;-6.4272) | 60 | 2.5 | 38 | 81.3761 | 60 | iodine | [138] | [50] | 0 | 5 | 60 | normal | none | 4.4204 | 3.1204 | 13.7936 | 17.9858 | 12.6964 | 228.3554 | 2.0814e-15 | 4.8799 | 0.0273 | 0.64774 | 208.2661 | 0.047556 | 14.9353 | 343.1336 | 1.424 | 23.1621 | 0.12389 | 8.3181 | 1.4469 | 0.78438 | 0.08417 | 22.2819 | 0.12948 | 123.5289 | 5.6333 | 10.9317 | 0.50361 | 0.32335 | 424.7335 | 76.1085 | 113.8961 | 87.3535 | 73.5405 | 75.4099 | 420.3373 | 49.9524 | 88.3941
4428212 | VCUG | 4 | 01f_076010_393x248x546.dat | 0.0663;0.0663;0.1400 | 393;248;546 | (0.1745;68.2875;-6.4272) | 60 | 5.7448 | 47 | 81.3761 | 60 | iodine | [138] | [50] | 0 | 5 | 60 | normal | none | 4.4204 | 3.1204 | 13.7936 | 17.9858 | 12.6964 | 228.3554 | 1.3516e-15 | 13.0744 | 0.077636 | 2.2459 | 362.8959 | 0.1225 | 39.5147 | 623.9031 | 4.4347 | 52.2873 | 0.26079 | 21.2183 | 4.2098 | 2.5574 | 0.31652 | 52.8851 | 0.31386 | 255.5025 | 14.3477 | 27.6278 | 1.4985 | 1.1015 | 764.5171 | 142.4523 | 215.054 | 162.4879 | 115.852 | 92.0023 | 770.4361 | 93.5069 | 160.5151
4428212 | VCUG | 4 | 01f_076010_393x248x546.dat | 0.0663;0.0663;0.1400 | 393;248;546 | (0.1745;68.2875;-6.4272) | 60 | 6.3535 | 49 | 81.3761 | 60 | iodine | [138] | [50] | 0 | 5 | 60 | normal | none | 4.4204 | 3.1204 | 13.7936 | 17.9858 | 12.6964 | 228.3554 | 1.2905e-15 | 13.8069 | 0.088895 | 2.5154 | 383.4443 | 0.23088 | 43.1929 | 656.9169 | 5.1612 | 57.4965 | 0.028831 | 23.7154 | 4.7591 | 3.0337 | 0.335 | 58.4434 | 0.40929 | 275.5958 | 15.9626 | 30.6777 | 1.7859 | 1.0137 | 807.4307 | 151.9953 | 229.6497 | 173.4794 | 120.7723 | 93.997 | 821.3011 | 99.9438 | 170.0028
4428212 | VCUG | 4 | 01f_076010_393x248x546.dat | 0.0663;0.0663;0.1400 | 393;248;546 | (0.1745;68.2875;-6.4272) | 80 | 2.9 | 44 | 81.3761 | 60 | iodine | [138] | [50] | 0 | 5 | 60 | normal | none | 4.4204 | 3.1204 | 13.7936 | 17.9858 | 12.6964 | 228.3554 | 1.8635e-15 | 7.5821 | 0.051699 | 1.2352 | 242.7987 | 0.058965 | 22.4022 | 404.9579 | 2.593 | 31.3178 | 0.034753 | 12.2953 | 2.4929 | 1.4272 | 0.20364 | 30.4576 | 0.21699 | 156.326 | 8.4036 | 15.8285 | 0.93283 | 0.51531 | 500.006 | 92.3599 | 138.3526 | 106.2013 | 82.2414 | 78.6181 | 501.5784 | 60.5427 | 104.9697
4428212 | VCUG | 4 | 01f_076010_393x248x546.dat | 0.0663;0.0663;0.1400 | 393;248;546 | (0.1745;68.2875;-6.4272) | 80 | 7.702 | 57 | 81.3761 | 60 | iodine | [138] | [50] | 0 | 5 | 60 | normal | none | 4.4204 | 3.1204 | 13.7936 | 17.9858 | 12.6964 | 228.3554 | 1.2456e-15 | 17.9611 | 0.13407 | 3.3846 | 407.8103 | 0.19653 | 52.7176 | 698.406 | 7.0111 | 65.8698 | 0.19789 | 28.7866 | 6.3715 | 3.7255 | 0.52017 | 67.5806 | 0.61009 | 303.8667 | 19.5724 | 37.7278 | 2.7355 | 1.7262 | 849.6449 | 166.1424 | 249.5189 | 187.8244 | 125.0807 | 94.9579 | 867.1468 | 107.582 | 182.1623
4428212 | VCUG | 4 | 01f_076010_393x248x546.dat | 0.0663;0.0663;0.1400 | 393;248;546 | (0.1745;68.2875;-6.4272) | 80 | 8.502 | 60 | 81.3761 | 60 | iodine | [138] | [50] | 0 | 5 | 60 | normal | none | 4.4204 | 3.1204 | 13.7936 | 17.9858 | 12.6964 | 228.3554 | 1.2147e-15 | 19.5731 | 0.14904 | 3.7211 | 422.3006 | 0.33318 | 54.3324 | 727.8424 | 7.7422 | 70.0379 | 0.05476 | 31.1321 | 7.0173 | 4.3627 | 0.5384 | 71.9017 | 0.6435 | 318.3595 | 20.9331 | 40.5424 | 3.0374 | 2.2322 | 881.0208 | 173.6006 | 260.3941 | 195.1712 | 128.1014 | 95.9263 | 900.943 | 112.0314 | 189.654
4428212 | VCUG | 4 | 01f_076010_393x248x546.dat | 0.0663;0.0663;0.1400 | 393;248;546 | (0.1745;68.2875;-6.4272) | 110 | 3.9 | 52 | 81.3761 | 60 | iodine | [138] | [50] | 0 | 5 | 60 | normal | none | 4.4204 | 3.1204 | 13.7936 | 17.9858 | 12.6964 | 228.3554 | 1.6658e-15 | 10.3314 | 0.087244 | 1.9566 | 290.3489 | 0.1489 | 31.5268 | 488.0751 | 4.0561 | 41.5155 | 0.069415 | 17.5665 | 3.8196 | 2.2661 | 0.33336 | 42.5696 | 0.35236 | 200.6317 | 11.7422 | 22.7742 | 1.5279 | 1.0353 | 597.6448 | 114.2522 | 170.1772 | 130.2235 | 94.1127 | 82.6956 | 607.58 | 74.3339 | 127.2179
4428212 | VCUG | 4 | 01f_076010_393x248x546.dat | 0.0663;0.0663;0.1400 | 393;248;546 | (0.1745;68.2875;-6.4272) | 110 | 7.85 | 62 | 81.3761 | 60 | iodine | [138] | [50] | 0 | 5 | 60 | normal | none | 4.4204 | 3.1204 | 13.7936 | 17.9858 | 12.6964 | 228.3554 | 1.3303e-15 | 18.0427 | 0.14871 | 3.2122 | 393.3586 | 0.43385 | 50.9672 | 681.1911 | 7.0771 | 62.9217 | 0.087425 | 28.2165 | 6.5127 | 4.2879 | 0.60174 | 64.9814 | 0.70095 | 293.4779 | 19.2192 | 36.6958 | 2.8592 | 1.6148 | 816.8159 | 160.8377 | 239.0893 | 181.7246 | 120.5243 | 92.2621 | 834.4061 | 103.7894 | 176.3835
4428212 | VCUG | 4 | 01f_076010_393x248x546.dat | 0.0663;0.0663;0.1400 | 393;248;546 | (0.1745;68.2875;-6.4272) | 110 | 9.9905 | 69 | 81.3761 | 60 | iodine | [138] | [50] | 0 | 5 | 60 | normal | none | 4.4204 | 3.1204 | 13.7936 | 17.9858 | 12.6964 | 228.3554 | 1.2861e-15 | 20.8295 | 0.18516 | 4.0809 | 420.4008 | 0.38982 | 58.4073 | 732.1481 | 8.6836 | 70.6621 | 0.104 | 32.5308 | 7.7747 | 4.9941 | 0.73929 | 73.5204 | 0.79713 | 323.3637 | 22.184 | 42.3402 | 3.4462 | 2.5401 | 874.4226 | 175.0151 | 258.7853 | 196.0908 | 126.2465 | 93.5475 | 891.4507 | 111.9885 | 190.0765
4428212 | VCUG | 5 | 01f_076010_393x248x546.dat | 0.0663;0.0663;0.1400 | 393;248;546 | (-0.1549;69.7747;-4.0074) | 60 | 2.5 | 38 | 82.0179 | 60 | iodine | [138] | [50] | 0 | 5 | 60 | normal | none | 6.2672 | 4.4337 | 27.787 | 25.7011 | 18.1822 | 467.3026 | 1.0501e-15 | 22.662 | 0.090035 | 2.9806 | 314.8417 | 0.33002 | 73.3132 | 278.9398 | 6.9335 | 184.6615 | 0.060942 | 38.7265 | 6.7851 | 3.515 | 0.53194 | 204.7076 | 0.51977 | 300.1667 | 36.0171 | 71.3058 | 2.0436 | 1.1605 | 354.7909 | 89.1181 | 129.9383 | 246.0367 | 76.496 | 156.9128 | 383.4553 | 92.6936 | 110.4445
4428212 | VCUG | 5 | 01f_076010_393x248x546.dat | 0.0663;0.0663;0.1400 | 393;248;546 | (-0.1549;69.7747;-4.0074) | 60 | 5.7448 | 47 | 82.0179 | 60 | iodine | [138] | [50] | 0 | 5 | 60 | normal | none | 6.2672 | 4.4337 | 27.787 | 25.7011 | 18.1822 | 467.3026 | 6.8185e-16 | 53.5925 | 0.24808 | 9.1165 | 561.2827 | 0.58861 | 157.6449 | 562.6173 | 18.6933 | 325.1747 | 0.60607 | 86.9929 | 17.322 | 10.4224 | 1.4556 | 361.7223 | 1.2818 | 563.5412 | 75.6663 | 146.003 | 5.8668 | 3.4398 | 679.168 | 171.6394 | 253.4823 | 400.1821 | 124.0594 | 184.5395 | 695.6233 | 165.8165 | 209.1474
4428212 | VCUG | 5 | 01f_076010_393x248x546.dat | 0.0663;0.0663;0.1400 | 393;248;546 | (-0.1549;69.7747;-4.0074) | 60 | 6.3535 | 49 | 82.0179 | 60 | iodine | [138] | [50] | 0 | 5 | 60 | normal | none | 6.2672 | 4.4337 | 27.787 | 25.7011 | 18.1822 | 467.3026 | 6.5104e-16 | 57.0564 | 0.28565 | 10.057 | 592.8207 | 0.66039 | 176.0875 | 607.1055 | 20.8774 | 343.5733 | 0 | 95.2338 | 19.3567 | 11.5549 | 1.7727 | 383.3098 | 1.4701 | 599.4869 | 81.8367 | 158.8228 | 6.8047 | 5.219 | 721.1845 | 184.0002 | 272.0761 | 420.1992 | 129.8018 | 187.3656 | 735.0854 | 175.9572 | 223.4299
4428212 | VCUG | 5 | 01f_076010_393x248x546.dat | 0.0663;0.0663;0.1400 | 393;248;546 | (-0.1549;69.7747;-4.0074) | 80 | 2.9 | 44 | 82.0179 | 60 | iodine | [138] | [50] | 0 | 5 | 60 | normal | none | 6.2672 | 4.4337 | 27.787 | 25.7011 | 18.1822 | 467.3026 | 9.4016e-16 | 30.7651 | 0.15286 | 4.9571 | 372.0021 | 0.32966 | 95.482 | 352.6437 | 10.762 | 215.6983 | 0.30351 | 51.9265 | 10.0719 | 6.073 | 0.91314 | 238.854 | 0.80851 | 360.9082 | 46.0753 | 89.1246 | 3.4342 | 2.0103 | 430.769 | 110.0345 | 160.9423 | 279.399 | 86.6487 | 161.7133 | 461.3597 | 110.0037 | 134.6221
4428212 | VCUG | 5 | 01f_076010_393x248x546.dat | 0.0663;0.0663;0.1400 | 393;248;546 | (-0.1549;69.7747;-4.0074) | 80 | 7.702 | 57 | 82.0179 | 60 | iodine | [138] | [50] | 0 | 5 | 60 | normal | none | 6.2672 | 4.4337 | 27.787 | 25.7011 | 18.1822 | 467.3026 | 6.2841e-16 | 69.254 | 0.41852 | 11.3645 | 629.9373 | 1.1958 | 194.3948 | 660.8884 | 25.9941 | 362.4375 | 0.094075 | 108.9429 | 23.5912 | 14.5575 | 2.1858 | 399.3878 | 2.0927 | 644.9912 | 89.5432 | 173.7237 | 9.2088 | 5.8608 | 778.375 | 203.4572 | 299.3929 | 440.7575 | 135.6431 | 187.8745 | 793.763 | 188.4597 | 241.7423
4428212 | VCUG | 5 | 01f_076010_393x248x546.dat | 0.0663;0.0663;0.1400 | 393;248;546 | (-0.1549;69.7747;-4.0074) | 80 | 8.502 | 60 | 82.0179 | 60 | iodine | [138] | [50] | 0 | 5 | 60 | normal | none | 6.2672 | 4.4337 | 27.787 | 25.7011 | 18.1822 | 467.3026 | 6.1286e-16 | 75.3928 | 0.46435 | 13.7585 | 651.2615 | 1.1279 | 209.8696 | 699.3641 | 28.3606 | 374.231 | 0.1634 | 115.5686 | 25.4595 | 15.89 | 2.2312 | 411.9886 | 2.3766 | 671.5435 | 94.0073 | 183.1586 | 10.1727 | 5.5807 | 812.3105 | 213.3854 | 313.7523 | 453.9014 | 139.4291 | 189.067 | 829.9329 | 196.4351 | 252.9948
4428212 | VCUG | 5 | 01f_076010_393x248x546.dat | 0.0663;0.0663;0.1400 | 393;248;546 | (-0.1549;69.7747;-4.0074) | 110 | 3.9 | 52 | 82.0179 | 60 | iodine | [138] | [50] | 0 | 5 | 60 | normal | none | 6.2672 | 4.4337 | 27.787 | 25.7011 | 18.1822 | 467.3026 | 8.4044e-16 | 42.699 | 0.2623 | 7.5541 | 446.5514 | 0.66686 | 129.6582 | 448.824 | 15.7989 | 255.7587 | 0.38663 | 69.3993 | 14.3365 | 8.587 | 1.1869 | 280.805 | 1.3124 | 444.2312 | 58.0814 | 113.4964 | 5.5308 | 2.9702 | 530.3051 | 137.9901 | 201.026 | 325.8493 | 100.4093 | 168.4129 | 555.3991 | 132.5397 | 166.3627
4428212 | VCUG | 5 | 01f_076010_393x248x546.dat | 0.0663;0.0663;0.1400 | 393;248;546 | (-0.1549;69.7747;-4.0074) | 110 | 7.85 | 62 | 82.0179 | 60 | iodine | [138] | [50] | 0 | 5 | 60 | normal | none | 6.2672 | 4.4337 | 27.787 | 25.7011 | 18.1822 | 467.3026 | 6.7121e-16 | 67.2416 | 0.45642 | 12.4525 | 607.8754 | 1.0715 | 191.8336 | 637.5682 | 25.8177 | 345.1694 | 0.49034 | 105.3044 | 23.2164 | 15.1295 | 2.1546 | 377.3651 | 2.2394 | 621.2245 | 85.3388 | 165.3738 | 9.5014 | 6.5749 | 748.8901 | 197.0179 | 286.9967 | 425.6104 | 130.8655 | 183.6829 | 768.0943 | 181.6097 | 233.2806
4428212 | VCUG | 5 | 01f_076010_393x248x546.dat | 0.0663;0.0663;0.1400 | 393;248;546 | (-0.1549;69.7747;-4.0074) | 110 | 9.9905 | 69 | 82.0179 | 60 | iodine | [138] | [50] | 0 | 5 | 60 | normal | none | 6.2672 | 4.4337 | 27.787 | 25.7011 | 18.1822 | 467.3026 | 6.4899e-16 | 74.6209 | 0.56443 | 14.7784 | 650.9685 | 1.2594 | 218.6177 | 686.5316 | 30.1424 | 366.4481 | 0.36693 | 118.3907 | 26.8526 | 17.6614 | 2.3409 | 398.1899 | 2.7739 | 671.6315 | 92.2561 | 180.8665 | 11.5368 | 7.7743 | 806.1026 | 215.9935 | 313.2316 | 448.8307 | 138.0689 | 185.0147 | 832.6363 | 195.5087 | 252.1317
4428212 | VCUG | 6 | 01f_076010_393x248x546.dat | 0.0663;0.0663;0.1400 | 393;248;546 | (0.4895;69.3997;-4.0032) | 60 | 2.5 | 38 | 81.7835 | 60 | iodine | [138] | [50] | 0 | 5 | 60 | normal | none | 6.3724 | 4.4697 | 28.4829 | 26.0579 | 18.2775 | 476.2729 | 1.0221e-15 | 23.4341 | 0.085171 | 3.0186 | 329.6109 | 0.21075 | 120.0809 | 278.2287 | 6.5411 | 207.9843 | 0 | 82.3915 | 6.7418 | 3.4387 | 0.44252 | 123.9648 | 0.47835 | 294.4104 | 22.6172 | 53.1275 | 2.1549 | 1.1438 | 362.7471 | 90.6919 | 132.5054 | 262.5612 | 78.2757 | 158.4832 | 399.6499 | 94.5346 | 112.4897
4428212 | VCUG | 6 | 01f_076010_393x248x546.dat | 0.0663;0.0663;0.1400 | 393;248;546 | (0.4895;69.3997;-4.0032) | 60 | 5.7448 | 47 | 81.7835 | 60 | iodine | [138] | [50] | 0 | 5 | 60 | normal | none | 6.3724 | 4.4697 | 28.4829 | 26.0579 | 18.2775 | 476.2729 | 6.637e-16 | 54.2818 | 0.2449 | 8.8469 | 580.8469 | 0.6544 | 244.4918 | 594.6181 | 17.6751 | 355.5956 | 0.0060925 | 148.9536 | 17.214 | 10.4342 | 1.4372 | 256.7111 | 1.4217 | 557.704 | 52.1573 | 120.0431 | 5.9581 | 4.072 | 689.1332 | 174.9627 | 258.9516 | 419.3961 | 126.6239 | 186.532 | 742.1388 | 172.004 | 215.0148
4428212 | VCUG | 6 | 01f_076010_393x248x546.dat | 0.0663;0.0663;0.1400 | 393;248;546 | (0.4895;69.3997;-4.0032) | 60 | 6.3535 | 49 | 81.7835 | 60 | iodine | [138] | [50] | 0 | 5 | 60 | normal | none | 6.3724 | 4.4697 | 28.4829 | 26.0579 | 18.2775 | 476.2729 | 6.3371e-16 | 59.0016 | 0.28273 | 9.5736 | 613.2603 | 0.89184 | 252.5282 | 624.3694 | 20.3799 | 374.1293 | 0.045036 | 158.4949 | 19.37 | 11.1781 | 1.2917 | 275.6302 | 1.6609 | 594.2295 | 57.2216 | 130.55 | 7.2443 | 4.8402 | 736.0764 | 187.6573 | 278.0691 | 439.3781 | 132.6983 | 189.2265 | 786.9198 | 181.7049 | 228.1195
4428212 | VCUG | 6 | 01f_076010_393x248x546.dat | 0.0663;0.0663;0.1400 | 393;248;546 | (0.4895;69.3997;-4.0032) | 80 | 2.9 | 44 | 81.7835 | 60 | iodine | [138] | [50] | 0 | 5 | 60 | normal | none | 6.3724 | 4.4697 | 28.4829 | 26.0579 | 18.2775 | 476.2729 | 9.1514e-16 | 32.1426 | 0.15554 | 4.953 | 386.5524 | 0.31088 | 151.9219 | 365.8234 | 10.2163 | 240.1597 | 0.34814 | 98.0483 | 10.1041 | 6.4786 | 0.84284 | 156.9048 | 0.84135 | 355.8686 | 30.7439 | 71 | 3.6016 | 1.8096 | 437.8451 | 112.0476 | 164.2409 | 296.7016 | 88.5754 | 163.287 | 483.084 | 113.1732 | 138.058
4428212 | VCUG | 6 | 01f_076010_393x248x546.dat | 0.0663;0.0663;0.1400 | 393;248;546 | (0.4895;69.3997;-4.0032) | 80 | 7.702 | 57 | 81.7835 | 60 | iodine | [138] | [50] | 0 | 5 | 60 | normal | none | 6.3724 | 4.4697 | 28.4829 | 26.0579 | 18.2775 | 476.2729 | 6.117e-16 | 71.699 | 0.43131 | 13.2545 | 650.6339 | 1.1038 | 272.4557 | 684.229 | 25.65 | 392.3846 | 0.3274 | 170.2971 | 23.788 | 14.4503 | 1.9294 | 302.6995 | 2.2335 | 640.0404 | 66.7995 | 147.6829 | 9.1089 | 6.1706 | 793.5808 | 207.3289 | 305.6955 | 457.6734 | 138.5861 | 189.4799 | 840.0908 | 194.5335 | 247.5633
4428212 | VCUG | 6 | 01f_076010_393x248x546.dat | 0.0663;0.0663;0.1400 | 393;248;546 | (0.4895;69.3997;-4.0032) | 80 | 8.502 | 60 | 81.7835 | 60 | iodine | [138] | [50] | 0 | 5 | 60 | normal | none | 6.3724 | 4.4697 | 28.4829 | 26.0579 | 18.2775 | 476.2729 | 5.9655e-16 | 76.7799 | 0.47622 | 13.421 | 674.6131 | 0.98015 | 287.1514 | 711.9277 | 27.7731 | 403.7386 | 0.41053 | 177.1186 | 25.6157 | 16.5592 | 2.1432 | 318.0458 | 2.4436 | 666.5501 | 70.9195 | 156.1044 | 10.4424 | 7.2624 | 831.9178 | 217.3865 | 320.2898 | 472.9692 | 142.336 | 190.7419 | 868.1763 | 202.1596 | 258.1241
4428212 | VCUG | 6 | 01f_076010_393x248x546.dat | 0.0663;0.0663;0.1400 | 393;248;546 | (0.4895;69.3997;-4.0032) | 110 | 3.9 | 52 | 81.7835 | 60 | iodine | [138] | [50] | 0 | 5 | 60 | normal | none | 6.3724 | 4.4697 | 28.4829 | 26.0579 | 18.2775 | 476.2729 | 8.1808e-16 | 43.5996 | 0.27198 | 7.2235 | 462.4113 | 0.5057 | 177.2929 | 456.7273 | 15.4251 | 281.2313 | 0.11062 | 118.4369 | 14.435 | 9.1218 | 1.0818 | 200.9336 | 1.2846 | 439.8463 | 42.0398 | 93.6741 | 5.7452 | 3.7418 | 542.0611 | 140.5029 | 205.134 | 342.4407 | 102.5931 | 169.9225 | 586.3355 | 135.9086 | 169.7374
4428212 | VCUG | 6 | 01f_076010_393x248x546.dat | 0.0663;0.0663;0.1400 | 393;248;546 | (0.4895;69.3997;-4.0032) | 110 | 7.85 | 62 | 81.7835 | 60 | iodine | [138] | [50] | 0 | 5 | 60 | normal | none | 6.3724 | 4.4697 | 28.4829 | 26.0579 | 18.2775 | 476.2729 | 6.5336e-16 | 69.0429 | 0.46092 | 12.6325 | 628.2122 | 1.1071 | 258.907 | 670.0267 | 25.6183 | 374.7387 | 1.8374 | 162.5745 | 23.3944 | 14.2371 | 2.0779 | 292.9616 | 2.2615 | 617.0699 | 64.113 | 141.4101 | 9.6403 | 7.3716 | 764.5379 | 200.6797 | 292.9118 | 443.717 | 133.5953 | 185.358 | 809.7349 | 187.4219 | 239.611
4428212 | VCUG | 6 | 01f_076010_393x248x546.dat | 0.0663;0.0663;0.1400 | 393;248;546 | (0.4895;69.3997;-4.0032) | 110 | 9.9905 | 69 | 81.7835 | 60 | iodine | [138] | [50] | 0 | 5 | 60 | normal | none | 6.3724 | 4.4697 | 28.4829 | 26.0579 | 18.2775 | 476.2729 | 6.3172e-16 | 77.4976 | 0.58073 | 15.0555 | 674.2991 | 1.2618 | 282.8456 | 751.0733 | 30.1461 | 394.7144 | 1.2122 | 174.1587 | 26.9691 | 17.4206 | 2.2407 | 322.7207 | 2.6822 | 667.9988 | 72.8468 | 159.4212 | 11.5587 | 7.2863 | 824.7132 | 219.946 | 319.5785 | 466.9703 | 140.8597 | 186.9814 | 864.0026 | 201.0385 | 261.7348
4428212 | VCUG | 7 | 01f_076010_393x248x546.dat | 0.0663;0.0663;0.1400 | 393;248;546 | (0.1745;68.2875;-6.4272) | 60 | 2.5 | 38 | 81.3761 | 60 | iodine | [138] | [70] | 0 | 5 | 60 | normal | none | 4.4204 | 3.1204 | 13.7936 | 17.9858 | 12.6964 | 228.3554 | 2.0814e-15 | 4.8713 | 0.027243 | 0.64337 | 208.0499 | 0.058855 | 15.0271 | 341.7931 | 1.4206 | 23.1323 | 0.12389 | 8.3041 | 1.4431 | 0.7914 | 0.098944 | 22.2401 | 0.12937 | 122.8899 | 5.6314 | 10.9106 | 0.50318 | 0.30883 | 413.4717 | 76.0383 | 113.7971 | 87.2365 | 73.4411 | 75.3622 | 419.4917 | 49.8748 | 87.7868
4428212 | VCUG | 7 | 01f_076010_393x248x546.dat | 0.0663;0.0663;0.1400 | 393;248;546 | (0.1745;68.2875;-6.4272) | 60 | 5.7448 | 47 | 81.3761 | 60 | iodine | [138] | [70] | 0 | 5 | 60 | normal | none | 4.4204 | 3.1204 | 13.7936 | 17.9858 | 12.6964 | 228.3554 | 1.3516e-15 | 13.1003 | 0.077695 | 2.2518 | 362.304 | 0.12062 | 39.5007 | 621.3505 | 4.4162 | 52.1578 | 0.26079 | 21.162 | 4.1931 | 2.5268 | 0.34044 | 52.8355 | 0.31308 | 254.3704 | 14.2856 | 27.5427 | 1.4909 | 1.102 | 750.3854 | 142.2794 | 214.7984 | 162.1551 | 115.6415 | 91.9227 | 768.6604 | 93.3128 | 159.6123
4428212 | VCUG | 7 | 01f_076010_393x248x546.dat | 0.0663;0.0663;0.1400 | 393;248;546 | (0.1745;68.2875;-6.4272) | 60 | 6.3535 | 49 | 81.3761 | 60 | iodine | [138] | [70] | 0 | 5 | 60 | normal | none | 4.4204 | 3.1204 | 13.7936 | 17.9858 | 12.6964 | 228.3554 | 1.2905e-15 | 13.8495 | 0.088825 | 2.5118 | 383.0569 | 0.22861 | 43.0999 | 652.624 | 5.1464 | 57.3973 | 0.028831 | 23.6557 | 4.7378 | 3.03 | 0.33656 | 58.3272 | 0.40314 | 274.3869 | 15.9216 | 30.5623 | 1.7785 | 1.0136 | 793.1728 | 151.8081 | 229.3838 | 173.2978 | 120.5251 | 93.9009 | 819.7513 | 99.769 | 168.9761
4428212 | VCUG | 7 | 01f_076010_393x248x546.dat | 0.0663;0.0663;0.1400 | 393;248;546 | (0.1745;68.2875;-6.4272) | 80 | 2.9 | 44 | 81.3761 | 60 | iodine | [138] | [70] | 0 | 5 | 60 | normal | none | 4.4204 | 3.1204 | 13.7936 | 17.9858 | 12.6964 | 228.3554 | 1.8635e-15 | 7.5783 | 0.051373 | 1.2286 | 242.509 | 0.058815 | 22.362 | 403.0582 | 2.58 | 31.2421 | 0.034753 | 12.2701 | 2.4865 | 1.4249 | 0.20384 | 30.3535 | 0.21626 | 155.5694 | 8.3897 | 15.7877 | 0.93406 | 0.51531 | 489.8959 | 92.2649 | 138.207 | 106.0203 | 82.1165 | 78.5293 | 499.7538 | 60.3605 | 104.3354
4428212 | VCUG | 7 | 01f_076010_393x248x546.dat | 0.0663;0.0663;0.1400 | 393;248;546 | (0.1745;68.2875;-6.4272) | 80 | 7.702 | 57 | 81.3761 | 60 | iodine | [138] | [70] | 0 | 5 | 60 | normal | none | 4.4204 | 3.1204 | 13.7936 | 17.9858 | 12.6964 | 228.3554 | 1.2456e-15 | 17.9427 | 0.13448 | 3.3562 | 407.1761 | 0.19374 | 52.8228 | 695.4837 | 6.9762 | 65.7445 | 0.19789 | 28.7095 | 6.3476 | 3.7212 | 0.52413 | 67.4345 | 0.61036 | 302.5581 | 19.5154 | 37.6363 | 2.7337 | 1.6928 | 839.208 | 165.9255 | 249.1887 | 187.4031 | 124.8454 | 94.8583 | 864.8186 | 107.3349 | 181.3531
4428212 | VCUG | 7 | 01f_076010_393x248x546.dat | 0.0663;0.0663;0.1400 | 393;248;546 | (0.1745;68.2875;-6.4272) | 80 | 8.502 | 60 | 81.3761 | 60 | iodine | [138] | [70] | 0 | 5 | 60 | normal | none | 4.4204 | 3.1204 | 13.7936 | 17.9858 | 12.6964 | 228.3554 | 1.2147e-15 | 19.4398 | 0.14917 | 3.6931 | 421.6502 | 0.31907 | 54.0459 | 723.8498 | 7.7151 | 69.8692 | 0.05476 | 31.0481 | 7.0011 | 4.3333 | 0.52051 | 71.7544 | 0.6488 | 317.1412 | 20.8944 | 40.3868 | 3.0245 | 2.2355 | 868.9194 | 173.357 | 260.035 | 194.8703 | 127.8601 | 95.797 | 900.6137 | 111.8988 | 188.6942
4428212 | VCUG | 7 | 01f_076010_393x248x546.dat | 0.0663;0.0663;0.1400 | 393;248;546 | (0.1745;68.2875;-6.4272) | 110 | 3.9 | 52 | 81.3761 | 60 | iodine | [138] | [70] | 0 | 5 | 60 | normal | none | 4.4204 | 3.1204 | 13.7936 | 17.9858 | 12.6964 | 228.3554 | 1.6658e-15 | 10.3663 | 0.087268 | 1.9727 | 289.9407 | 0.1332 | 31.2531 | 486.6463 | 4.0453 | 41.426 | 0.069415 | 17.516 | 3.8026 | 2.2236 | 0.33617 | 42.4406 | 0.3555 | 199.8573 | 11.714 | 22.7202 | 1.5115 | 1.057 | 586.3048 | 114.1091 | 169.9812 | 130.1054 | 93.9575 | 82.636 | 607.0998 | 74.2332 | 126.5598
4428212 | VCUG | 7 | 01f_076010_393x248x546.dat | 0.0663;0.0663;0.1400 | 393;248;546 | (0.1745;68.2875;-6.4272) | 110 | 7.85 | 62 | 81.3761 | 60 | iodine | [138] | [70] | 0 | 5 | 60 | normal | none | 4.4204 | 3.1204 | 13.7936 | 17.9858 | 12.6964 | 228.3554 | 1.3303e-15 | 18.0111 | 0.14837 | 3.233 | 392.9301 | 0.43131 | 50.795 | 676.5079 | 7.0531 | 62.7894 | 0.087425 | 28.1353 | 6.5039 | 4.3333 | 0.61784 | 64.8612 | 0.70059 | 292.3203 | 19.168 | 36.6643 | 2.8519 | 1.6202 | 805.6153 | 160.6353 | 238.7906 | 181.1893 | 120.304 | 92.1377 | 833.8047 | 103.6518 | 175.4608
4428212 | VCUG | 7 | 01f_076010_393x248x546.dat | 0.0663;0.0663;0.1400 | 393;248;546 | (0.1745;68.2875;-6.4272) | 110 | 9.9905 | 69 | 81.3761 | 60 | iodine | [138] | [70] | 0 | 5 | 60 | normal | none | 4.4204 | 3.1204 | 13.7936 | 17.9858 | 12.6964 | 228.3554 | 1.2861e-15 | 20.7697 | 0.18488 | 4.0897 | 419.8021 | 0.39292 | 58.356 | 728.828 | 8.6657 | 70.53 | 0.104 | 32.4421 | 7.7608 | 4.9381 | 0.75739 | 73.2716 | 0.80577 | 322.1352 | 22.1615 | 42.2065 | 3.5036 | 2.5136 | 863.6925 | 174.7785 | 258.4359 | 195.9087 | 126.032 | 93.406 | 892.5393 | 112.0044 | 189.2551
4428212 | VCUG | 8 | 01f_076010_393x248x546.dat | 0.0663;0.0663;0.1400 | 393;248;546 | (0.1745;68.2875;-6.4272) | 60 | 2.5 | 38 | 81.3761 | 60 | iodine | [138] | [100] | 0 | 5 | 60 | normal | none | 4.4204 | 3.1204 | 13.7936 | 17.9858 | 12.6964 | 228.3554 | 2.0814e-15 | 4.8516 | 0.027304 | 0.66653 | 207.6703 | 0.047026 | 14.9478 | 340.6593 | 1.4152 | 23.0924 | 0.12389 | 8.283 | 1.4435 | 0.78088 | 0.08417 | 22.1704 | 0.12923 | 122.3181 | 5.6213 | 10.8717 | 0.50342 | 0.30883 | 401.3787 | 75.9643 | 113.6916 | 87.1689 | 73.3292 | 75.3185 | 417.3633 | 49.677 | 87.1297
4428212 | VCUG | 8 | 01f_076010_393x248x546.dat | 0.0663;0.0663;0.1400 | 393;248;546 | (0.1745;68.2875;-6.4272) | 60 | 5.7448 | 47 | 81.3761 | 60 | iodine | [138] | [100] | 0 | 5 | 60 | normal | none | 4.4204 | 3.1204 | 13.7936 | 17.9858 | 12.6964 | 228.3554 | 1.3516e-15 | 13.0581 | 0.077295 | 2.187 | 361.6455 | 0.1219 | 39.3601 | 615.1281 | 4.4075 | 52.0253 | 0.26079 | 21.1028 | 4.1831 | 2.5159 | 0.31986 | 52.7031 | 0.31147 | 252.9055 | 14.2767 | 27.4392 | 1.489 | 1.1015 | 728.1224 | 142.0986 | 214.5407 | 161.8362 | 115.3928 | 91.8065 | 765.7749 | 93.0097 | 158.0589
4428212 | VCUG | 8 | 01f_076010_393x248x546.dat | 0.0663;0.0663;0.1400 | 393;248;546 | (0.1745;68.2875;-6.4272) | 60 | 6.3535 | 49 | 81.3761 | 60 | iodine | [138] | [100] | 0 | 5 | 60 | normal | none | 4.4204 | 3.1204 | 13.7936 | 17.9858 | 12.6964 | 228.3554 | 1.2905e-15 | 13.7596 | 0.088631 | 2.5166 | 382.1038 | 0.24594 | 42.9116 | 646.1382 | 5.1266 | 57.2253 | 0.028831 | 23.579 | 4.7301 | 3.0148 | 0.32091 | 58.1528 | 0.40834 | 272.8449 | 15.8797 | 30.4669 | 1.777 | 1.0133 | 770.8173 | 151.6025 | 229.0748 | 172.7968 | 120.2579 | 93.7535 | 820.5262 | 99.7201 | 167.3981
4428212 | VCUG | 8 | 01f_076010_393x248x546.dat | 0.0663;0.0663;0.1400 | 393;248;546 | (0.1745;68.2875;-6.4272) | 80 | 2.9 | 44 | 81.3761 | 60 | iodine | [138] | [100] | 0 | 5 | 60 | normal | none | 4.4204 | 3.1204 | 13.7936 | 17.9858 | 12.6964 | 228.3554 | 1.8635e-15 | 7.5762 | 0.051144 | 1.2276 | 242.0904 | 0.058815 | 22.3383 | 400.6756 | 2.5725 | 31.1681 | 0.034753 | 12.233 | 2.4791 | 1.4161 | 0.23036 | 30.2805 | 0.21524 | 154.7429 | 8.3634 | 15.7281 | 0.93256 | 0.51531 | 477.1455 | 92.1472 | 138.0459 | 105.8544 | 81.9685 | 78.4761 | 497.94 | 60.1842 | 103.5371
4428212 | VCUG | 8 | 01f_076010_393x248x546.dat | 0.0663;0.0663;0.1400 | 393;248;546 | (0.1745;68.2875;-6.4272) | 80 | 7.702 | 57 | 81.3761 | 60 | iodine | [138] | [100] | 0 | 5 | 60 | normal | none | 4.4204 | 3.1204 | 13.7936 | 17.9858 | 12.6964 | 228.3554 | 1.2456e-15 | 17.8937 | 0.13427 | 3.3271 | 406.2769 | 0.19634 | 52.9842 | 694.8013 | 6.9515 | 65.6048 | 0.19789 | 28.61 | 6.3308 | 3.7083 | 0.52512 | 67.1744 | 0.6116 | 300.84 | 19.4889 | 37.4781 | 2.7195 | 1.6661 | 819.9399 | 165.6519 | 248.7919 | 186.9367 | 124.5409 | 94.7122 | 864.2566 | 107.2068 | 180.3362
4428212 | VCUG | 8 | 01f_076010_393x248x546.dat | 0.0663;0.0663;0.1400 | 393;248;546 | (0.1745;68.2875;-6.4272) | 80 | 8.502 | 60 | 81.3761 | 60 | iodine | [138] | [100] | 0 | 5 | 60 | normal | none | 4.4204 | 3.1204 | 13.7936 | 17.9858 | 12.6964 | 228.3554 | 1.2147e-15 | 19.3953 | 0.14926 | 3.7237 | 420.58 | 0.31618 | 53.7084 | 722.2033 | 7.6748 | 69.7284 | 0.05476 | 30.9419 | 6.984 | 4.3849 | 0.50727 | 71.4547 | 0.64231 | 315.4041 | 20.8071 | 40.2033 | 3.0126 | 2.1884 | 851.2199 | 173.0569 | 259.5985 | 194.4307 | 127.5337 | 95.654 | 896.0036 | 111.4205 | 187.6023
4428212 | VCUG | 8 | 01f_076010_393x248x546.dat | 0.0663;0.0663;0.1400 | 393;248;546 | (0.1745;68.2875;-6.4272) | 110 | 3.9 | 52 | 81.3761 | 60 | iodine | [138] | [100] | 0 | 5 | 60 | normal | none | 4.4204 | 3.1204 | 13.7936 | 17.9858 | 12.6964 | 228.3554 | 1.6658e-15 | 10.3633 | 0.087214 | 1.973 | 289.2684 | 0.1349 | 31.4434 | 483.8369 | 4.0262 | 41.3276 | 0.069415 | 17.4608 | 3.7944 | 2.241 | 0.33805 | 42.2983 | 0.35321 | 198.8187 | 11.6743 | 22.6109 | 1.5025 | 1.0353 | 573.1699 | 113.9545 | 169.7527 | 129.8804 | 93.7712 | 82.5566 | 603.8581 | 73.9477 | 125.6566
4428212 | VCUG | 8 | 01f_076010_393x248x546.dat | 0.0663;0.0663;0.1400 | 393;248;546 | (0.1745;68.2875;-6.4272) | 110 | 7.85 | 62 | 81.3761 | 60 | iodine | [138] | [100] | 0 | 5 | 60 | normal | none | 4.4204 | 3.1204 | 13.7936 | 17.9858 | 12.6964 | 228.3554 | 1.3303e-15 | 17.8864 | 0.14798 | 3.2534 | 391.8777 | 0.43131 | 50.4831 | 675.1848 | 7.0201 | 62.6105 | 0.087425 | 28.0406 | 6.4817 | 4.3325 | 0.61554 | 64.686 | 0.70724 | 290.8243 | 19.0996 | 36.4395 | 2.8353 | 1.6468 | 788.6265 | 160.3766 | 238.4188 | 180.8371 | 120.0319 | 92.032 | 826.2123 | 102.9549 | 174.3997
4428212 | VCUG | 8 | 01f_076010_393x248x546.dat | 0.0663;0.0663;0.1400 | 393;248;546 | (0.1745;68.2875;-6.4272) | 110 | 9.9905 | 69 | 81.3761 | 60 | iodine | [138] | [100] | 0 | 5 | 60 | normal | none | 4.4204 | 3.1204 | 13.7936 | 17.9858 | 12.6964 | 228.3554 | 1.2861e-15 | 20.6468 | 0.18469 | 4.1074 | 418.8613 | 0.39002 | 58.0271 | 727.1563 | 8.6307 | 70.3465 | 0.104 | 32.3325 | 7.7367 | 4.9361 | 0.74572 | 73.0344 | 0.80203 | 320.4713 | 22.0954 | 41.9779 | 3.4496 | 2.5522 | 846.1201 | 174.4852 | 258.0127 | 195.304 | 125.7371 | 93.2645 | 889.8179 | 111.6505 | 188.191
4428212 | VCUG | 9 | 01f_076010_393x248x546.dat | 0.0663;0.0663;0.1400 | 393;248;546 | (-0.1549;69.7747;-4.0074) | 60 | 2.5 | 38 | 82.0179 | 60 | iodine | [138] | [100] | 1 | 5 | 60 | normal | none | 6.2672 | 4.4337 | 27.787 | 25.7011 | 18.1822 | 467.3026 | 1.0501e-15 | 22.6877 | 0.089975 | 2.9779 | 314.3846 | 0.33002 | 73.1085 | 276.959 | 6.932 | 184.6044 | 0.060942 | 38.696 | 6.7797 | 3.5047 | 0.53194 | 204.6504 | 0.51977 | 299.4239 | 36.0057 | 71.2591 | 2.0443 | 1.1605 | 339.0779 | 88.9603 | 129.7184 | 245.8314 | 76.3392 | 156.8419 | 378.4652 | 92.2585 | 109.5204
4428212 | VCUG | 9 | 01f_076010_393x248x546.dat | 0.0663;0.0663;0.1400 | 393;248;546 | (-0.1549;69.7747;-4.0074) | 60 | 5.7448 | 47 | 82.0179 | 60 | iodine | [138] | [100] | 1 | 5 | 60 | normal | none | 6.2672 | 4.4337 | 27.787 | 25.7011 | 18.1822 | 467.3026 | 6.8185e-16 | 53.6746 | 0.24781 | 9.0788 | 560.0067 | 0.58861 | 157.7182 | 556.3402 | 18.6698 | 325.028 | 0.60607 | 86.8961 | 17.3074 | 10.4208 | 1.4357 | 361.4583 | 1.2815 | 561.84 | 75.6473 | 145.8959 | 5.8586 | 3.436 | 648.2961 | 171.2271 | 252.8989 | 399.6874 | 123.6953 | 184.3697 | 691.6928 | 165.4244 | 207.13
4428212 | VCUG | 9 | 01f_076010_393x248x546.dat | 0.0663;0.0663;0.1400 | 393;248;546 | (-0.1549;69.7747;-4.0074) | 60 | 6.3535 | 49 | 82.0179 | 60 | iodine | [138] | [100] | 1 | 5 | 60 | normal | none | 6.2672 | 4.4337 | 27.787 | 25.7011 | 18.1822 | 467.3026 | 6.5104e-16 | 57.0149 | 0.28517 | 9.9217 | 591.5919 | 0.66039 | 175.5499 | 603.7417 | 20.839 | 343.389 | 0 | 95.1493 | 19.3383 | 11.6013 | 1.7526 | 383.0947 | 1.4689 | 597.444 | 81.783 | 158.5617 | 6.7756 | 5.1263 | 691.0174 | 183.5418 | 271.4229 | 419.5516 | 129.4139 | 187.1877 | 727.2671 | 175.1977 | 221.5971
4428212 | VCUG | 9 | 01f_076010_393x248x546.dat | 0.0663;0.0663;0.1400 | 393;248;546 | (-0.1549;69.7747;-4.0074) | 80 | 2.9 | 44 | 82.0179 | 60 | iodine | [138] | [100] | 1 | 5 | 60 | normal | none | 6.2672 | 4.4337 | 27.787 | 25.7011 | 18.1822 | 467.3026 | 9.4016e-16 | 30.8098 | 0.15275 | 4.9343 | 371.1193 | 0.32966 | 95.2278 | 349.6335 | 10.7482 | 215.56 | 0.30351 | 51.8733 | 10.0623 | 6.0752 | 0.91403 | 238.7264 | 0.80454 | 359.8552 | 46.0562 | 89.0331 | 3.4315 | 2.0103 | 410.8468 | 109.8004 | 160.6111 | 279.1797 | 86.4351 | 161.6165 | 459.5408 | 109.7929 | 133.4038
4428212 | VCUG | 9 | 01f_076010_393x248x546.dat | 0.0663;0.0663;0.1400 | 393;248;546 | (-0.1549;69.7747;-4.0074) | 80 | 7.702 | 57 | 82.0179 | 60 | iodine | [138] | [100] | 1 | 5 | 60 | normal | none | 6.2672 | 4.4337 | 27.787 | 25.7011 | 18.1822 | 467.3026 | 6.2841e-16 | 69.168 | 0.41812 | 11.3741 | 628.5051 | 1.2278 | 194.4744 | 654.7936 | 25.975 | 362.1829 | 0.094075 | 108.7933 | 23.561 | 14.5448 | 2.229 | 399.0855 | 2.0821 | 642.7633 | 89.4891 | 173.5964 | 9.2019 | 5.8616 | 745.228 | 202.9058 | 298.601 | 440.0866 | 135.174 | 187.6113 | 787.4455 | 187.8479 | 239.5826
4428212 | VCUG | 9 | 01f_076010_393x248x546.dat | 0.0663;0.0663;0.1400 | 393;248;546 | (-0.1549;69.7747;-4.0074) | 80 | 8.502 | 60 | 82.0179 | 60 | iodine | [138] | [100] | 1 | 5 | 60 | normal | none | 6.2672 | 4.4337 | 27.787 | 25.7011 | 18.1822 | 467.3026 | 6.1286e-16 | 75.3129 | 0.46375 | 13.7146 | 649.8093 | 1.1303 | 208.9722 | 692.6251 | 28.3215 | 373.921 | 0.1634 | 115.4022 | 25.4497 | 15.9222 | 2.277 | 411.548 | 2.3588 | 669.2428 | 93.9681 | 182.9139 | 10.1588 | 5.6219 | 779.4154 | 212.7811 | 312.8867 | 453.137 | 138.9087 | 188.8511 | 828.5786 | 196.1014 | 250.8025
4428212 | VCUG | 9 | 01f_076010_393x248x546.dat | 0.0663;0.0663;0.1400 | 393;248;546 | (-0.1549;69.7747;-4.0074) | 110 | 3.9 | 52 | 82.0179 | 60 | iodine | [138] | [100] | 1 | 5 | 60 | normal | none | 6.2672 | 4.4337 | 27.787 | 25.7011 | 18.1822 | 467.3026 | 8.4044e-16 | 42.5313 | 0.26202 | 7.5915 | 445.6947 | 0.66686 | 129.3131 | 443.6363 | 15.7751 | 255.6278 | 0.38663 | 69.3029 | 14.3318 | 8.5974 | 1.1869 | 280.579 | 1.3132 | 442.9224 | 58.0279 | 113.3679 | 5.5107 | 2.9228 | 508.5784 | 137.6638 | 200.5646 | 325.4702 | 100.1232 | 168.285 | 552.1627 | 132.1701 | 164.8696
4428212 | VCUG | 9 | 01f_076010_393x248x546.dat | 0.0663;0.0663;0.1400 | 393;248;546 | (-0.1549;69.7747;-4.0074) | 110 | 7.85 | 62 | 82.0179 | 60 | iodine | [138] | [100] | 1 | 5 | 60 | normal | none | 6.2672 | 4.4337 | 27.787 | 25.7011 | 18.1822 | 467.3026 | 6.7121e-16 | 67.0077 | 0.45569 | 12.3841 | 606.3408 | 1.0715 | 190.9695 | 630.9085 | 25.7566 | 344.9608 | 0.49034 | 105.1539 | 23.1821 | 15.1265 | 2.1546 | 377.0672 | 2.2279 | 619.3026 | 85.2316 | 165.1503 | 9.5088 | 6.5698 | 723.488 | 196.4848 | 286.2345 | 425.2056 | 130.416 | 183.4857 | 761.9263 | 180.9417 | 231.3483
4428212 | VCUG | 9 | 01f_076010_393x248x546.dat | 0.0663;0.0663;0.1400 | 393;248;546 | (-0.1549;69.7747;-4.0074) | 110 | 9.9905 | 69 | 82.0179 | 60 | iodine | [138] | [100] | 1 | 5 | 60 | normal | none | 6.2672 | 4.4337 | 27.787 | 25.7011 | 18.1822 | 467.3026 | 6.4899e-16 | 74.3651 | 0.5634 | 14.7351 | 649.7204 | 1.2658 | 218.2787 | 682.1402 | 30.0854 | 366.1553 | 0.36693 | 118.1842 | 26.7956 | 17.5782 | 2.3395 | 397.8663 | 2.7729 | 669.3972 | 92.1498 | 180.5275 | 11.5457 | 7.7228 | 783.267 | 215.3835 | 312.3597 | 448.2965 | 137.5907 | 184.7599 | 826.6732 | 194.8697 | 250.4897
4428212 | VCUG | 10 | 01f_076010_393x248x546.dat | 0.0663;0.0663;0.1400 | 393;248;546 | (0.4895;69.3997;-4.0032) | 60 | 2.5 | 38 | 81.7835 | 60 | iodine | [138] | [100] | 1 | 5 | 60 | normal | none | 6.3724 | 4.4697 | 28.4829 | 26.0579 | 18.2775 | 476.2729 | 1.0221e-15 | 23.4076 | 0.084969 | 3.0186 | 328.9946 | 0.21075 | 119.758 | 277.4656 | 6.5292 | 207.9158 | 0 | 82.3602 | 6.7361 | 3.4652 | 0.44252 | 123.8964 | 0.47833 | 293.2755 | 22.5966 | 53.0717 | 2.1546 | 1.1438 | 345.0784 | 90.5305 | 132.2823 | 262.3871 | 78.1029 | 158.4185 | 396.7051 | 94.2451 | 111.5834
4428212 | VCUG | 10 | 01f_076010_393x248x546.dat | 0.0663;0.0663;0.1400 | 393;248;546 | (0.4895;69.3997;-4.0032) | 60 | 5.7448 | 47 | 81.7835 | 60 | iodine | [138] | [100] | 1 | 5 | 60 | normal | none | 6.3724 | 4.4697 | 28.4829 | 26.0579 | 18.2775 | 476.2729 | 6.637e-16 | 54.1025 | 0.24454 | 8.7985 | 579.6566 | 0.6544 | 244.2507 | 588.9529 | 17.6404 | 355.3847 | 0.0060925 | 148.8753 | 17.199 | 10.4468 | 1.4372 | 256.47 | 1.4294 | 555.2481 | 52.088 | 119.9512 | 5.9397 | 4.0813 | 657.0406 | 174.568 | 258.3869 | 418.7185 | 126.2407 | 186.3825 | 743.9469 | 171.9913 | 213.0582
4428212 | VCUG | 10 | 01f_076010_393x248x546.dat | 0.0663;0.0663;0.1400 | 393;248;546 | (0.4895;69.3997;-4.0032) | 60 | 6.3535 | 49 | 81.7835 | 60 | iodine | [138] | [100] | 1 | 5 | 60 | normal | none | 6.3724 | 4.4697 | 28.4829 | 26.0579 | 18.2775 | 476.2729 | 6.3371e-16 | 58.9227 | 0.28276 | 9.4964 | 612.2819 | 0.89146 | 252.1968 | 616.8897 | 20.3247 | 373.9084 | 0.045036 | 158.3844 | 19.3495 | 11.1754 | 1.2917 | 275.4093 | 1.6654 | 591.4522 | 57.1206 | 130.4411 | 7.2348 | 4.9096 | 703.8851 | 187.2078 | 277.4266 | 438.5797 | 132.2657 | 189.0438 | 783.3535 | 181.2651 | 225.9746
4428212 | VCUG | 10 | 01f_076010_393x248x546.dat | 0.0663;0.0663;0.1400 | 393;248;546 | (0.4895;69.3997;-4.0032) | 80 | 2.9 | 44 | 81.7835 | 60 | iodine | [138] | [100] | 1 | 5 | 60 | normal | none | 6.3724 | 4.4697 | 28.4829 | 26.0579 | 18.2775 | 476.2729 | 9.1514e-16 | 32.1043 | 0.15543 | 4.9548 | 385.7438 | 0.31088 | 151.7143 | 361.2121 | 10.2145 | 240.0504 | 0.34814 | 97.9925 | 10.0892 | 6.4626 | 0.84284 | 156.7409 | 0.84175 | 354.5355 | 30.7188 | 70.9781 | 3.6138 | 1.8096 | 418.0448 | 111.806 | 163.8966 | 296.3126 | 88.3381 | 163.1876 | 479.03 | 112.7728 | 136.7115
4428212 | VCUG | 10 | 01f_076010_393x248x546.dat | 0.0663;0.0663;0.1400 | 393;248;546 | (0.4895;69.3997;-4.0032) | 80 | 7.702 | 57 | 81.7835 | 60 | iodine | [138] | [100] | 1 | 5 | 60 | normal | none | 6.3724 | 4.4697 | 28.4829 | 26.0579 | 18.2775 | 476.2729 | 6.117e-16 | 71.5486 | 0.43101 | 13.1714 | 649.0808 | 1.1038 | 272.1287 | 677.3629 | 25.6091 | 392.1884 | 0.3274 | 170.1663 | 23.7634 | 14.4268 | 1.9292 | 302.3398 | 2.2273 | 636.9833 | 66.7129 | 147.3805 | 9.0985 | 6.1761 | 764.5631 | 206.748 | 304.8601 | 456.8309 | 138.0999 | 189.2501 | 835.1047 | 193.9625 | 245.4628
4428212 | VCUG | 10 | 01f_076010_393x248x546.dat | 0.0663;0.0663;0.1400 | 393;248;546 | (0.4895;69.3997;-4.0032) | 80 | 8.502 | 60 | 81.7835 | 60 | iodine | [138] | [100] | 1 | 5 | 60 | normal | none | 6.3724 | 4.4697 | 28.4829 | 26.0579 | 18.2775 | 476.2729 | 5.9655e-16 | 76.7028 | 0.47572 | 13.44 | 673.0039 | 0.98015 | 286.3133 | 708.0722 | 27.7161 | 403.4369 | 0.41053 | 176.951 | 25.5805 | 16.5061 | 2.1784 | 317.6435 | 2.4374 | 663.6333 | 70.7368 | 155.905 | 10.4493 | 7.2048 | 803.957 | 216.7928 | 319.4345 | 472.2938 | 141.8144 | 190.4923 | 863.3653 | 201.5677 | 256.3137
4428212 | VCUG | 10 | 01f_076010_393x248x546.dat | 0.0663;0.0663;0.1400 | 393;248;546 | (0.4895;69.3997;-4.0032) | 110 | 3.9 | 52 | 81.7835 | 60 | iodine | [138] | [100] | 1 | 5 | 60 | normal | none | 6.3724 | 4.4697 | 28.4829 | 26.0579 | 18.2775 | 476.2729 | 8.1808e-16 | 43.481 | 0.27181 | 7.2599 | 461.629 | 0.51274 | 176.7551 | 449.6498 | 15.3982 | 281.0479 | 0.11062 | 118.3538 | 14.4167 | 9.0918 | 1.085 | 200.6647 | 1.277 | 438.2206 | 41.9372 | 93.4981 | 5.7383 | 3.7408 | 521.5253 | 140.1775 | 204.6665 | 341.8451 | 102.2991 | 169.781 | 583.8785 | 135.5623 | 168.1456
4428212 | VCUG | 10 | 01f_076010_393x248x546.dat | 0.0663;0.0663;0.1400 | 393;248;546 | (0.4895;69.3997;-4.0032) | 110 | 7.85 | 62 | 81.7835 | 60 | iodine | [138] | [100] | 1 | 5 | 60 | normal | none | 6.3724 | 4.4697 | 28.4829 | 26.0579 | 18.2775 | 476.2729 | 6.5336e-16 | 68.8516 | 0.46014 | 12.6206 | 626.896 | 1.1159 | 259.2284 | 666.1544 | 25.5647 | 374.4785 | 1.8374 | 162.4214 | 23.3469 | 14.1874 | 2.1391 | 292.6249 | 2.2667 | 614.2843 | 64.0273 | 141.2861 | 9.6447 | 7.3705 | 737.0187 | 200.1583 | 292.166 | 443.1433 | 133.1468 | 185.1302 | 803.1076 | 186.7961 | 237.865
4428212 | VCUG | 10 | 01f_076010_393x248x546.dat | 0.0663;0.0663;0.1400 | 393;248;546 | (0.4895;69.3997;-4.0032) | 110 | 9.9905 | 69 | 81.7835 | 60 | iodine | [138] | [100] | 1 | 5 | 60 | normal | none | 6.3724 | 4.4697 | 28.4829 | 26.0579 | 18.2775 | 476.2729 | 6.3172e-16 | 77.2982 | 0.58014 | 14.9418 | 672.6211 | 1.2739 | 282.1491 | 744.6464 | 30.1477 | 394.4136 | 1.2122 | 173.9687 | 26.9216 | 17.4634 | 2.2391 | 322.23 | 2.686 | 665.2445 | 72.7804 | 159.0888 | 11.5313 | 7.2855 | 801.9025 | 219.3633 | 318.7425 | 465.8727 | 140.3548 | 186.7589 | 859.4753 | 200.4402 | 259.8894
4428212 | VCUG | 11 | 01f_076010_393x248x546.dat | 0.0663;0.0663;0.1400 | 393;248;546 | (0.1855;68.2875;0.8176) | 60 | 2.5 | 38 | 81.3761 | 60 | iodine | [138] | [75] | 1 | 5 | 60 | normal | none | 6.6306 | 7.5625 | 50.144 | 26.9788 | 30.7702 | 830.1433 | 6.2113e-16 | 847.8362 | 0.58454 | 82.1996 | 373.7035 | 2.1437 | 403.198 | 389.0464 | 207.1533 | 901.6249 | 1.0523 | 419.0238 | 331.7158 | 114.0929 | 3.9993 | 520.4995 | 5.9863 | 382.5583 | 692.6363 | 402.1515 | 42.1809 | 21.6475 | 431.9679 | 239.0086 | 306.0176 | 319.1901 | 120.5693 | 271.5862 | 445.4272 | 302.3122 | 284.1657
4428212 | VCUG | 11 | 01f_076010_393x248x546.dat | 0.0663;0.0663;0.1400 | 393;248;546 | (0.1855;68.2875;0.8176) | 60 | 5.7448 | 47 | 81.3761 | 60 | iodine | [138] | [75] | 1 | 5 | 60 | normal | none | 6.6306 | 7.5625 | 50.144 | 26.9788 | 30.7702 | 830.1433 | 4.0331e-16 | 1286.8979 | 1.7612 | 171.3343 | 693.1873 | 5.1657 | 768.7617 | 732.3134 | 401.8983 | 1395.499 | 1.409 | 746.248 | 521.7314 | 225.4786 | 11.5648 | 919.9354 | 15.0651 | 737.0244 | 1076.0928 | 749.273 | 95.9855 | 55.4361 | 811.3591 | 423.7546 | 554.5556 | 554.0533 | 196.0275 | 321.6252 | 865.3869 | 517.8323 | 510.3096
4428212 | VCUG | 11 | 01f_076010_393x248x546.dat | 0.0663;0.0663;0.1400 | 393;248;546 | (0.1855;68.2875;0.8176) | 60 | 6.3535 | 49 | 81.3761 | 60 | iodine | [138] | [75] | 1 | 5 | 60 | normal | none | 6.6306 | 7.5625 | 50.144 | 26.9788 | 30.7702 | 830.1433 | 3.8508e-16 | 1334.7122 | 2.0555 | 185.5047 | 737.043 | 5.6001 | 820.5323 | 786.7471 | 429.2882 | 1448.8185 | 3.3268 | 789.8374 | 543.5504 | 239.8753 | 12.8272 | 969.3848 | 16.3481 | 787.63 | 1118.1853 | 800.1469 | 105.0018 | 59.7124 | 863.3547 | 449.839 | 590.0839 | 581.307 | 205.7271 | 326.9306 | 914.0196 | 544.0534 | 541.6216
4428212 | VCUG | 11 | 01f_076010_393x248x546.dat | 0.0663;0.0663;0.1400 | 393;248;546 | (0.1855;68.2875;0.8176) | 80 | 2.9 | 44 | 81.3761 | 60 | iodine | [138] | [75] | 1 | 5 | 60 | normal | none | 6.6306 | 7.5625 | 50.144 | 26.9788 | 30.7702 | 830.1433 | 5.5611e-16 | 929.2969 | 1.0807 | 112.1436 | 448.5455 | 2.743 | 483.161 | 473.4327 | 253.0981 | 996.514 | 1.5457 | 493.0152 | 370.5751 | 139.2048 | 6.4115 | 609.6112 | 8.7805 | 468.146 | 766.0734 | 481.6326 | 56.3577 | 32.8155 | 522.7396 | 283.1865 | 365.0965 | 371.2053 | 136.9615 | 280.3667 | 547.6628 | 348.8439 | 337.3301
4428212 | VCUG | 11 | 01f_076010_393x248x546.dat | 0.0663;0.0663;0.1400 | 393;248;546 | (0.1855;68.2875;0.8176) | 80 | 7.702 | 57 | 81.3761 | 60 | iodine | [138] | [75] | 1 | 5 | 60 | normal | none | 6.6306 | 7.5625 | 50.144 | 26.9788 | 30.7702 | 830.1433 | 3.7169e-16 | 1376.5149 | 3.0015 | 216.8018 | 792.3644 | 8.1149 | 875.6608 | 843.8058 | 465.5555 | 1481.6577 | 5.7831 | 839.6087 | 563.165 | 256.3945 | 14.9062 | 1023.7969 | 21.0756 | 849.5903 | 1143.522 | 852.4691 | 119.1466 | 70.5006 | 930.2231 | 485.9324 | 635.4626 | 616.8265 | 215.9076 | 328.0098 | 984.7316 | 572.8714 | 579.2815
4428212 | VCUG | 11 | 01f_076010_393x248x546.dat | 0.0663;0.0663;0.1400 | 393;248;546 | (0.1855;68.2875;0.8176) | 80 | 8.502 | 60 | 81.3761 | 60 | iodine | [138] | [75] | 1 | 5 | 60 | normal | none | 6.6306 | 7.5625 | 50.144 | 26.9788 | 30.7702 | 830.1433 | 3.6247e-16 | 1401.6789 | 3.3376 | 231.121 | 823.0143 | 9.4101 | 917.8077 | 888.4261 | 486.6577 | 1510.7355 | 4.0701 | 869.6661 | 576.4576 | 272.131 | 16.7696 | 1059.8047 | 23.2263 | 885.1155 | 1164.9437 | 883.8189 | 127.0662 | 72.5738 | 967.6322 | 505.4128 | 660.8584 | 634.3132 | 222.4177 | 330.3916 | 1035.058 | 592.5585 | 602.0183
4428212 | VCUG | 11 | 01f_076010_393x248x546.dat | 0.0663;0.0663;0.1400 | 393;248;546 | (0.1855;68.2875;0.8176) | 110 | 3.9 | 52 | 81.3761 | 60 | iodine | [138] | [75] | 1 | 5 | 60 | normal | none | 6.6306 | 7.5625 | 50.144 | 26.9788 | 30.7702 | 830.1433 | 4.9711e-16 | 1045.6964 | 1.8394 | 150.4364 | 548.3052 | 5.2473 | 594.9545 | 598.4345 | 316.2053 | 1122.0572 | 2.8225 | 591.937 | 423.0622 | 173.584 | 10.0406 | 722.712 | 13.1443 | 578.8616 | 866.6831 | 587.6322 | 74.7032 | 41.0309 | 637.2587 | 341.7909 | 440.5463 | 440.8925 | 159.4769 | 292.4282 | 686.5231 | 412.1031 | 408.7064
4428212 | VCUG | 11 | 01f_076010_393x248x546.dat | 0.0663;0.0663;0.1400 | 393;248;546 | (0.1855;68.2875;0.8176) | 110 | 7.85 | 62 | 81.3761 | 60 | iodine | [138] | [75] | 1 | 5 | 60 | normal | none | 6.6306 | 7.5625 | 50.144 | 26.9788 | 30.7702 | 830.1433 | 3.9701e-16 | 1319.6089 | 3.2211 | 223.4192 | 763.1516 | 9.2284 | 847.1542 | 818.3389 | 449.3068 | 1414.3921 | 6.4807 | 808.3392 | 540.6644 | 251.4637 | 14.7119 | 981.8354 | 21.4163 | 819.8754 | 1095.4089 | 818.7671 | 115.1226 | 65.6681 | 893.1982 | 467.8238 | 605.5699 | 599.1669 | 208.3786 | 320.5834 | 955.816 | 551.9549 | 559.6155
4428212 | VCUG | 11 | 01f_076010_393x248x546.dat | 0.0663;0.0663;0.1400 | 393;248;546 | (0.1855;68.2875;0.8176) | 110 | 9.9905 | 69 | 81.3761 | 60 | iodine | [138] | [75] | 1 | 5 | 60 | normal | none | 6.6306 | 7.5625 | 50.144 | 26.9788 | 30.7702 | 830.1433 | 3.8386e-16 | 1358.3698 | 3.954 | 272.8827 | 821.0188 | 10.3576 | 911.7799 | 909.4875 | 490.72 | 1464.032 | 3.8524 | 865.6699 | 565.4338 | 275.4617 | 15.5443 | 1045.2385 | 24.5297 | 888.3863 | 1134.8274 | 881.3265 | 129.7307 | 75.6308 | 965.9918 | 503.948 | 650.2149 | 637.6289 | 220.3614 | 324.432 | 1017.9372 | 583.6553 | 605.4923
4428212 | VCUG | 12 | 01f_076010_393x248x546.dat | 0.0663;0.0663;0.1400 | 393;248;546 | (0.1855;68.2875;0.8176) | 60 | 2.5 | 38 | 81.3761 | 60 | iodine | [138] | [10] | 1 | 5 | 60 | normal | none | 6.6306 | 7.5625 | 50.144 | 26.9788 | 30.7702 | 830.1433 | 6.2113e-16 | 847.8523 | 0.58438 | 82.2045 | 374.5246 | 2.1437 | 403.375 | 391.9926 | 207.1533 | 901.802 | 1.0523 | 419.1204 | 331.7158 | 114.0961 | 4.0014 | 520.6283 | 5.9863 | 384.5868 | 692.6363 | 402.2481 | 42.2051 | 21.6475 | 467.5158 | 239.2953 | 306.425 | 319.5823 | 121.0217 | 271.7992 | 442.2394 | 302.1726 | 285.9619
4428212 | VCUG | 12 | 01f_076010_393x248x546.dat | 0.0663;0.0663;0.1400 | 393;248;546 | (0.1855;68.2875;0.8176) | 60 | 5.7448 | 47 | 81.3761 | 60 | iodine | [138] | [10] | 1 | 5 | 60 | normal | none | 6.6306 | 7.5625 | 50.144 | 26.9788 | 30.7702 | 830.1433 | 4.0331e-16 | 1287.1706 | 1.762 | 171.2773 | 694.4766 | 5.2317 | 769.7039 | 731.9911 | 401.9727 | 1395.9949 | 1.409 | 746.5456 | 521.781 | 225.5133 | 11.5648 | 920.4313 | 15.0705 | 741.1155 | 1076.2416 | 749.5458 | 95.9905 | 55.4361 | 853.8325 | 424.5233 | 555.6709 | 555.2846 | 197 | 322.0763 | 839.3772 | 516.1898 | 512.0934
4428212 | VCUG | 12 | 01f_076010_393x248x546.dat | 0.0663;0.0663;0.1400 | 393;248;546 | (0.1855;68.2875;0.8176) | 60 | 6.3535 | 49 | 81.3761 | 60 | iodine | [138] | [10] | 1 | 5 | 60 | normal | none | 6.6306 | 7.5625 | 50.144 | 26.9788 | 30.7702 | 830.1433 | 3.8508e-16 | 1334.842 | 2.056 | 185.4371 | 738.9387 | 5.6001 | 821.3633 | 789.8374 | 429.3921 | 1449.5197 | 3.3268 | 790.1749 | 543.6023 | 239.8545 | 12.8319 | 969.8782 | 16.3564 | 792.1745 | 1118.3931 | 800.6144 | 105.0121 | 59.7306 | 900.6976 | 450.7052 | 591.3437 | 582.4993 | 206.7613 | 327.4246 | 891.271 | 542.6481 | 543.6106
4428212 | VCUG | 12 | 01f_076010_393x248x546.dat | 0.0663;0.0663;0.1400 | 393;248;546 | (0.1855;68.2875;0.8176) | 80 | 2.9 | 44 | 81.3761 | 60 | iodine | [138] | [10] | 1 | 5 | 60 | normal | none | 6.6306 | 7.5625 | 50.144 | 26.9788 | 30.7702 | 830.1433 | 5.5611e-16 | 929.261 | 1.0813 | 112.1526 | 449.4806 | 2.743 | 483.3948 | 471.8503 | 253.116 | 996.7298 | 1.5457 | 493.1591 | 370.5931 | 139.2534 | 6.4115 | 609.9169 | 8.7808 | 470.5916 | 766.1633 | 481.7764 | 56.3739 | 32.8029 | 553.8127 | 283.6359 | 365.7398 | 371.7614 | 137.5397 | 280.6344 | 541.0994 | 348.488 | 338.6067
4428212 | VCUG | 12 | 01f_076010_393x248x546.dat | 0.0663;0.0663;0.1400 | 393;248;546 | (0.1855;68.2875;0.8176) | 80 | 7.702 | 57 | 81.3761 | 60 | iodine | [138] | [10] | 1 | 5 | 60 | normal | none | 6.6306 | 7.5625 | 50.144 | 26.9788 | 30.7702 | 830.1433 | 3.7169e-16 | 1376.6226 | 3.0031 | 216.8476 | 794.2747 | 8.1198 | 876.3872 | 849.402 | 465.6631 | 1482.5187 | 5.7831 | 840.0123 | 563.2726 | 256.4214 | 15.0003 | 1024.7386 | 21.1031 | 854.2986 | 1143.6027 | 852.8996 | 119.152 | 70.4118 | 960.8404 | 486.9572 | 636.9627 | 618.4399 | 216.935 | 328.5661 | 967.1361 | 571.9426 | 581.2993
4428212 | VCUG | 12 | 01f_076010_393x248x546.dat | 0.0663;0.0663;0.1400 | 393;248;546 | (0.1855;68.2875;0.8176) | 80 | 8.502 | 60 | 81.3761 | 60 | iodine | [138] | [10] | 1 | 5 | 60 | normal | none | 6.6306 | 7.5625 | 50.144 | 26.9788 | 30.7702 | 830.1433 | 3.6247e-16 | 1402.1755 | 3.3396 | 231.3031 | 825.0558 | 9.4101 | 918.8009 | 898.3303 | 486.768 | 1511.5631 | 4.0701 | 870.0799 | 576.5404 | 272.1586 | 16.8708 | 1060.7151 | 23.2139 | 889.8055 | 1165.192 | 884.4534 | 127.0441 | 72.5628 | 994.4204 | 506.5256 | 662.4862 | 635.9418 | 223.4735 | 331.0077 | 1012.9321 | 591.328 | 604.2605
4428212 | VCUG | 12 | 01f_076010_393x248x546.dat | 0.0663;0.0663;0.1400 | 393;248;546 | (0.1855;68.2875;0.8176) | 110 | 3.9 | 52 | 81.3761 | 60 | iodine | [138] | [10] | 1 | 5 | 60 | normal | none | 6.6306 | 7.5625 | 50.144 | 26.9788 | 30.7702 | 830.1433 | 4.9711e-16 | 1045.8372 | 1.8409 | 150.5591 | 549.6731 | 5.2473 | 595.0752 | 601.7738 | 316.2657 | 1122.4998 | 2.8225 | 592.1784 | 423.1024 | 173.5519 | 10.0494 | 723.074 | 13.1503 | 581.5974 | 866.8037 | 587.7931 | 74.7173 | 40.9484 | 668.5392 | 342.4033 | 441.434 | 441.8537 | 160.1167 | 292.7443 | 675.0367 | 411.4286 | 410.4375
4428212 | VCUG | 12 | 01f_076010_393x248x546.dat | 0.0663;0.0663;0.1400 | 393;248;546 | (0.1855;68.2875;0.8176) | 110 | 7.85 | 62 | 81.3761 | 60 | iodine | [138] | [10] | 1 | 5 | 60 | normal | none | 6.6306 | 7.5625 | 50.144 | 26.9788 | 30.7702 | 830.1433 | 3.9701e-16 | 1319.7601 | 3.2228 | 223.5225 | 764.7636 | 9.2284 | 847.0282 | 826.1976 | 449.4579 | 1415.1477 | 6.4807 | 808.6918 | 540.7147 | 251.5141 | 14.7129 | 982.717 | 21.4208 | 823.9307 | 1095.5349 | 819.3212 | 115.1553 | 65.5825 | 917.7315 | 468.7448 | 606.9121 | 600.8898 | 209.3231 | 321.0625 | 939.6704 | 551.0641 | 561.5385
4428212 | VCUG | 12 | 01f_076010_393x248x546.dat | 0.0663;0.0663;0.1400 | 393;248;546 | (0.1855;68.2875;0.8176) | 110 | 9.9905 | 69 | 81.3761 | 60 | iodine | [138] | [10] | 1 | 5 | 60 | normal | none | 6.6306 | 7.5625 | 50.144 | 26.9788 | 30.7702 | 830.1433 | 3.8386e-16 | 1358.8387 | 3.9556 | 272.9609 | 823.207 | 10.3576 | 912.2749 | 915.4271 | 490.8242 | 1464.7875 | 3.8524 | 866.0607 | 565.538 | 275.5138 | 15.5451 | 1046.0461 | 24.5099 | 892.7107 | 1135.0618 | 881.9517 | 129.8192 | 75.623 | 981.2576 | 504.9506 | 651.6739 | 638.5565 | 221.3158 | 324.9706 | 1001.2646 | 582.7309 | 606.9842
4428212 | VCUG | 1 | 01m_076010_393x248x546.dat | 0.0663;0.0663;0.1400 | 393;248;546 | (0.1855;68.2875;0.7692) | 60 | 2.5 | 38 | 81.3761 | 60 | iodine | [138] | [0] | 1 | 5 | 65 | normal | none | 6.6306 | 7.5935 | 50.3498 | 26.9788 | 30.8965 | 833.5498 | 6.1834e-16 | 852.2507 | 0.58431 | 82.5 | 376.0396 | 1.5048 | 409.9045 | 308.4715 | 207.1355 | 901.8513 | 0.088587 | 419.9475 | 331.9214 | 113.3407 | 4.0365 | 520.5881 | 5.9019 | 386.7133 | 694.2953 | 404.8749 | 42.2131 | 22.4957 | 492.1894 | 239.6822 | 306.8532 | 321.739 | 122.2867 | 272.9294 | 536.9707 | 310.4097 | 281.9107
4428212 | VCUG | 1 | 01m_076010_393x248x546.dat | 0.0663;0.0663;0.1400 | 393;248;546 | (0.1855;68.2875;0.7692) | 60 | 5.7448 | 47 | 81.3761 | 60 | iodine | [138] | [0] | 1 | 5 | 65 | normal | none | 6.6306 | 7.5935 | 50.3498 | 26.9788 | 30.8965 | 833.5498 | 4.0149e-16 | 1295.9838 | 1.7643 | 168.9887 | 695.3774 | 5.1665 | 768.1306 | 503.1953 | 401.7742 | 1395.0138 | 2.1818 | 747.5076 | 522.0249 | 224.9422 | 11.919 | 920.8103 | 15.0555 | 743.8463 | 1078.1724 | 750.1478 | 97.0425 | 52.5686 | 882.2543 | 425.22 | 556.5415 | 553.013 | 199.1131 | 324.4404 | 873.3874 | 519.3433 | 495.2568
4428212 | VCUG | 1 | 01m_076010_393x248x546.dat | 0.0663;0.0663;0.1400 | 393;248;546 | (0.1855;68.2875;0.7692) | 60 | 6.3535 | 49 | 81.3761 | 60 | iodine | [138] | [0] | 1 | 5 | 65 | normal | none | 6.6306 | 7.5935 | 50.3498 | 26.9788 | 30.8965 | 833.5498 | 3.8335e-16 | 1346.1378 | 2.0572 | 182.964 | 740.4488 | 5.9179 | 824.9151 | 519.7098 | 429.609 | 1449.8554 | 3.0137 | 791.2903 | 544.048 | 240.7104 | 13.3302 | 970.3962 | 16.2943 | 794.0815 | 1120.8598 | 797.4988 | 105.4758 | 61.3358 | 934.0585 | 451.4831 | 592.3128 | 582.8316 | 208.8978 | 329.2141 | 906.4336 | 545.4176 | 523.4946
4428212 | VCUG | 1 | 01m_076010_393x248x546.dat | 0.0663;0.0663;0.1400 | 393;248;546 | (0.1855;68.2875;0.7692) | 80 | 2.9 | 44 | 81.3761 | 60 | iodine | [138] | [0] | 1 | 5 | 65 | normal | none | 6.6306 | 7.5935 | 50.3498 | 26.9788 | 30.8965 | 833.5498 | 5.536e-16 | 933.2485 | 1.0835 | 111.6593 | 449.6356 | 3.2863 | 488.3094 | 350.991 | 253.8819 | 996.6332 | 1.0656 | 494.0717 | 370.8067 | 140.1977 | 6.4597 | 609.4249 | 8.7756 | 472.1607 | 767.7692 | 482.0234 | 56.591 | 31.8332 | 575.6463 | 284.1644 | 366.3761 | 375.2713 | 139.0137 | 282.23 | 603.0666 | 354.5131 | 330.6702
4428212 | VCUG | 1 | 01m_076010_393x248x546.dat | 0.0663;0.0663;0.1400 | 393;248;546 | (0.1855;68.2875;0.7692) | 80 | 7.702 | 57 | 81.3761 | 60 | iodine | [138] | [0] | 1 | 5 | 65 | normal | none | 6.6306 | 7.5935 | 50.3498 | 26.9788 | 30.8965 | 833.5498 | 3.7001e-16 | 1379.6726 | 3.0134 | 220.233 | 793.9827 | 8.0133 | 882.197 | 546.6908 | 466.2601 | 1482.4001 | 6.8144 | 841.1438 | 563.3661 | 259.2052 | 14.5294 | 1025.8155 | 21.4401 | 856.3057 | 1145.0021 | 853.7922 | 119.6514 | 71.2741 | 984.8164 | 487.6784 | 637.8585 | 617.1403 | 219.1739 | 330.79 | 956.2224 | 572.1765 | 558.8713
4428212 | VCUG | 1 | 01m_076010_393x248x546.dat | 0.0663;0.0663;0.1400 | 393;248;546 | (0.1855;68.2875;0.7692) | 80 | 8.502 | 60 | 81.3761 | 60 | iodine | [138] | [0] | 1 | 5 | 65 | normal | none | 6.6306 | 7.5935 | 50.3498 | 26.9788 | 30.8965 | 833.5498 | 3.6085e-16 | 1409.7577 | 3.3438 | 233.2664 | 824.3609 | 8.9239 | 911.8213 | 568.2706 | 487.4058 | 1511.3237 | 4.3974 | 871.3057 | 576.03 | 272.751 | 16.498 | 1060.6923 | 23.3458 | 893.4479 | 1165.75 | 884.58 | 126.8314 | 75.6743 | 1012.5836 | 507.2585 | 663.3903 | 642.0483 | 225.7664 | 333.4035 | 977.7491 | 589.2687 | 578.7608
4428212 | VCUG | 1 | 01m_076010_393x248x546.dat | 0.0663;0.0663;0.1400 | 393;248;546 | (0.1855;68.2875;0.7692) | 110 | 3.9 | 52 | 81.3761 | 60 | iodine | [138] | [0] | 1 | 5 | 65 | normal | none | 6.6306 | 7.5935 | 50.3498 | 26.9788 | 30.8965 | 833.5498 | 4.9488e-16 | 1050.5019 | 1.8432 | 150.9484 | 550.7825 | 5.2138 | 603.341 | 411.3743 | 316.0781 | 1122.9643 | 1.8254 | 593.096 | 423.2157 | 176.7831 | 9.1651 | 723.1483 | 13.0129 | 583.2956 | 868.073 | 587.8422 | 74.7094 | 42.946 | 686.1695 | 342.9243 | 442.0589 | 445.4595 | 161.7599 | 295.0583 | 677.1572 | 413.1919 | 396.6581
4428212 | VCUG | 1 | 01m_076010_393x248x546.dat | 0.0663;0.0663;0.1400 | 393;248;546 | (0.1855;68.2875;0.7692) | 110 | 7.85 | 62 | 81.3761 | 60 | iodine | [138] | [0] | 1 | 5 | 65 | normal | none | 6.6306 | 7.5935 | 50.3498 | 26.9788 | 30.8965 | 833.5498 | 3.9523e-16 | 1320.6585 | 3.227 | 225.2528 | 765.99 | 8.8683 | 848.4236 | 532.3016 | 449.9186 | 1414.6045 | 4.9043 | 809.8635 | 540.9548 | 252.6851 | 15.5371 | 982.4984 | 21.207 | 825.1459 | 1096.7113 | 820.8192 | 114.9567 | 65.8204 | 939.5105 | 469.5512 | 607.9412 | 600.2363 | 211.4242 | 323.2163 | 907.6807 | 548.9508 | 539.4375
4428212 | VCUG | 1 | 01m_076010_393x248x546.dat | 0.0663;0.0663;0.1400 | 393;248;546 | (0.1855;68.2875;0.7692) | 110 | 9.9905 | 69 | 81.3761 | 60 | iodine | [138] | [0] | 1 | 5 | 65 | normal | none | 6.6306 | 7.5935 | 50.3498 | 26.9788 | 30.8965 | 833.5498 | 3.8214e-16 | 1364.0125 | 3.9477 | 265.7109 | 824.086 | 10.165 | 917.8201 | 568.0049 | 491.2015 | 1465.4139 | 4.2162 | 867.3942 | 565.4928 | 276.3875 | 16.8915 | 1044.9448 | 24.7898 | 894.5044 | 1137.4752 | 884.2988 | 129.3856 | 76.403 | 999.0983 | 505.7273 | 652.6626 | 640.2291 | 223.4916 | 327.3913 | 951.3153 | 580.1095 | 579.3507
4428212 | VCUG | 2 | 01m_076010_393x248x546.dat | 0.0663;0.0663;0.1400 | 393;248;546 | (-0.1549;69.7747;-6.8090) | 60 | 2.5 | 38 | 82.0179 | 60 | iodine | [138] | [10] | 0 | 5 | 65 | normal | none | 6.2672 | 3.212 | 20.1302 | 25.7011 | 13.1721 | 338.5365 | 1.2427e-15 | 4.5103 | 0.041317 | 0.70807 | 175.3473 | 0.047858 | 12.8819 | 201.3396 | 1.5331 | 21.2002 | 0.17023 | 7.0537 | 1.4717 | 1.0378 | 0.20879 | 25.5481 | 0.14304 | 121.1337 | 6.7806 | 11.851 | 0.40265 | 0.35976 | 372.7035 | 62.1214 | 91.1108 | 89.6225 | 75.9354 | 110.2466 | 440.2432 | 51.7861 | 69.7631
4428212 | VCUG | 2 | 01m_076010_393x248x546.dat | 0.0663;0.0663;0.1400 | 393;248;546 | (-0.1549;69.7747;-6.8090) | 60 | 5.7448 | 47 | 82.0179 | 60 | iodine | [138] | [10] | 0 | 5 | 65 | normal | none | 6.2672 | 3.212 | 20.1302 | 25.7011 | 13.1721 | 338.5365 | 8.0693e-16 | 12.0287 | 0.10633 | 2.5272 | 313.9787 | 0.15252 | 35.5531 | 367.5891 | 4.4061 | 48.5616 | 0.84427 | 18.5021 | 4.2539 | 2.5793 | 0.51018 | 58.234 | 0.35976 | 247.2198 | 16.554 | 29.0705 | 1.5641 | 1.2156 | 684.8643 | 119.3486 | 177.4524 | 159.3263 | 118.8632 | 131.3006 | 720.7036 | 89.4335 | 127.8193
4428212 | VCUG | 2 | 01m_076010_393x248x546.dat | 0.0663;0.0663;0.1400 | 393;248;546 | (-0.1549;69.7747;-6.8090) | 60 | 6.3535 | 49 | 82.0179 | 60 | iodine | [138] | [10] | 0 | 5 | 65 | normal | none | 6.2672 | 3.212 | 20.1302 | 25.7011 | 13.1721 | 338.5365 | 7.7047e-16 | 13.0115 | 0.11922 | 2.6178 | 332.5242 | 0.24799 | 38.1339 | 389.4894 | 5.1134 | 53.3622 | 0.79965 | 20.8548 | 4.9086 | 2.8528 | 0.43198 | 64.0635 | 0.43438 | 265.7078 | 18.538 | 32.2232 | 1.9383 | 1.1676 | 723.7527 | 127.9072 | 190.4441 | 167.876 | 123.8397 | 133.2804 | 747.7641 | 93.7602 | 135.62
4428212 | VCUG | 2 | 01m_076010_393x248x546.dat | 0.0663;0.0663;0.1400 | 393;248;546 | (-0.1549;69.7747;-6.8090) | 80 | 2.9 | 44 | 82.0179 | 60 | iodine | [138] | [10] | 0 | 5 | 65 | normal | none | 6.2672 | 3.212 | 20.1302 | 25.7011 | 13.1721 | 338.5365 | 1.1127e-15 | 7.1227 | 0.067531 | 1.3403 | 206.6663 | 0.12336 | 19.82 | 241.4732 | 2.5279 | 28.9221 | 0.025637 | 10.7278 | 2.5037 | 1.4466 | 0.32143 | 34.4033 | 0.25119 | 151.8632 | 9.6934 | 17.0377 | 0.90823 | 0.95128 | 444.5896 | 76.5876 | 112.7473 | 105.8419 | 84.6807 | 114.2981 | 499.3747 | 60.432 | 83.6482
4428212 | VCUG | 2 | 01m_076010_393x248x546.dat | 0.0663;0.0663;0.1400 | 393;248;546 | (-0.1549;69.7747;-6.8090) | 80 | 7.702 | 57 | 82.0179 | 60 | iodine | [138] | [10] | 0 | 5 | 65 | normal | none | 6.2672 | 3.212 | 20.1302 | 25.7011 | 13.1721 | 338.5365 | 7.4377e-16 | 17.9048 | 0.16078 | 3.6121 | 353.847 | 0.19576 | 46.5239 | 413.5699 | 6.9621 | 61.7747 | 0.049718 | 25.711 | 6.4157 | 4.174 | 0.69652 | 72.2658 | 0.68191 | 292.309 | 22.1709 | 38.4663 | 2.7135 | 1.7963 | 768.506 | 141.3071 | 209.4683 | 181.3233 | 128.0655 | 133.6569 | 789.2651 | 100.9278 | 145.8819
4428212 | VCUG | 2 | 01m_076010_393x248x546.dat | 0.0663;0.0663;0.1400 | 393;248;546 | (-0.1549;69.7747;-6.8090) | 80 | 8.502 | 60 | 82.0179 | 60 | iodine | [138] | [10] | 0 | 5 | 65 | normal | none | 6.2672 | 3.212 | 20.1302 | 25.7011 | 13.1721 | 338.5365 | 7.2537e-16 | 18.7475 | 0.17944 | 2.6767 | 367.0378 | 0.24812 | 47.8167 | 424.3185 | 7.8204 | 65.6268 | 0 | 27.9069 | 6.9951 | 3.979 | 0.82921 | 75.8932 | 0.70774 | 306.2003 | 23.5892 | 41.8694 | 2.9877 | 2.1263 | 793.9067 | 148.2062 | 219.5378 | 187.3677 | 130.9919 | 134.3749 | 822.099 | 104.9735 | 151.2213
4428212 | VCUG | 2 | 01m_076010_393x248x546.dat | 0.0663;0.0663;0.1400 | 393;248;546 | (-0.1549;69.7747;-6.8090) | 110 | 3.9 | 52 | 82.0179 | 60 | iodine | [138] | [10] | 0 | 5 | 65 | normal | none | 6.2672 | 3.212 | 20.1302 | 25.7011 | 13.1721 | 338.5365 | 9.9472e-16 | 10.8523 | 0.10976 | 1.7624 | 250.0196 | 0.26486 | 26.9482 | 291.8705 | 4.0825 | 38.6741 | 0.3618 | 15.6456 | 3.8833 | 2.1301 | 0.39474 | 45.7434 | 0.44125 | 193.6622 | 13.4982 | 23.3502 | 1.5006 | 0.93256 | 532.5207 | 96.099 | 141.0037 | 127.8727 | 96.545 | 118.8991 | 579.6595 | 71.9179 | 101.6472
4428212 | VCUG | 2 | 01m_076010_393x248x546.dat | 0.0663;0.0663;0.1400 | 393;248;546 | (-0.1549;69.7747;-6.8090) | 110 | 7.85 | 62 | 82.0179 | 60 | iodine | [138] | [10] | 0 | 5 | 65 | normal | none | 6.2672 | 3.212 | 20.1302 | 25.7011 | 13.1721 | 338.5365 | 7.9447e-16 | 17.0012 | 0.17807 | 3.5206 | 343.1198 | 0.46675 | 44.3475 | 399.9499 | 7.0551 | 59.3713 | 0.15769 | 25.3539 | 6.5787 | 3.6204 | 0.63067 | 69.5642 | 0.69114 | 281.7208 | 21.3474 | 37.4021 | 2.7733 | 1.7923 | 733.1889 | 137.0831 | 201.2254 | 174.6567 | 123.277 | 130.0872 | 759.9236 | 97.1657 | 140.8604
4428212 | VCUG | 2 | 01m_076010_393x248x546.dat | 0.0663;0.0663;0.1400 | 393;248;546 | (-0.1549;69.7747;-6.8090) | 110 | 9.9905 | 69 | 82.0179 | 60 | iodine | [138] | [10] | 0 | 5 | 65 | normal | none | 6.2672 | 3.212 | 20.1302 | 25.7011 | 13.1721 | 338.5365 | 7.6821e-16 | 19.9606 | 0.21402 | 4.4796 | 368.1532 | 0.37681 | 53.7455 | 434.502 | 8.4307 | 66.561 | 0.31403 | 29.5856 | 7.8504 | 5.1052 | 0.71841 | 77.3666 | 0.85014 | 308.5473 | 23.966 | 43.182 | 3.3258 | 2.1564 | 774.2386 | 150.2863 | 219.6875 | 187.9091 | 128.8827 | 131.5379 | 806.0917 | 104.527 | 152.1439
4428212 | VCUG | 3 | 01m_076010_393x248x546.dat | 0.0663;0.0663;0.1400 | 393;248;546 | (-0.1549;69.7747;-6.8090) | 60 | 2.5 | 38 | 82.0179 | 60 | iodine | [138] | [30] | 0 | 5 | 65 | normal | none | 6.2672 | 3.212 | 20.1302 | 25.7011 | 13.1721 | 338.5365 | 1.2427e-15 | 4.554 | 0.041069 | 0.70488 | 174.8403 | 0.047858 | 12.6863 | 201.2108 | 1.5195 | 21.1189 | 0.17023 | 7.0087 | 1.4653 | 1.0567 | 0.20879 | 25.4732 | 0.14144 | 120.3933 | 6.77 | 11.8221 | 0.39824 | 0.35756 | 362.3871 | 61.9728 | 90.9042 | 89.3285 | 75.7828 | 110.18 | 439.6397 | 51.6817 | 69.2404
4428212 | VCUG | 3 | 01m_076010_393x248x546.dat | 0.0663;0.0663;0.1400 | 393;248;546 | (-0.1549;69.7747;-6.8090) | 60 | 5.7448 | 47 | 82.0179 | 60 | iodine | [138] | [30] | 0 | 5 | 65 | normal | none | 6.2672 | 3.212 | 20.1302 | 25.7011 | 13.1721 | 338.5365 | 8.0693e-16 | 11.9901 | 0.10599 | 2.5756 | 313.1608 | 0.14893 | 34.5146 | 363.6111 | 4.3798 | 48.3038 | 0.84427 | 18.3584 | 4.2323 | 2.5084 | 0.51018 | 58.0246 | 0.35972 | 245.4229 | 16.5367 | 28.9082 | 1.5715 | 1.1723 | 676.4497 | 118.9916 | 176.9356 | 158.618 | 118.5428 | 131.1467 | 724.7188 | 89.537 | 127.0026
4428212 | VCUG | 3 | 01m_076010_393x248x546.dat | 0.0663;0.0663;0.1400 | 393;248;546 | (-0.1549;69.7747;-6.8090) | 60 | 6.3535 | 49 | 82.0179 | 60 | iodine | [138] | [30] | 0 | 5 | 65 | normal | none | 6.2672 | 3.212 | 20.1302 | 25.7011 | 13.1721 | 338.5365 | 7.7047e-16 | 13.0518 | 0.11912 | 2.632 | 331.9271 | 0.26826 | 37.7172 | 386.3355 | 5.0666 | 53.1455 | 0.79965 | 20.6887 | 4.8868 | 2.8019 | 0.39045 | 63.8415 | 0.42799 | 263.9167 | 18.455 | 32.1297 | 1.9292 | 1.1589 | 716.5623 | 127.5025 | 189.856 | 167.3652 | 123.4705 | 133.0762 | 752.3197 | 93.972 | 134.9561
4428212 | VCUG | 3 | 01m_076010_393x248x546.dat | 0.0663;0.0663;0.1400 | 393;248;546 | (-0.1549;69.7747;-6.8090) | 80 | 2.9 | 44 | 82.0179 | 60 | iodine | [138] | [30] | 0 | 5 | 65 | normal | none | 6.2672 | 3.212 | 20.1302 | 25.7011 | 13.1721 | 338.5365 | 1.1127e-15 | 7.1035 | 0.067365 | 1.3715 | 206.3338 | 0.12316 | 19.7994 | 238.5973 | 2.5033 | 28.7909 | 0.025637 | 10.6586 | 2.4876 | 1.4257 | 0.33745 | 34.2578 | 0.25237 | 151.0454 | 9.6584 | 16.9819 | 0.9005 | 0.97788 | 435.8182 | 76.386 | 112.4591 | 105.5472 | 84.4948 | 114.2088 | 500.0127 | 60.4169 | 82.9902
4428212 | VCUG | 3 | 01m_076010_393x248x546.dat | 0.0663;0.0663;0.1400 | 393;248;546 | (-0.1549;69.7747;-6.8090) | 80 | 7.702 | 57 | 82.0179 | 60 | iodine | [138] | [30] | 0 | 5 | 65 | normal | none | 6.2672 | 3.212 | 20.1302 | 25.7011 | 13.1721 | 338.5365 | 7.4377e-16 | 17.8134 | 0.15986 | 3.5752 | 353.0941 | 0.19026 | 46.2093 | 409.7784 | 6.9077 | 61.4372 | 0.049718 | 25.5335 | 6.3724 | 4.2131 | 0.70163 | 71.927 | 0.68499 | 290.709 | 22.1185 | 38.2485 | 2.7414 | 1.7167 | 765.1985 | 140.8706 | 208.8289 | 180.7816 | 127.741 | 133.4565 | 785.3661 | 100.4785 | 145.1967
4428212 | VCUG | 3 | 01m_076010_393x248x546.dat | 0.0663;0.0663;0.1400 | 393;248;546 | (-0.1549;69.7747;-6.8090) | 80 | 8.502 | 60 | 82.0179 | 60 | iodine | [138] | [30] | 0 | 5 | 65 | normal | none | 6.2672 | 3.212 | 20.1302 | 25.7011 | 13.1721 | 338.5365 | 7.2537e-16 | 18.4732 | 0.17794 | 2.6513 | 366.252 | 0.25399 | 47.745 | 421.644 | 7.7514 | 65.2435 | 0 | 27.7305 | 6.9432 | 3.95 | 0.82921 | 75.5664 | 0.70697 | 304.3943 | 23.523 | 41.6929 | 2.9772 | 2.0574 | 794.7614 | 147.7365 | 218.8523 | 186.7348 | 130.6473 | 134.2037 | 819.135 | 104.5816 | 150.7938
4428212 | VCUG | 3 | 01m_076010_393x248x546.dat | 0.0663;0.0663;0.1400 | 393;248;546 | (-0.1549;69.7747;-6.8090) | 110 | 3.9 | 52 | 82.0179 | 60 | iodine | [138] | [30] | 0 | 5 | 65 | normal | none | 6.2672 | 3.212 | 20.1302 | 25.7011 | 13.1721 | 338.5365 | 9.9472e-16 | 10.8493 | 0.10927 | 1.9745 | 249.5673 | 0.25223 | 27.2619 | 288.734 | 4.0597 | 38.4721 | 0.3618 | 15.5571 | 3.8722 | 2.1478 | 0.39617 | 45.5052 | 0.43719 | 192.5664 | 13.4731 | 23.2517 | 1.496 | 0.89938 | 529.354 | 95.8373 | 140.6257 | 127.3546 | 96.3457 | 118.7909 | 582.2733 | 72.0512 | 101.2032
4428212 | VCUG | 3 | 01m_076010_393x248x546.dat | 0.0663;0.0663;0.1400 | 393;248;546 | (-0.1549;69.7747;-6.8090) | 110 | 7.85 | 62 | 82.0179 | 60 | iodine | [138] | [30] | 0 | 5 | 65 | normal | none | 6.2672 | 3.212 | 20.1302 | 25.7011 | 13.1721 | 338.5365 | 7.9447e-16 | 16.9244 | 0.17698 | 3.3151 | 342.8429 | 0.46338 | 44.3689 | 398.1373 | 7.0032 | 59.1032 | 0.15769 | 25.2053 | 6.5361 | 3.6195 | 0.6529 | 69.3553 | 0.6792 | 280.4369 | 21.2367 | 37.2259 | 2.7208 | 1.7935 | 732.1946 | 136.6965 | 200.6578 | 174.3029 | 122.9732 | 129.9308 | 757.6328 | 96.8911 | 140.4989
4428212 | VCUG | 3 | 01m_076010_393x248x546.dat | 0.0663;0.0663;0.1400 | 393;248;546 | (-0.1549;69.7747;-6.8090) | 110 | 9.9905 | 69 | 82.0179 | 60 | iodine | [138] | [30] | 0 | 5 | 65 | normal | none | 6.2672 | 3.212 | 20.1302 | 25.7011 | 13.1721 | 338.5365 | 7.6821e-16 | 19.8955 | 0.21404 | 4.5375 | 367.5674 | 0.41512 | 53.2548 | 430.9092 | 8.3878 | 66.1809 | 0.31403 | 29.4111 | 7.8161 | 5.1574 | 0.7219 | 77.0672 | 0.84431 | 307.2586 | 23.8463 | 43.0961 | 3.2564 | 2.1891 | 778.0266 | 149.8711 | 219.0769 | 187.47 | 128.5909 | 131.3978 | 802.7983 | 104.124 | 151.8209
4428212 | VCUG | 4 | 01m_076010_393x248x546.dat | 0.0663;0.0663;0.1400 | 393;248;546 | (-0.1549;69.7747;-4.3213) | 60 | 2.5 | 38 | 82.0179 | 60 | iodine | [138] | [30] | 0 | 5 | 65 | normal | none | 6.2672 | 4.6263 | 28.9938 | 25.7011 | 18.9719 | 487.5985 | 1.0206e-15 | 22.3575 | 0.090299 | 3.1786 | 316.8245 | 0.25711 | 74.5103 | 199.8439 | 6.9831 | 185.2544 | 0.12779 | 39.0331 | 6.7538 | 3.5604 | 0.54081 | 205.2329 | 0.5453 | 301.7451 | 35.7026 | 71.2358 | 2.0435 | 1.4104 | 381.081 | 89.8244 | 130.6312 | 249.9042 | 83.7188 | 163.6616 | 443.0644 | 98.2834 | 106.2722
4428212 | VCUG | 4 | 01m_076010_393x248x546.dat | 0.0663;0.0663;0.1400 | 393;248;546 | (-0.1549;69.7747;-4.3213) | 60 | 5.7448 | 47 | 82.0179 | 60 | iodine | [138] | [30] | 0 | 5 | 65 | normal | none | 6.2672 | 4.6263 | 28.9938 | 25.7011 | 18.9719 | 487.5985 | 6.627e-16 | 53.8038 | 0.24983 | 8.2378 | 563.3891 | 0.42573 | 161.2938 | 370.7087 | 18.7429 | 326.0885 | 0.5856 | 87.7693 | 17.3758 | 9.7259 | 1.4204 | 363.6769 | 1.415 | 567.3125 | 75.5043 | 147.7448 | 6.0206 | 3.7771 | 724.6075 | 173.1368 | 255.1323 | 401.4642 | 134.5348 | 193.2989 | 731.3979 | 169.9247 | 196.7699
4428212 | VCUG | 4 | 01m_076010_393x248x546.dat | 0.0663;0.0663;0.1400 | 393;248;546 | (-0.1549;69.7747;-4.3213) | 60 | 6.3535 | 49 | 82.0179 | 60 | iodine | [138] | [30] | 0 | 5 | 65 | normal | none | 6.2672 | 4.6263 | 28.9938 | 25.7011 | 18.9719 | 487.5985 | 6.3275e-16 | 58.3481 | 0.29302 | 8.778 | 596.4555 | 0.7819 | 179.4218 | 391.5262 | 21.1899 | 345.3629 | 0.46764 | 95.974 | 19.4815 | 11.2187 | 1.7544 | 385.9632 | 1.537 | 603.6147 | 82.3747 | 159.1928 | 6.7693 | 3.8054 | 766.2528 | 185.6965 | 273.9853 | 420.851 | 140.7117 | 196.1407 | 773.9177 | 180.544 | 209.1495
4428212 | VCUG | 4 | 01m_076010_393x248x546.dat | 0.0663;0.0663;0.1400 | 393;248;546 | (-0.1549;69.7747;-4.3213) | 80 | 2.9 | 44 | 82.0179 | 60 | iodine | [138] | [30] | 0 | 5 | 65 | normal | none | 6.2672 | 4.6263 | 28.9938 | 25.7011 | 18.9719 | 487.5985 | 9.1375e-16 | 30.9843 | 0.1556 | 4.8662 | 373.6234 | 0.32682 | 99.7084 | 238.6418 | 10.8119 | 216.2945 | 0.70644 | 52.3314 | 10.1188 | 6.2361 | 0.90436 | 239.0467 | 0.85924 | 363.1611 | 46.0715 | 90.4335 | 3.5108 | 2.235 | 461.3056 | 110.9945 | 161.9783 | 281.8421 | 94.4776 | 168.9792 | 507.5653 | 114.772 | 127.8724
4428212 | VCUG | 4 | 01m_076010_393x248x546.dat | 0.0663;0.0663;0.1400 | 393;248;546 | (-0.1549;69.7747;-4.3213) | 80 | 7.702 | 57 | 82.0179 | 60 | iodine | [138] | [30] | 0 | 5 | 65 | normal | none | 6.2672 | 4.6263 | 28.9938 | 25.7011 | 18.9719 | 487.5985 | 6.1076e-16 | 68.4278 | 0.42249 | 11.8176 | 633.7836 | 1.2359 | 200.3076 | 417.8397 | 26.3671 | 364.218 | 0.087337 | 109.7189 | 23.8129 | 14.0174 | 2.2809 | 402.4982 | 2.0599 | 647.9299 | 89.5932 | 175.699 | 9.34 | 5.5118 | 818.9789 | 205.31 | 301.4809 | 443.2628 | 146.6539 | 197.266 | 799.5277 | 190.721 | 225.3058
4428212 | VCUG | 4 | 01m_076010_393x248x546.dat | 0.0663;0.0663;0.1400 | 393;248;546 | (-0.1549;69.7747;-4.3213) | 80 | 8.502 | 60 | 82.0179 | 60 | iodine | [138] | [30] | 0 | 5 | 65 | normal | none | 6.2672 | 4.6263 | 28.9938 | 25.7011 | 18.9719 | 487.5985 | 5.9564e-16 | 75.0207 | 0.47146 | 13.6725 | 656.9621 | 0.84434 | 214.8629 | 434.242 | 28.6736 | 375.9849 | 0.64356 | 116.5411 | 25.5811 | 16.9248 | 2.5061 | 412.7188 | 2.3209 | 674.6575 | 94.3194 | 182.8635 | 10.155 | 6.7509 | 854.2304 | 215.4374 | 316.1308 | 457.0512 | 150.4937 | 198.4106 | 813.7358 | 196.9089 | 234.6616
4428212 | VCUG | 4 | 01m_076010_393x248x546.dat | 0.0663;0.0663;0.1400 | 393;248;546 | (-0.1549;69.7747;-4.3213) | 110 | 3.9 | 52 | 82.0179 | 60 | iodine | [138] | [30] | 0 | 5 | 65 | normal | none | 6.2672 | 4.6263 | 28.9938 | 25.7011 | 18.9719 | 487.5985 | 8.1682e-16 | 43.0472 | 0.26936 | 7.1477 | 449.8769 | 0.85069 | 130.0036 | 290.0627 | 15.8663 | 256.4202 | 0.83175 | 69.8927 | 14.3972 | 9.0308 | 1.1681 | 283.5374 | 1.341 | 446.7061 | 58.4263 | 115.0212 | 5.545 | 2.9764 | 561.0392 | 139.2224 | 202.3846 | 327.4588 | 109.0238 | 176.0565 | 582.4392 | 135.7878 | 156.0975
4428212 | VCUG | 4 | 01m_076010_393x248x546.dat | 0.0663;0.0663;0.1400 | 393;248;546 | (-0.1549;69.7747;-4.3213) | 110 | 7.85 | 62 | 82.0179 | 60 | iodine | [138] | [30] | 0 | 5 | 65 | normal | none | 6.2672 | 4.6263 | 28.9938 | 25.7011 | 18.9719 | 487.5985 | 6.5234e-16 | 68.9103 | 0.46269 | 12.9028 | 611.2909 | 1.0863 | 196.3544 | 407.1952 | 26.0447 | 346.2914 | 0.10047 | 106.196 | 23.2624 | 14.7492 | 2.0135 | 379.1423 | 2.2543 | 624.8575 | 85.4063 | 167.9184 | 9.5084 | 6.6542 | 786.5368 | 198.8483 | 289.0678 | 428.8845 | 141.3364 | 192.5744 | 776.0515 | 183.9584 | 217.7664
4428212 | VCUG | 4 | 01m_076010_393x248x546.dat | 0.0663;0.0663;0.1400 | 393;248;546 | (-0.1549;69.7747;-4.3213) | 110 | 9.9905 | 69 | 82.0179 | 60 | iodine | [138] | [30] | 0 | 5 | 65 | normal | none | 6.2672 | 4.6263 | 28.9938 | 25.7011 | 18.9719 | 487.5985 | 6.3074e-16 | 76.1957 | 0.58054 | 15.1879 | 655.0831 | 1.2125 | 219.5818 | 449.0091 | 30.4117 | 367.8035 | 0.55972 | 119.1433 | 26.8984 | 17.6236 | 2.4297 | 400.4316 | 2.7258 | 674.8375 | 93.0504 | 181.3571 | 11.5914 | 7.7754 | 849.1553 | 217.9995 | 315.5237 | 451.7992 | 148.909 | 194.1534 | 822.4567 | 196.2815 | 235.9354
4428212 | VCUG | 5 | 01m_076010_393x248x546.dat | 0.0663;0.0663;0.1400 | 393;248;546 | (0.4895;69.3997;-4.3049) | 60 | 2.5 | 38 | 81.7835 | 60 | iodine | [138] | [50] | 0 | 5 | 65 | normal | none | 6.3724 | 4.6564 | 29.6726 | 26.0579 | 19.0409 | 496.1663 | 9.9487e-16 | 24.7037 | 0.088229 | 3.1867 | 331.3792 | 0.21492 | 121.3321 | 201.061 | 6.6003 | 207.9463 | 0.017816 | 82.4086 | 6.784 | 3.7687 | 0.45631 | 124.7497 | 0.48027 | 294.9122 | 22.825 | 54.1306 | 2.1218 | 1.0544 | 382.9336 | 91.2757 | 133.0394 | 264.8047 | 85.1869 | 165.305 | 442.6397 | 98.8262 | 108.1505
4428212 | VCUG | 5 | 01m_076010_393x248x546.dat | 0.0663;0.0663;0.1400 | 393;248;546 | (0.4895;69.3997;-4.3049) | 60 | 5.7448 | 47 | 81.7835 | 60 | iodine | [138] | [50] | 0 | 5 | 65 | normal | none | 6.3724 | 4.6564 | 29.6726 | 26.0579 | 19.0409 | 496.1663 | 6.46e-16 | 54.3283 | 0.25067 | 8.1697 | 582.3544 | 0.76152 | 238.7622 | 374.7687 | 18.0155 | 356.1 | 0.083395 | 149.0437 | 17.2601 | 10.1297 | 0.9498 | 258.2514 | 1.35 | 558.1748 | 52.2571 | 119.4152 | 6.0121 | 3.2994 | 718.2061 | 176.2094 | 260.2047 | 419.2723 | 136.7594 | 195.2854 | 738.3455 | 172.1884 | 198.8512
4428212 | VCUG | 5 | 01m_076010_393x248x546.dat | 0.0663;0.0663;0.1400 | 393;248;546 | (0.4895;69.3997;-4.3049) | 60 | 6.3535 | 49 | 81.7835 | 60 | iodine | [138] | [50] | 0 | 5 | 65 | normal | none | 6.3724 | 4.6564 | 29.6726 | 26.0579 | 19.0409 | 496.1663 | 6.1681e-16 | 59.4929 | 0.28623 | 9.195 | 615.7623 | 0.90478 | 255.8475 | 391.156 | 20.1925 | 375.3165 | 0.49441 | 158.5814 | 19.2862 | 12.1316 | 1.1341 | 279.0312 | 1.6969 | 594.9618 | 57.4583 | 130.7852 | 7.1043 | 4.528 | 765.6133 | 188.975 | 279.4146 | 439.6427 | 142.937 | 198.2702 | 768.1749 | 181.755 | 211.2144
4428212 | VCUG | 5 | 01m_076010_393x248x546.dat | 0.0663;0.0663;0.1400 | 393;248;546 | (0.4895;69.3997;-4.3049) | 80 | 2.9 | 44 | 81.7835 | 60 | iodine | [138] | [50] | 0 | 5 | 65 | normal | none | 6.3724 | 4.6564 | 29.6726 | 26.0579 | 19.0409 | 496.1663 | 8.9073e-16 | 32.2994 | 0.1603 | 4.9567 | 386.9755 | 0.50313 | 148.6985 | 240.6682 | 10.3853 | 240.3876 | 0.28821 | 98.1815 | 10.0125 | 6.0356 | 0.93162 | 159.1956 | 0.84371 | 356.7642 | 31.1139 | 71.8715 | 3.5774 | 1.977 | 461.5998 | 112.7764 | 164.9204 | 298.6902 | 96.0896 | 170.8933 | 505.0249 | 115.5632 | 129.5921
4428212 | VCUG | 5 | 01m_076010_393x248x546.dat | 0.0663;0.0663;0.1400 | 393;248;546 | (0.4895;69.3997;-4.3049) | 80 | 7.702 | 57 | 81.7835 | 60 | iodine | [138] | [50] | 0 | 5 | 65 | normal | none | 6.3724 | 4.6564 | 29.6726 | 26.0579 | 19.0409 | 496.1663 | 5.9538e-16 | 69.4887 | 0.42739 | 11.7322 | 654.0219 | 0.98559 | 273.188 | 417.9029 | 25.7114 | 393.3134 | 0.098638 | 170.6144 | 24.062 | 15.2177 | 2.0661 | 307.2672 | 2.2999 | 642.1807 | 67.0919 | 148.4235 | 9.1523 | 6.149 | 821.8146 | 208.8106 | 307.25 | 462.2382 | 148.9084 | 199.039 | 801.2562 | 193.0599 | 227.8874
4428212 | VCUG | 5 | 01m_076010_393x248x546.dat | 0.0663;0.0663;0.1400 | 393;248;546 | (0.4895;69.3997;-4.3049) | 80 | 8.502 | 60 | 81.7835 | 60 | iodine | [138] | [50] | 0 | 5 | 65 | normal | none | 6.3724 | 4.6564 | 29.6726 | 26.0579 | 19.0409 | 496.1663 | 5.8063e-16 | 73.5909 | 0.48168 | 13.4678 | 678.8674 | 1.0364 | 285.3975 | 437.9562 | 28.0782 | 405.1469 | 0.51148 | 177.325 | 25.8065 | 16.4715 | 2.1106 | 322.1163 | 2.5445 | 667.621 | 71.1849 | 157.2554 | 10.1452 | 6.5584 | 859.3958 | 218.9302 | 321.8868 | 473.4148 | 152.8541 | 200.0592 | 820.5414 | 199.38 | 237.9211
4428212 | VCUG | 5 | 01m_076010_393x248x546.dat | 0.0663;0.0663;0.1400 | 393;248;546 | (0.4895;69.3997;-4.3049) | 110 | 3.9 | 52 | 81.7835 | 60 | iodine | [138] | [50] | 0 | 5 | 65 | normal | none | 6.3724 | 4.6564 | 29.6726 | 26.0579 | 19.0409 | 496.1663 | 7.9625e-16 | 43.0933 | 0.2746 | 7.5014 | 463.8126 | 0.58301 | 180.5969 | 290.6757 | 15.5856 | 281.5202 | 0.40671 | 118.5409 | 14.508 | 8.9262 | 1.0857 | 203.2532 | 1.3896 | 439.4609 | 41.9831 | 94.6916 | 5.6977 | 3.4876 | 568.5287 | 141.4706 | 206.0968 | 344.499 | 110.7909 | 177.6421 | 600.0389 | 138.1734 | 158.3063
4428212 | VCUG | 5 | 01m_076010_393x248x546.dat | 0.0663;0.0663;0.1400 | 393;248;546 | (0.4895;69.3997;-4.3049) | 110 | 7.85 | 62 | 81.7835 | 60 | iodine | [138] | [50] | 0 | 5 | 65 | normal | none | 6.3724 | 4.6564 | 29.6726 | 26.0579 | 19.0409 | 496.1663 | 6.3592e-16 | 67.2354 | 0.47656 | 13.7259 | 631.3579 | 1.2268 | 263.856 | 406.4065 | 25.5757 | 375.7263 | 0.89902 | 162.962 | 23.5236 | 14.3505 | 2.027 | 297.4297 | 2.2641 | 619.4852 | 64.4331 | 143.9972 | 9.5986 | 6.1356 | 797.5279 | 202.131 | 294.4112 | 449.0686 | 143.5096 | 194.2935 | 778.7518 | 186.891 | 220.8612
4428212 | VCUG | 5 | 01m_076010_393x248x546.dat | 0.0663;0.0663;0.1400 | 393;248;546 | (0.4895;69.3997;-4.3049) | 110 | 9.9905 | 69 | 81.7835 | 60 | iodine | [138] | [50] | 0 | 5 | 65 | normal | none | 6.3724 | 4.6564 | 29.6726 | 26.0579 | 19.0409 | 496.1663 | 6.1486e-16 | 77.9841 | 0.5864 | 14.2066 | 677.2152 | 1.2192 | 286.9777 | 444.055 | 30.2022 | 395.8649 | 1.1467 | 174.6099 | 27.0567 | 17.0414 | 2.4069 | 327.296 | 2.7218 | 669.62 | 73.4611 | 158.6192 | 11.7592 | 8.0734 | 859.209 | 221.566 | 321.273 | 472.0384 | 151.0745 | 196.2482 | 823.9487 | 199.9256 | 238.9208
4428212 | VCUG | 6 | 01m_076010_393x248x546.dat | 0.0663;0.0663;0.1400 | 393;248;546 | (-0.1549;69.7747;-4.3213) | 60 | 2.5 | 38 | 82.0179 | 60 | iodine | [138] | [75] | 0 | 5 | 65 | normal | none | 6.2672 | 4.6263 | 28.9938 | 25.7011 | 18.9719 | 487.5985 | 1.0206e-15 | 22.3507 | 0.090274 | 3.2091 | 316.1974 | 0.25711 | 74.3967 | 198.5113 | 6.9704 | 185.176 | 0.12779 | 38.988 | 6.7448 | 3.5466 | 0.54081 | 205.0957 | 0.54762 | 300.5105 | 35.6879 | 71.1848 | 2.0388 | 1.4104 | 361.9354 | 89.6102 | 130.3305 | 249.4727 | 83.5026 | 163.5723 | 434.6869 | 97.5609 | 105.2024
4428212 | VCUG | 6 | 01m_076010_393x248x546.dat | 0.0663;0.0663;0.1400 | 393;248;546 | (-0.1549;69.7747;-4.3213) | 60 | 5.7448 | 47 | 82.0179 | 60 | iodine | [138] | [75] | 0 | 5 | 65 | normal | none | 6.2672 | 4.6263 | 28.9938 | 25.7011 | 18.9719 | 487.5985 | 6.627e-16 | 53.7722 | 0.24954 | 8.223 | 562.1065 | 0.42573 | 160.9769 | 366.7854 | 18.7037 | 325.9074 | 0.5856 | 87.6304 | 17.3532 | 9.7104 | 1.3967 | 363.3902 | 1.4145 | 564.9283 | 75.4546 | 147.6512 | 6.0021 | 3.6962 | 691.878 | 172.5862 | 254.3449 | 400.9269 | 134.0405 | 193.0865 | 722.4497 | 169.0868 | 194.7912
4428212 | VCUG | 6 | 01m_076010_393x248x546.dat | 0.0663;0.0663;0.1400 | 393;248;546 | (-0.1549;69.7747;-4.3213) | 60 | 6.3535 | 49 | 82.0179 | 60 | iodine | [138] | [75] | 0 | 5 | 65 | normal | none | 6.2672 | 4.6263 | 28.9938 | 25.7011 | 18.9719 | 487.5985 | 6.3275e-16 | 58.1142 | 0.29263 | 8.7389 | 594.8751 | 0.7819 | 178.7265 | 387.1801 | 21.1583 | 345.1101 | 0.46764 | 95.8049 | 19.4673 | 11.202 | 1.7479 | 385.5049 | 1.5321 | 601.0703 | 82.3005 | 159.0348 | 6.7524 | 3.8054 | 732.4166 | 185.0879 | 273.1171 | 419.8736 | 140.1532 | 195.8659 | 762.6179 | 179.425 | 207.0071
4428212 | VCUG | 6 | 01m_076010_393x248x546.dat | 0.0663;0.0663;0.1400 | 393;248;546 | (-0.1549;69.7747;-4.3213) | 80 | 2.9 | 44 | 82.0179 | 60 | iodine | [138] | [75] | 0 | 5 | 65 | normal | none | 6.2672 | 4.6263 | 28.9938 | 25.7011 | 18.9719 | 487.5985 | 9.1375e-16 | 30.9372 | 0.15528 | 4.8655 | 372.7041 | 0.33154 | 99.4075 | 236.07 | 10.8025 | 216.1741 | 0.70644 | 52.234 | 10.1055 | 6.2077 | 0.90436 | 238.9701 | 0.85653 | 361.7384 | 46.0441 | 90.2868 | 3.5151 | 2.235 | 439.4398 | 110.6785 | 161.5231 | 281.4422 | 94.1823 | 168.8342 | 500.8348 | 114.157 | 126.5396
4428212 | VCUG | 6 | 01m_076010_393x248x546.dat | 0.0663;0.0663;0.1400 | 393;248;546 | (-0.1549;69.7747;-4.3213) | 80 | 7.702 | 57 | 82.0179 | 60 | iodine | [138] | [75] | 0 | 5 | 65 | normal | none | 6.2672 | 4.6263 | 28.9938 | 25.7011 | 18.9719 | 487.5985 | 6.1076e-16 | 68.2526 | 0.42223 | 11.8673 | 632.2281 | 1.2359 | 199.489 | 412.9605 | 26.3311 | 363.9069 | 0.087337 | 109.4652 | 23.7867 | 14.0184 | 2.2809 | 401.9906 | 2.0417 | 644.95 | 89.459 | 175.4043 | 9.3312 | 5.5118 | 790.3588 | 204.5814 | 300.4175 | 442.2656 | 146.047 | 196.9948 | 790.719 | 189.7772 | 223.3272
4428212 | VCUG | 6 | 01m_076010_393x248x546.dat | 0.0663;0.0663;0.1400 | 393;248;546 | (-0.1549;69.7747;-4.3213) | 80 | 8.502 | 60 | 82.0179 | 60 | iodine | [138] | [75] | 0 | 5 | 65 | normal | none | 6.2672 | 4.6263 | 28.9938 | 25.7011 | 18.9719 | 487.5985 | 5.9564e-16 | 74.9955 | 0.47128 | 13.6127 | 655.4511 | 0.84434 | 214.2921 | 427.6944 | 28.6383 | 375.6156 | 0.64356 | 116.2842 | 25.5509 | 16.8677 | 2.5061 | 412.2655 | 2.3078 | 671.6859 | 94.1465 | 182.5277 | 10.1534 | 6.7531 | 828.4092 | 214.648 | 314.9844 | 456.0916 | 149.8569 | 198.077 | 813.6519 | 196.6633 | 232.721
4428212 | VCUG | 6 | 01m_076010_393x248x546.dat | 0.0663;0.0663;0.1400 | 393;248;546 | (-0.1549;69.7747;-4.3213) | 110 | 3.9 | 52 | 82.0179 | 60 | iodine | [138] | [75] | 0 | 5 | 65 | normal | none | 6.2672 | 4.6263 | 28.9938 | 25.7011 | 18.9719 | 487.5985 | 8.1682e-16 | 42.9163 | 0.26885 | 7.1675 | 448.6404 | 0.85069 | 129.5996 | 286.1818 | 15.8406 | 256.2365 | 0.83175 | 69.7837 | 14.3728 | 9.025 | 1.1699 | 283.2803 | 1.3341 | 445.0778 | 58.3541 | 114.96 | 5.5565 | 2.9425 | 538.8435 | 138.799 | 201.7785 | 326.8393 | 108.6545 | 175.874 | 581.1905 | 135.5393 | 154.6484
4428212 | VCUG | 6 | 01m_076010_393x248x546.dat | 0.0663;0.0663;0.1400 | 393;248;546 | (-0.1549;69.7747;-4.3213) | 110 | 7.85 | 62 | 82.0179 | 60 | iodine | [138] | [75] | 0 | 5 | 65 | normal | none | 6.2672 | 4.6263 | 28.9938 | 25.7011 | 18.9719 | 487.5985 | 6.5234e-16 | 68.8199 | 0.46134 | 12.8491 | 609.8346 | 1.0833 | 196.2471 | 404.4818 | 25.9956 | 346.0155 | 0.10047 | 105.9952 | 23.2241 | 14.645 | 1.978 | 378.6058 | 2.2524 | 622.3281 | 85.2928 | 167.5965 | 9.5055 | 6.5265 | 762.1477 | 198.1958 | 288.1297 | 428.1807 | 140.7815 | 192.3206 | 769.3525 | 183.2533 | 216.1572
4428212 | VCUG | 6 | 01m_076010_393x248x546.dat | 0.0663;0.0663;0.1400 | 393;248;546 | (-0.1549;69.7747;-4.3213) | 110 | 9.9905 | 69 | 82.0179 | 60 | iodine | [138] | [75] | 0 | 5 | 65 | normal | none | 6.2672 | 4.6263 | 28.9938 | 25.7011 | 18.9719 | 487.5985 | 6.3074e-16 | 76.0356 | 0.5799 | 15.1892 | 653.3233 | 1.2189 | 218.9793 | 441.9857 | 30.3356 | 367.3437 | 0.55972 | 118.8992 | 26.8603 | 17.6173 | 2.4561 | 399.8291 | 2.7169 | 672.3167 | 92.8839 | 181.0718 | 11.5568 | 7.712 | 830.6217 | 217.2477 | 314.4358 | 451.1158 | 148.3077 | 193.8646 | 807.5379 | 194.8887 | 234.0985
4428212 | VCUG | 7 | 01m_076010_393x248x546.dat | 0.0663;0.0663;0.1400 | 393;248;546 | (-0.1549;69.7747;-4.3213) | 60 | 2.5 | 38 | 82.0179 | 60 | iodine | [138] | [100] | 1 | 5 | 65 | normal | none | 6.2672 | 4.6263 | 28.9938 | 25.7011 | 18.9719 | 487.5985 | 1.0206e-15 | 22.4251 | 0.090217 | 3.1753 | 315.7761 | 0.25711 | 74.2585 | 198.286 | 6.967 | 185.1368 | 0.12779 | 38.9684 | 6.7399 | 3.5375 | 0.54081 | 205.0859 | 0.54811 | 300.2068 | 35.684 | 71.1584 | 2.0344 | 1.4104 | 353.8519 | 89.5348 | 130.2254 | 249.3625 | 83.4258 | 163.5399 | 433.08 | 97.413 | 104.7733
4428212 | VCUG | 7 | 01m_076010_393x248x546.dat | 0.0663;0.0663;0.1400 | 393;248;546 | (-0.1549;69.7747;-4.3213) | 60 | 5.7448 | 47 | 82.0179 | 60 | iodine | [138] | [100] | 1 | 5 | 65 | normal | none | 6.2672 | 4.6263 | 28.9938 | 25.7011 | 18.9719 | 487.5985 | 6.627e-16 | 53.7722 | 0.24969 | 8.1942 | 561.4426 | 0.42573 | 160.8411 | 365.6688 | 18.6946 | 325.7716 | 0.5856 | 87.5806 | 17.3532 | 9.7102 | 1.4246 | 363.3751 | 1.4103 | 564.1135 | 75.438 | 147.5697 | 6.0007 | 3.7056 | 677.7691 | 172.3991 | 254.0746 | 400.6159 | 133.8454 | 193.0115 | 714.4069 | 168.4084 | 193.9356
4428212 | VCUG | 7 | 01m_076010_393x248x546.dat | 0.0663;0.0663;0.1400 | 393;248;546 | (-0.1549;69.7747;-4.3213) | 60 | 6.3535 | 49 | 82.0179 | 60 | iodine | [138] | [100] | 1 | 5 | 65 | normal | none | 6.2672 | 4.6263 | 28.9938 | 25.7011 | 18.9719 | 487.5985 | 6.3275e-16 | 58.0778 | 0.29264 | 8.738 | 594.1956 | 0.7819 | 178.8687 | 384.4776 | 21.1504 | 344.9836 | 0.46764 | 95.7591 | 19.4546 | 11.2006 | 1.7455 | 385.4417 | 1.536 | 600.0272 | 82.2467 | 159.0032 | 6.7462 | 3.8151 | 718.7778 | 184.87 | 272.7988 | 419.5478 | 139.9488 | 195.7612 | 751.1284 | 178.4926 | 206.0147
4428212 | VCUG | 7 | 01m_076010_393x248x546.dat | 0.0663;0.0663;0.1400 | 393;248;546 | (-0.1549;69.7747;-4.3213) | 80 | 2.9 | 44 | 82.0179 | 60 | iodine | [138] | [100] | 1 | 5 | 65 | normal | none | 6.2672 | 4.6263 | 28.9938 | 25.7011 | 18.9719 | 487.5985 | 9.1375e-16 | 30.9657 | 0.15559 | 4.8622 | 372.2992 | 0.33154 | 99.2389 | 234.4831 | 10.795 | 216.1194 | 0.70644 | 52.2033 | 10.1019 | 6.2087 | 0.92618 | 238.8935 | 0.85873 | 361.213 | 46.0452 | 90.2682 | 3.505 | 2.235 | 431.2756 | 110.5649 | 161.3624 | 281.2371 | 94.0814 | 168.7798 | 494.3998 | 113.618 | 125.9529
4428212 | VCUG | 7 | 01m_076010_393x248x546.dat | 0.0663;0.0663;0.1400 | 393;248;546 | (-0.1549;69.7747;-4.3213) | 80 | 7.702 | 57 | 82.0179 | 60 | iodine | [138] | [100] | 1 | 5 | 65 | normal | none | 6.2672 | 4.6263 | 28.9938 | 25.7011 | 18.9719 | 487.5985 | 6.1076e-16 | 68.138 | 0.42219 | 11.8402 | 631.2949 | 1.2439 | 198.9487 | 409.8988 | 26.2918 | 363.6941 | 0.087337 | 109.4079 | 23.7638 | 13.9621 | 2.2822 | 401.7941 | 2.0401 | 643.7384 | 89.4688 | 175.2405 | 9.341 | 5.5118 | 775.0992 | 204.3182 | 300.0393 | 442.0508 | 145.8212 | 196.8728 | 781.5665 | 188.9522 | 222.1941
4428212 | VCUG | 7 | 01m_076010_393x248x546.dat | 0.0663;0.0663;0.1400 | 393;248;546 | (-0.1549;69.7747;-4.3213) | 80 | 8.502 | 60 | 82.0179 | 60 | iodine | [138] | [100] | 1 | 5 | 65 | normal | none | 6.2672 | 4.6263 | 28.9938 | 25.7011 | 18.9719 | 487.5985 | 5.9564e-16 | 74.9401 | 0.47099 | 13.6241 | 654.1248 | 0.8527 | 214.1746 | 426.0827 | 28.5963 | 375.4477 | 0.64356 | 116.1918 | 25.5374 | 16.8677 | 2.5346 | 411.9633 | 2.3085 | 670.3092 | 94.1801 | 182.4438 | 10.1644 | 6.7509 | 812.3927 | 214.3489 | 314.5513 | 455.777 | 149.5964 | 197.9658 | 803.1421 | 195.7623 | 231.6287
4428212 | VCUG | 7 | 01m_076010_393x248x546.dat | 0.0663;0.0663;0.1400 | 393;248;546 | (-0.1549;69.7747;-4.3213) | 110 | 3.9 | 52 | 82.0179 | 60 | iodine | [138] | [100] | 1 | 5 | 65 | normal | none | 6.2672 | 4.6263 | 28.9938 | 25.7011 | 18.9719 | 487.5985 | 8.1682e-16 | 42.8526 | 0.26879 | 7.1403 | 448.3833 | 0.85069 | 129.6976 | 285.888 | 15.8161 | 256.1753 | 0.83175 | 69.7397 | 14.3605 | 9.0061 | 1.1681 | 283.1946 | 1.3358 | 444.4167 | 58.3064 | 114.933 | 5.538 | 2.9425 | 529.5024 | 138.6347 | 201.5444 | 326.5182 | 108.5067 | 175.7929 | 576.171 | 135.1035 | 154.1347
4428212 | VCUG | 7 | 01m_076010_393x248x546.dat | 0.0663;0.0663;0.1400 | 393;248;546 | (-0.1549;69.7747;-4.3213) | 110 | 7.85 | 62 | 82.0179 | 60 | iodine | [138] | [100] | 1 | 5 | 65 | normal | none | 6.2672 | 4.6263 | 28.9938 | 25.7011 | 18.9719 | 487.5985 | 6.5234e-16 | 68.8107 | 0.46138 | 12.8177 | 608.9609 | 1.0833 | 196.615 | 401.7992 | 25.9788 | 345.8162 | 0.10047 | 105.9124 | 23.2133 | 14.7078 | 1.978 | 378.5445 | 2.2513 | 621.301 | 85.2806 | 167.5811 | 9.5018 | 6.5271 | 748.1979 | 197.9256 | 287.7384 | 427.7497 | 140.5568 | 192.219 | 761.9024 | 182.6406 | 215.1612
4428212 | VCUG | 7 | 01m_076010_393x248x546.dat | 0.0663;0.0663;0.1400 | 393;248;546 | (-0.1549;69.7747;-4.3213) | 110 | 9.9905 | 69 | 82.0179 | 60 | iodine | [138] | [100] | 1 | 5 | 65 | normal | none | 6.2672 | 4.6263 | 28.9938 | 25.7011 | 18.9719 | 487.5985 | 6.3074e-16 | 75.9166 | 0.57906 | 15.1408 | 652.1659 | 1.2139 | 219.0428 | 441.5418 | 30.288 | 367.201 | 0.55972 | 118.7977 | 26.8365 | 17.5792 | 2.4636 | 399.6072 | 2.7147 | 671.2703 | 92.8363 | 181.0083 | 11.5405 | 7.7153 | 812.8649 | 216.9343 | 313.983 | 450.6553 | 148.0617 | 193.7465 | 807.4903 | 194.7903 | 233.137
4428212 | VCUG | 8 | 01m_076010_393x248x546.dat | 0.0663;0.0663;0.1400 | 393;248;546 | (0.4895;69.3997;-4.3049) | 60 | 2.5 | 38 | 81.7835 | 60 | iodine | [138] | [100] | 1 | 5 | 65 | normal | none | 6.3724 | 4.6564 | 29.6726 | 26.0579 | 19.0409 | 496.1663 | 9.9487e-16 | 24.6946 | 0.08828 | 3.1867 | 330.6655 | 0.21492 | 121.2015 | 199.503 | 6.589 | 207.896 | 0.017816 | 82.3774 | 6.7776 | 3.759 | 0.45631 | 124.6592 | 0.47801 | 293.5854 | 22.7979 | 54.0512 | 2.1274 | 1.0544 | 363.3733 | 91.0922 | 132.7806 | 264.5975 | 85.0093 | 165.2384 | 435.8549 | 98.2519 | 107.0517
4428212 | VCUG | 8 | 01m_076010_393x248x546.dat | 0.0663;0.0663;0.1400 | 393;248;546 | (0.4895;69.3997;-4.3049) | 60 | 5.7448 | 47 | 81.7835 | 60 | iodine | [138] | [100] | 1 | 5 | 65 | normal | none | 6.3724 | 4.6564 | 29.6726 | 26.0579 | 19.0409 | 496.1663 | 6.46e-16 | 54.2633 | 0.25033 | 8.1683 | 581.2553 | 0.79605 | 238.499 | 371.2393 | 18.0078 | 355.8987 | 0.083395 | 148.9338 | 17.2446 | 10.0756 | 0.9498 | 258.0347 | 1.3474 | 555.1097 | 52.1735 | 119.2712 | 6.0152 | 3.2992 | 688.4073 | 175.758 | 259.5583 | 418.5906 | 136.3191 | 195.0932 | 728.3145 | 171.2739 | 197.0468
4428212 | VCUG | 8 | 01m_076010_393x248x546.dat | 0.0663;0.0663;0.1400 | 393;248;546 | (0.4895;69.3997;-4.3049) | 60 | 6.3535 | 49 | 81.7835 | 60 | iodine | [138] | [100] | 1 | 5 | 65 | normal | none | 6.3724 | 4.6564 | 29.6726 | 26.0579 | 19.0409 | 496.1663 | 6.1681e-16 | 59.3357 | 0.28615 | 9.1913 | 614.0762 | 0.90478 | 255.4098 | 386.649 | 20.1877 | 375.1058 | 0.49441 | 158.45 | 19.2587 | 12.1265 | 1.1278 | 278.8043 | 1.6971 | 591.8166 | 57.3659 | 130.6474 | 7.0825 | 4.4759 | 733.8208 | 188.4761 | 278.7024 | 438.792 | 142.4479 | 198.0555 | 754.978 | 180.5544 | 209.1388
4428212 | VCUG | 8 | 01m_076010_393x248x546.dat | 0.0663;0.0663;0.1400 | 393;248;546 | (0.4895;69.3997;-4.3049) | 80 | 2.9 | 44 | 81.7835 | 60 | iodine | [138] | [100] | 1 | 5 | 65 | normal | none | 6.3724 | 4.6564 | 29.6726 | 26.0579 | 19.0409 | 496.1663 | 8.9073e-16 | 32.2826 | 0.16036 | 4.9296 | 386.0324 | 0.50281 | 148.227 | 238.4453 | 10.3752 | 240.2528 | 0.28821 | 98.1197 | 10.005 | 6.0467 | 0.95139 | 159.0047 | 0.84599 | 355.0129 | 31.042 | 71.7548 | 3.5894 | 1.977 | 440.0332 | 112.5136 | 164.544 | 298.4061 | 95.837 | 170.7818 | 494.483 | 114.6509 | 128.2724
4428212 | VCUG | 8 | 01m_076010_393x248x546.dat | 0.0663;0.0663;0.1400 | 393;248;546 | (0.4895;69.3997;-4.3049) | 80 | 7.702 | 57 | 81.7835 | 60 | iodine | [138] | [100] | 1 | 5 | 65 | normal | none | 6.3724 | 4.6564 | 29.6726 | 26.0579 | 19.0409 | 496.1663 | 5.9538e-16 | 69.4215 | 0.42712 | 11.7497 | 652.0232 | 0.98559 | 273.3223 | 414.2581 | 25.6593 | 392.9943 | 0.098638 | 170.4297 | 24.0352 | 15.2061 | 2.0674 | 306.8137 | 2.2957 | 638.6199 | 67.0163 | 148.1833 | 9.1396 | 6.161 | 790.4228 | 208.1856 | 306.3412 | 461.53 | 148.3727 | 198.747 | 787.5674 | 191.8512 | 225.8309
4428212 | VCUG | 8 | 01m_076010_393x248x546.dat | 0.0663;0.0663;0.1400 | 393;248;546 | (0.4895;69.3997;-4.3049) | 80 | 8.502 | 60 | 81.7835 | 60 | iodine | [138] | [100] | 1 | 5 | 65 | normal | none | 6.3724 | 4.6564 | 29.6726 | 26.0579 | 19.0409 | 496.1663 | 5.8063e-16 | 73.4617 | 0.48117 | 13.5109 | 676.9384 | 1.0349 | 285.053 | 434.6839 | 28.0317 | 404.8025 | 0.51148 | 177.1183 | 25.7686 | 16.4511 | 2.0722 | 321.5479 | 2.5479 | 663.7114 | 71.0626 | 156.9884 | 10.1585 | 6.5765 | 825.6221 | 218.2559 | 320.9033 | 472.5757 | 152.2751 | 199.7739 | 805.7815 | 198.0216 | 235.7805
4428212 | VCUG | 8 | 01m_076010_393x248x546.dat | 0.0663;0.0663;0.1400 | 393;248;546 | (0.4895;69.3997;-4.3049) | 110 | 3.9 | 52 | 81.7835 | 60 | iodine | [138] | [100] | 1 | 5 | 65 | normal | none | 6.3724 | 4.6564 | 29.6726 | 26.0579 | 19.0409 | 496.1663 | 7.9625e-16 | 42.9137 | 0.2741 | 7.5547 | 462.9963 | 0.59038 | 180.4337 | 289.2942 | 15.5743 | 281.3318 | 0.40671 | 118.4329 | 14.4892 | 8.9245 | 1.1355 | 202.9769 | 1.3913 | 437.464 | 41.9266 | 94.5082 | 5.7208 | 3.4972 | 544.6291 | 141.1021 | 205.5626 | 344.2283 | 110.4553 | 177.4653 | 595.3545 | 137.71 | 157.0131
4428212 | VCUG | 8 | 01m_076010_393x248x546.dat | 0.0663;0.0663;0.1400 | 393;248;546 | (0.4895;69.3997;-4.3049) | 110 | 7.85 | 62 | 81.7835 | 60 | iodine | [138] | [100] | 1 | 5 | 65 | normal | none | 6.3724 | 4.6564 | 29.6726 | 26.0579 | 19.0409 | 496.1663 | 6.3592e-16 | 67.02 | 0.47598 | 13.6403 | 629.8954 | 1.1713 | 263.5258 | 402.3965 | 25.5128 | 375.3803 | 0.89902 | 162.8048 | 23.4654 | 14.2676 | 2.027 | 297.0365 | 2.255 | 616.5918 | 64.2696 | 143.7299 | 9.6195 | 6.1268 | 767.0049 | 201.5401 | 293.5562 | 448.155 | 143.0081 | 194.0591 | 760.4789 | 185.2596 | 218.807
4428212 | VCUG | 8 | 01m_076010_393x248x546.dat | 0.0663;0.0663;0.1400 | 393;248;546 | (0.4895;69.3997;-4.3049) | 110 | 9.9905 | 69 | 81.7835 | 60 | iodine | [138] | [100] | 1 | 5 | 65 | normal | none | 6.3724 | 4.6564 | 29.6726 | 26.0579 | 19.0409 | 496.1663 | 6.1486e-16 | 77.7109 | 0.58567 | 14.242 | 675.3774 | 1.2147 | 286.2946 | 437.7446 | 30.155 | 395.3282 | 1.1467 | 174.4148 | 27.0014 | 17.0609 | 2.4041 | 326.8406 | 2.7154 | 666.5298 | 73.3781 | 158.2175 | 11.7556 | 8.0485 | 830.4868 | 220.8958 | 320.3094 | 471.0326 | 150.5138 | 195.9789 | 811.1327 | 198.666 | 236.7439
4428212 | VCUG | 9 | 01m_076010_393x248x546.dat | 0.0663;0.0663;0.1400 | 393;248;546 | (-0.1549;69.7747;-4.3213) | 60 | 2.5 | 38 | 82.0179 | 60 | iodine | [138] | [100] | 1 | 5 | 65 | normal | none | 6.2672 | 4.6263 | 28.9938 | 25.7011 | 18.9719 | 487.5985 | 1.0206e-15 | 22.4251 | 0.090217 | 3.1753 | 315.7761 | 0.25711 | 74.2585 | 198.286 | 6.967 | 185.1368 | 0.12779 | 38.9684 | 6.7399 | 3.5375 | 0.54081 | 205.0859 | 0.54811 | 300.2068 | 35.684 | 71.1584 | 2.0344 | 1.4104 | 353.8519 | 89.5348 | 130.2255 | 249.3625 | 83.4258 | 163.5399 | 433.08 | 97.413 | 104.7733
4428212 | VCUG | 9 | 01m_076010_393x248x546.dat | 0.0663;0.0663;0.1400 | 393;248;546 | (-0.1549;69.7747;-4.3213) | 60 | 5.7448 | 47 | 82.0179 | 60 | iodine | [138] | [100] | 1 | 5 | 65 | normal | none | 6.2672 | 4.6263 | 28.9938 | 25.7011 | 18.9719 | 487.5985 | 6.627e-16 | 53.7722 | 0.24969 | 8.1942 | 561.4426 | 0.42573 | 160.8411 | 365.6688 | 18.6946 | 325.7867 | 0.5856 | 87.5806 | 17.3532 | 9.7102 | 1.4246 | 363.3751 | 1.4103 | 564.1135 | 75.441 | 147.5697 | 6.0007 | 3.7056 | 677.7691 | 172.3991 | 254.073 | 400.63 | 133.8454 | 193.0115 | 714.4069 | 168.4107 | 193.9359
4428212 | VCUG | 9 | 01m_076010_393x248x546.dat | 0.0663;0.0663;0.1400 | 393;248;546 | (-0.1549;69.7747;-4.3213) | 60 | 6.3535 | 49 | 82.0179 | 60 | iodine | [138] | [100] | 1 | 5 | 65 | normal | none | 6.2672 | 4.6263 | 28.9938 | 25.7011 | 18.9719 | 487.5985 | 6.3275e-16 | 58.0778 | 0.29264 | 8.738 | 594.1956 | 0.7819 | 178.8687 | 384.4776 | 21.1504 | 344.9836 | 0.46764 | 95.7591 | 19.4546 | 11.2006 | 1.7455 | 385.4417 | 1.536 | 600.0272 | 82.2467 | 159.0032 | 6.7462 | 3.8151 | 718.7778 | 184.87 | 272.7988 | 419.5478 | 139.9488 | 195.7612 | 751.1284 | 178.4926 | 206.0147
4428212 | VCUG | 9 | 01m_076010_393x248x546.dat | 0.0663;0.0663;0.1400 | 393;248;546 | (-0.1549;69.7747;-4.3213) | 80 | 2.9 | 44 | 82.0179 | 60 | iodine | [138] | [100] | 1 | 5 | 65 | normal | none | 6.2672 | 4.6263 | 28.9938 | 25.7011 | 18.9719 | 487.5985 | 9.1375e-16 | 30.9657 | 0.15559 | 4.8622 | 372.2992 | 0.33154 | 99.2389 | 234.4831 | 10.795 | 216.1194 | 0.70644 | 52.2033 | 10.1019 | 6.2087 | 0.92618 | 238.8935 | 0.85873 | 361.213 | 46.0452 | 90.2682 | 3.505 | 2.235 | 431.2756 | 110.5649 | 161.3624 | 281.2371 | 94.0814 | 168.7798 | 494.3998 | 113.618 | 125.9529
4428212 | VCUG | 9 | 01m_076010_393x248x546.dat | 0.0663;0.0663;0.1400 | 393;248;546 | (-0.1549;69.7747;-4.3213) | 80 | 7.702 | 57 | 82.0179 | 60 | iodine | [138] | [100] | 1 | 5 | 65 | normal | none | 6.2672 | 4.6263 | 28.9938 | 25.7011 | 18.9719 | 487.5985 | 6.1076e-16 | 68.138 | 0.42219 | 11.8402 | 631.2949 | 1.2439 | 198.9487 | 409.8988 | 26.2918 | 363.6941 | 0.087337 | 109.4079 | 23.7638 | 13.9621 | 2.2822 | 401.7941 | 2.0401 | 643.7384 | 89.4688 | 175.2405 | 9.341 | 5.5118 | 775.0992 | 204.3182 | 300.0393 | 442.0508 | 145.8212 | 196.8728 | 781.5665 | 188.9522 | 222.1941
4428212 | VCUG | 9 | 01m_076010_393x248x546.dat | 0.0663;0.0663;0.1400 | 393;248;546 | (-0.1549;69.7747;-4.3213) | 80 | 8.502 | 60 | 82.0179 | 60 | iodine | [138] | [100] | 1 | 5 | 65 | normal | none | 6.2672 | 4.6263 | 28.9938 | 25.7011 | 18.9719 | 487.5985 | 5.9564e-16 | 74.9401 | 0.47099 | 13.6241 | 654.1248 | 0.8527 | 214.1746 | 426.0827 | 28.5963 | 375.4477 | 0.64356 | 116.1918 | 25.5374 | 16.8677 | 2.5346 | 411.9633 | 2.3085 | 670.3092 | 94.1801 | 182.4438 | 10.1644 | 6.7509 | 812.3927 | 214.3489 | 314.5513 | 455.777 | 149.5964 | 197.9658 | 803.1421 | 195.7623 | 231.6287
4428212 | VCUG | 9 | 01m_076010_393x248x546.dat | 0.0663;0.0663;0.1400 | 393;248;546 | (-0.1549;69.7747;-4.3213) | 110 | 3.9 | 52 | 82.0179 | 60 | iodine | [138] | [100] | 1 | 5 | 65 | normal | none | 6.2672 | 4.6263 | 28.9938 | 25.7011 | 18.9719 | 487.5985 | 8.1682e-16 | 42.8526 | 0.26879 | 7.1403 | 448.3833 | 0.85069 | 129.6976 | 285.888 | 15.8161 | 256.1753 | 0.83175 | 69.7397 | 14.3605 | 9.0061 | 1.1681 | 283.1946 | 1.3358 | 444.4167 | 58.3064 | 114.933 | 5.538 | 2.9425 | 529.5024 | 138.6347 | 201.5444 | 326.5182 | 108.5067 | 175.7929 | 576.171 | 135.1035 | 154.1347
4428212 | VCUG | 9 | 01m_076010_393x248x546.dat | 0.0663;0.0663;0.1400 | 393;248;546 | (-0.1549;69.7747;-4.3213) | 110 | 7.85 | 62 | 82.0179 | 60 | iodine | [138] | [100] | 1 | 5 | 65 | normal | none | 6.2672 | 4.6263 | 28.9938 | 25.7011 | 18.9719 | 487.5985 | 6.5234e-16 | 68.8107 | 0.46138 | 12.8177 | 608.9609 | 1.0833 | 196.615 | 401.7992 | 25.9788 | 345.8162 | 0.10047 | 105.9124 | 23.2133 | 14.7078 | 1.978 | 378.5445 | 2.2513 | 621.301 | 85.2806 | 167.5811 | 9.5018 | 6.5271 | 748.1979 | 197.9256 | 287.7384 | 427.7497 | 140.5568 | 192.219 | 761.9024 | 182.6406 | 215.1612
4428212 | VCUG | 9 | 01m_076010_393x248x546.dat | 0.0663;0.0663;0.1400 | 393;248;546 | (-0.1549;69.7747;-4.3213) | 110 | 9.9905 | 69 | 82.0179 | 60 | iodine | [138] | [100] | 1 | 5 | 65 | normal | none | 6.2672 | 4.6263 | 28.9938 | 25.7011 | 18.9719 | 487.5985 | 6.3074e-16 | 75.9166 | 0.57906 | 15.1408 | 652.1659 | 1.2139 | 219.0428 | 441.5259 | 30.288 | 367.201 | 0.55972 | 118.7993 | 26.8365 | 17.5792 | 2.4636 | 399.6072 | 2.7147 | 671.2703 | 92.8363 | 181.0083 | 11.5405 | 7.7153 | 812.8649 | 216.9343 | 313.983 | 450.6553 | 148.0617 | 193.7465 | 807.4903 | 194.7903 | 233.1358
4428212 | VCUG | 10 | 01m_076010_393x248x546.dat | 0.0663;0.0663;0.1400 | 393;248;546 | (-0.1549;69.7747;-4.3213) | 60 | 2.5 | 38 | 82.0179 | 60 | iodine | [138] | [70] | 0 | 5 | 65 | normal | none | 6.2672 | 4.6263 | 28.9938 | 25.7011 | 18.9719 | 487.5985 | 1.0206e-15 | 22.3605 | 0.090259 | 3.1788 | 316.266 | 0.25711 | 74.5388 | 198.8445 | 6.9647 | 185.1956 | 0.12779 | 38.9899 | 6.7453 | 3.5466 | 0.54208 | 205.1055 | 0.5453 | 300.6477 | 35.6938 | 71.1809 | 2.0387 | 1.4104 | 363.5423 | 89.6249 | 130.3528 | 249.4635 | 83.5178 | 163.5723 | 435.0788 | 97.6051 | 105.3049
4428212 | VCUG | 10 | 01m_076010_393x248x546.dat | 0.0663;0.0663;0.1400 | 393;248;546 | (-0.1549;69.7747;-4.3213) | 60 | 5.7448 | 47 | 82.0179 | 60 | iodine | [138] | [70] | 0 | 5 | 65 | normal | none | 6.2672 | 4.6263 | 28.9938 | 25.7011 | 18.9719 | 487.5985 | 6.627e-16 | 53.8099 | 0.24957 | 8.2272 | 562.3178 | 0.42573 | 161.3089 | 367.223 | 18.7037 | 325.9074 | 0.5856 | 87.647 | 17.3577 | 9.7104 | 1.3987 | 363.4053 | 1.4103 | 565.1697 | 75.4425 | 147.5909 | 6.0131 | 3.6962 | 694.6545 | 172.6368 | 254.4143 | 400.9269 | 134.0795 | 193.0865 | 721.2425 | 169.0275 | 194.9567
4428212 | VCUG | 10 | 01m_076010_393x248x546.dat | 0.0663;0.0663;0.1400 | 393;248;546 | (-0.1549;69.7747;-4.3213) | 60 | 6.3535 | 49 | 82.0179 | 60 | iodine | [138] | [70] | 0 | 5 | 65 | normal | none | 6.2672 | 4.6263 | 28.9938 | 25.7011 | 18.9719 | 487.5985 | 6.3275e-16 | 58.1742 | 0.29256 | 8.7321 | 595.1596 | 0.7819 | 179.0742 | 387.2433 | 21.152 | 345.1259 | 0.46764 | 95.8207 | 19.4641 | 11.1836 | 1.7455 | 385.4891 | 1.5321 | 601.2915 | 82.3084 | 159.0032 | 6.7666 | 3.8054 | 736.2095 | 185.1349 | 273.1842 | 419.9329 | 140.2076 | 195.892 | 762.8233 | 179.4799 | 207.2061
4428212 | VCUG | 10 | 01m_076010_393x248x546.dat | 0.0663;0.0663;0.1400 | 393;248;546 | (-0.1549;69.7747;-4.3213) | 80 | 2.9 | 44 | 82.0179 | 60 | iodine | [138] | [70] | 0 | 5 | 65 | normal | none | 6.2672 | 4.6263 | 28.9938 | 25.7011 | 18.9719 | 487.5985 | 9.1375e-16 | 30.9689 | 0.15547 | 4.8985 | 372.726 | 0.33154 | 99.4622 | 236.5953 | 10.8076 | 216.185 | 0.70644 | 52.235 | 10.1098 | 6.2067 | 0.92713 | 238.9264 | 0.85623 | 361.8587 | 46.0419 | 90.3219 | 3.5124 | 2.235 | 443.2154 | 110.7025 | 161.5589 | 281.514 | 94.204 | 168.8523 | 502.367 | 114.288 | 126.7631
4428212 | VCUG | 10 | 01m_076010_393x248x546.dat | 0.0663;0.0663;0.1400 | 393;248;546 | (-0.1549;69.7747;-4.3213) | 80 | 7.702 | 57 | 82.0179 | 60 | iodine | [138] | [70] | 0 | 5 | 65 | normal | none | 6.2672 | 4.6263 | 28.9938 | 25.7011 | 18.9719 | 487.5985 | 6.1076e-16 | 68.1904 | 0.42269 | 11.8611 | 632.5065 | 1.241 | 199.751 | 413.7137 | 26.3278 | 363.9397 | 0.087337 | 109.493 | 23.7818 | 14.0291 | 2.2809 | 402.007 | 2.0438 | 645.3102 | 89.4819 | 175.3224 | 9.3328 | 5.5121 | 792.8312 | 204.6507 | 300.5221 | 442.4036 | 146.1035 | 197.0355 | 793.0113 | 189.9892 | 223.5454
4428212 | VCUG | 10 | 01m_076010_393x248x546.dat | 0.0663;0.0663;0.1400 | 393;248;546 | (-0.1549;69.7747;-4.3213) | 80 | 8.502 | 60 | 82.0179 | 60 | iodine | [138] | [70] | 0 | 5 | 65 | normal | none | 6.2672 | 4.6263 | 28.9938 | 25.7011 | 18.9719 | 487.5985 | 5.9564e-16 | 74.9586 | 0.47079 | 13.6659 | 655.6358 | 0.84434 | 214.3089 | 428.3659 | 28.64 | 375.6659 | 0.64356 | 116.3043 | 25.5458 | 16.8559 | 2.5061 | 412.3494 | 2.3071 | 671.6859 | 94.1599 | 182.5109 | 10.146 | 6.832 | 829.9202 | 214.7133 | 315.0783 | 456.2332 | 149.9293 | 198.1187 | 812.6445 | 196.6097 | 232.8673
4428212 | VCUG | 10 | 01m_076010_393x248x546.dat | 0.0663;0.0663;0.1400 | 393;248;546 | (-0.1549;69.7747;-4.3213) | 110 | 3.9 | 52 | 82.0179 | 60 | iodine | [138] | [70] | 0 | 5 | 65 | normal | none | 6.2672 | 4.6263 | 28.9938 | 25.7011 | 18.9719 | 487.5985 | 8.1682e-16 | 42.9518 | 0.26899 | 7.1449 | 448.7996 | 0.85069 | 129.9302 | 286.0104 | 15.8321 | 256.2365 | 0.83175 | 69.7935 | 14.3789 | 9.0061 | 1.1722 | 283.3048 | 1.3374 | 445.1758 | 58.3676 | 114.9722 | 5.5581 | 2.9429 | 542.3571 | 138.8334 | 201.8276 | 326.7935 | 108.6861 | 175.8639 | 581.2762 | 135.573 | 154.802
4428212 | VCUG | 10 | 01m_076010_393x248x546.dat | 0.0663;0.0663;0.1400 | 393;248;546 | (-0.1549;69.7747;-4.3213) | 110 | 7.85 | 62 | 82.0179 | 60 | iodine | [138] | [70] | 0 | 5 | 65 | normal | none | 6.2672 | 4.6263 | 28.9938 | 25.7011 | 18.9719 | 487.5985 | 6.5234e-16 | 68.8214 | 0.46157 | 12.9359 | 609.8806 | 1.0845 | 196.6304 | 404.2979 | 26.0033 | 346.0308 | 0.10047 | 106.0167 | 23.2302 | 14.6587 | 1.978 | 378.5905 | 2.2524 | 622.4201 | 85.2821 | 167.5965 | 9.4901 | 6.5964 | 763.7726 | 198.2522 | 288.2089 | 428.1519 | 140.8475 | 192.3714 | 770.9161 | 183.4067 | 216.2548
4428212 | VCUG | 10 | 01m_076010_393x248x546.dat | 0.0663;0.0663;0.1400 | 393;248;546 | (-0.1549;69.7747;-4.3213) | 110 | 9.9905 | 69 | 82.0179 | 60 | iodine | [138] | [70] | 0 | 5 | 65 | normal | none | 6.2672 | 4.6263 | 28.9938 | 25.7011 | 18.9719 | 487.5985 | 6.3074e-16 | 76.0403 | 0.57943 | 15.2506 | 653.5135 | 1.2189 | 218.7098 | 443.6345 | 30.3657 | 367.3596 | 0.55972 | 118.9325 | 26.8635 | 17.5967 | 2.463 | 399.8926 | 2.7219 | 672.5862 | 92.9029 | 181.1669 | 11.5532 | 7.7144 | 831.9535 | 217.316 | 314.5362 | 451.0415 | 148.3623 | 193.8909 | 809.805 | 195.0483 | 234.355
4428212 | VCUG | 11 | 01m_076010_393x248x546.dat | 0.0663;0.0663;0.1400 | 393;248;546 | (-0.1549;69.7747;-4.3213) | 60 | 2.5 | 38 | 82.0179 | 60 | iodine | [138] | [50] | 1 | 5 | 65 | normal | none | 6.2672 | 4.6263 | 28.9938 | 25.7011 | 18.9719 | 487.5985 | 1.0206e-15 | 22.3849 | 0.090228 | 3.1795 | 316.5795 | 0.25711 | 74.4251 | 200.1476 | 6.9658 | 185.225 | 0.12779 | 39.0076 | 6.7463 | 3.5362 | 0.54081 | 205.1349 | 0.55053 | 301.0396 | 35.6997 | 71.178 | 2.0406 | 1.4104 | 372.1451 | 89.7115 | 130.4738 | 249.5829 | 83.6057 | 163.621 | 440.0073 | 97.9972 | 105.8502
4428212 | VCUG | 11 | 01m_076010_393x248x546.dat | 0.0663;0.0663;0.1400 | 393;248;546 | (-0.1549;69.7747;-4.3213) | 60 | 5.7448 | 47 | 82.0179 | 60 | iodine | [138] | [50] | 1 | 5 | 65 | normal | none | 6.2672 | 4.6263 | 28.9938 | 25.7011 | 18.9719 | 487.5985 | 6.627e-16 | 53.8868 | 0.24987 | 8.3211 | 562.8157 | 0.48385 | 160.8864 | 368.9131 | 18.7188 | 325.9678 | 0.5856 | 87.7029 | 17.3637 | 9.7658 | 1.3966 | 363.5562 | 1.4103 | 566.1204 | 75.5104 | 147.7025 | 6.0137 | 3.706 | 706.4697 | 172.8577 | 254.7309 | 401.1108 | 134.2876 | 193.1865 | 728.0027 | 169.5816 | 195.7517
4428212 | VCUG | 11 | 01m_076010_393x248x546.dat | 0.0663;0.0663;0.1400 | 393;248;546 | (-0.1549;69.7747;-4.3213) | 60 | 6.3535 | 49 | 82.0179 | 60 | iodine | [138] | [50] | 1 | 5 | 65 | normal | none | 6.2672 | 4.6263 | 28.9938 | 25.7011 | 18.9719 | 487.5985 | 6.3275e-16 | 58.269 | 0.29269 | 8.7454 | 595.6495 | 0.7819 | 178.9951 | 388.4918 | 21.1741 | 345.2049 | 0.54122 | 95.8871 | 19.4688 | 11.1881 | 1.7455 | 385.6629 | 1.5358 | 602.2398 | 82.3368 | 159.1454 | 6.7571 | 3.8129 | 753.1513 | 185.3786 | 273.533 | 420.3919 | 140.4256 | 195.9836 | 773.2697 | 180.3575 | 208.2038
4428212 | VCUG | 11 | 01m_076010_393x248x546.dat | 0.0663;0.0663;0.1400 | 393;248;546 | (-0.1549;69.7747;-4.3213) | 80 | 2.9 | 44 | 82.0179 | 60 | iodine | [138] | [50] | 1 | 5 | 65 | normal | none | 6.2672 | 4.6263 | 28.9938 | 25.7011 | 18.9719 | 487.5985 | 9.1375e-16 | 30.9897 | 0.15533 | 4.9236 | 373.1637 | 0.33156 | 99.3626 | 237.5037 | 10.808 | 216.2288 | 0.70644 | 52.2657 | 10.1144 | 6.2347 | 0.90902 | 238.992 | 0.85894 | 362.4716 | 46.055 | 90.3799 | 3.5132 | 2.235 | 451.4342 | 110.8317 | 161.7442 | 281.6473 | 94.3323 | 168.8885 | 502.3013 | 114.3063 | 127.2499
4428212 | VCUG | 11 | 01m_076010_393x248x546.dat | 0.0663;0.0663;0.1400 | 393;248;546 | (-0.1549;69.7747;-4.3213) | 80 | 7.702 | 57 | 82.0179 | 60 | iodine | [138] | [50] | 1 | 5 | 65 | normal | none | 6.2672 | 4.6263 | 28.9938 | 25.7011 | 18.9719 | 487.5985 | 6.1076e-16 | 68.2264 | 0.42259 | 11.8415 | 633.0959 | 1.2359 | 199.3416 | 412.8459 | 26.3458 | 364.0379 | 0.087337 | 109.6043 | 23.7916 | 13.9837 | 2.2847 | 402.1216 | 2.0461 | 646.4563 | 89.5277 | 175.568 | 9.3434 | 5.5118 | 809.679 | 204.9471 | 300.9532 | 442.6798 | 146.3716 | 197.1169 | 794.7796 | 190.1529 | 224.3119
4428212 | VCUG | 11 | 01m_076010_393x248x546.dat | 0.0663;0.0663;0.1400 | 393;248;546 | (-0.1549;69.7747;-4.3213) | 80 | 8.502 | 60 | 82.0179 | 60 | iodine | [138] | [50] | 1 | 5 | 65 | normal | none | 6.2672 | 4.6263 | 28.9938 | 25.7011 | 18.9719 | 487.5985 | 5.9564e-16 | 75.0895 | 0.47143 | 13.6045 | 656.3073 | 0.84434 | 214.7454 | 428.92 | 28.64 | 375.7499 | 0.64356 | 116.4135 | 25.5811 | 16.9013 | 2.5071 | 412.4838 | 2.312 | 673.4319 | 94.175 | 182.7124 | 10.1416 | 6.7642 | 843.9892 | 215.0478 | 315.5592 | 456.9726 | 150.1898 | 198.216 | 816.0359 | 197.0112 | 233.6736
4428212 | VCUG | 11 | 01m_076010_393x248x546.dat | 0.0663;0.0663;0.1400 | 393;248;546 | (-0.1549;69.7747;-4.3213) | 110 | 3.9 | 52 | 82.0179 | 60 | iodine | [138] | [50] | 1 | 5 | 65 | normal | none | 6.2672 | 4.6263 | 28.9938 | 25.7011 | 18.9719 | 487.5985 | 8.1682e-16 | 42.9603 | 0.26898 | 7.1439 | 449.3872 | 0.85069 | 129.8812 | 287.957 | 15.848 | 256.3222 | 0.83175 | 69.8413 | 14.3948 | 9.0296 | 1.1681 | 283.3905 | 1.3341 | 445.9593 | 58.3896 | 115.0028 | 5.5827 | 2.946 | 551.1717 | 139.0063 | 202.0772 | 327.1032 | 108.8444 | 175.9348 | 580.9824 | 135.6011 | 155.4166
4428212 | VCUG | 11 | 01m_076010_393x248x546.dat | 0.0663;0.0663;0.1400 | 393;248;546 | (-0.1549;69.7747;-4.3213) | 110 | 7.85 | 62 | 82.0179 | 60 | iodine | [138] | [50] | 1 | 5 | 65 | normal | none | 6.2672 | 4.6263 | 28.9938 | 25.7011 | 18.9719 | 487.5985 | 6.5234e-16 | 68.8689 | 0.46175 | 12.9078 | 610.4631 | 1.0872 | 196.8603 | 404.3439 | 26.0416 | 346.1228 | 0.10047 | 106.101 | 23.2348 | 14.6935 | 1.9798 | 378.7744 | 2.2648 | 623.6311 | 85.3358 | 167.7344 | 9.4914 | 6.5245 | 776.0668 | 198.526 | 288.6079 | 428.4967 | 141.0589 | 192.4856 | 776.542 | 183.9311 | 216.9368
4428212 | VCUG | 11 | 01m_076010_393x248x546.dat | 0.0663;0.0663;0.1400 | 393;248;546 | (-0.1549;69.7747;-4.3213) | 110 | 9.9905 | 69 | 82.0179 | 60 | iodine | [138] | [50] | 1 | 5 | 65 | normal | none | 6.2672 | 4.6263 | 28.9938 | 25.7011 | 18.9719 | 487.5985 | 6.3074e-16 | 76.1973 | 0.57973 | 15.2011 | 654.4489 | 1.2189 | 219.2964 | 446.7103 | 30.3784 | 367.4547 | 0.55972 | 119.0133 | 26.8762 | 17.6236 | 2.4343 | 399.9718 | 2.7306 | 673.474 | 92.9933 | 181.262 | 11.5763 | 7.712 | 841.2441 | 217.6304 | 314.9859 | 451.6803 | 148.6083 | 193.9697 | 815.0686 | 195.5945 | 235.2048
4428212 | VCUG | 12 | 01m_076010_393x248x546.dat | 0.0663;0.0663;0.1400 | 393;248;546 | (-0.1549;69.7747;-4.3213) | 60 | 2.5 | 38 | 82.0179 | 60 | iodine | [138] | [30] | 0 | 5 | 65 | normal | none | 6.2672 | 4.6263 | 28.9938 | 25.7011 | 18.9719 | 487.5985 | 1.0206e-15 | 22.3575 | 0.090299 | 3.1786 | 316.8245 | 0.25711 | 74.5103 | 199.8439 | 6.9831 | 185.2544 | 0.12779 | 39.0331 | 6.7538 | 3.5604 | 0.54081 | 205.2329 | 0.5453 | 301.7451 | 35.7026 | 71.2358 | 2.0435 | 1.4104 | 381.081 | 89.8244 | 130.6312 | 249.9042 | 83.7188 | 163.6616 | 443.0644 | 98.2834 | 106.2722
4428212 | VCUG | 12 | 01m_076010_393x248x546.dat | 0.0663;0.0663;0.1400 | 393;248;546 | (-0.1549;69.7747;-4.3213) | 60 | 5.7448 | 47 | 82.0179 | 60 | iodine | [138] | [30] | 0 | 5 | 65 | normal | none | 6.2672 | 4.6263 | 28.9938 | 25.7011 | 18.9719 | 487.5985 | 6.627e-16 | 53.8038 | 0.24983 | 8.2378 | 563.3891 | 0.42573 | 161.2938 | 370.7087 | 18.7429 | 326.0885 | 0.5856 | 87.7677 | 17.3758 | 9.7259 | 1.4204 | 363.6769 | 1.415 | 567.3125 | 75.5074 | 147.7448 | 6.0206 | 3.7771 | 724.6075 | 173.1368 | 255.1323 | 401.4642 | 134.5348 | 193.2989 | 731.3979 | 169.9247 | 196.7699
4428212 | VCUG | 12 | 01m_076010_393x248x546.dat | 0.0663;0.0663;0.1400 | 393;248;546 | (-0.1549;69.7747;-4.3213) | 60 | 6.3535 | 49 | 82.0179 | 60 | iodine | [138] | [30] | 0 | 5 | 65 | normal | none | 6.2672 | 4.6263 | 28.9938 | 25.7011 | 18.9719 | 487.5985 | 6.3275e-16 | 58.3481 | 0.29302 | 8.778 | 596.4555 | 0.7819 | 179.4218 | 391.5262 | 21.1899 | 345.3629 | 0.46764 | 95.974 | 19.4815 | 11.2187 | 1.7544 | 385.9632 | 1.537 | 603.6147 | 82.3747 | 159.1928 | 6.7693 | 3.8054 | 766.2528 | 185.6965 | 273.9853 | 420.851 | 140.7117 | 196.1407 | 773.9177 | 180.544 | 209.1495
4428212 | VCUG | 12 | 01m_076010_393x248x546.dat | 0.0663;0.0663;0.1400 | 393;248;546 | (-0.1549;69.7747;-4.3213) | 80 | 2.9 | 44 | 82.0179 | 60 | iodine | [138] | [30] | 0 | 5 | 65 | normal | none | 6.2672 | 4.6263 | 28.9938 | 25.7011 | 18.9719 | 487.5985 | 9.1375e-16 | 30.9843 | 0.1556 | 4.8662 | 373.6234 | 0.32682 | 99.7084 | 238.6418 | 10.8119 | 216.2945 | 0.70644 | 52.3314 | 10.1188 | 6.2361 | 0.90436 | 239.0467 | 0.85924 | 363.1611 | 46.0715 | 90.4335 | 3.5108 | 2.235 | 461.3056 | 110.9945 | 161.9783 | 281.8421 | 94.4776 | 168.9792 | 507.5653 | 114.772 | 127.8724
4428212 | VCUG | 12 | 01m_076010_393x248x546.dat | 0.0663;0.0663;0.1400 | 393;248;546 | (-0.1549;69.7747;-4.3213) | 80 | 7.702 | 57 | 82.0179 | 60 | iodine | [138] | [30] | 0 | 5 | 65 | normal | none | 6.2672 | 4.6263 | 28.9938 | 25.7011 | 18.9719 | 487.5985 | 6.1076e-16 | 68.4278 | 0.42249 | 11.8176 | 633.7836 | 1.2359 | 200.3076 | 417.8397 | 26.3671 | 364.218 | 0.087337 | 109.7189 | 23.8129 | 14.0174 | 2.2809 | 402.4982 | 2.0599 | 647.9299 | 89.5932 | 175.699 | 9.34 | 5.5118 | 818.9789 | 205.31 | 301.4809 | 443.2628 | 146.6539 | 197.266 | 799.5277 | 190.721 | 225.3058
4428212 | VCUG | 12 | 01m_076010_393x248x546.dat | 0.0663;0.0663;0.1400 | 393;248;546 | (-0.1549;69.7747;-4.3213) | 80 | 8.502 | 60 | 82.0179 | 60 | iodine | [138] | [30] | 0 | 5 | 65 | normal | none | 6.2672 | 4.6263 | 28.9938 | 25.7011 | 18.9719 | 487.5985 | 5.9564e-16 | 75.0207 | 0.47146 | 13.6725 | 656.9621 | 0.84434 | 214.8629 | 434.242 | 28.6736 | 375.9849 | 0.64356 | 116.5411 | 25.5811 | 16.9248 | 2.5061 | 412.7188 | 2.3209 | 674.6575 | 94.3194 | 182.8635 | 10.155 | 6.7509 | 854.2304 | 215.4374 | 316.1308 | 457.0512 | 150.4937 | 198.4106 | 813.7358 | 196.9089 | 234.6616
4428212 | VCUG | 12 | 01m_076010_393x248x546.dat | 0.0663;0.0663;0.1400 | 393;248;546 | (-0.1549;69.7747;-4.3213) | 110 | 3.9 | 52 | 82.0179 | 60 | iodine | [138] | [30] | 0 | 5 | 65 | normal | none | 6.2672 | 4.6263 | 28.9938 | 25.7011 | 18.9719 | 487.5985 | 8.1682e-16 | 43.0472 | 0.26936 | 7.1477 | 449.8769 | 0.85069 | 130.0036 | 290.0627 | 15.8663 | 256.4202 | 0.83175 | 69.8927 | 14.3972 | 9.0308 | 1.1681 | 283.5374 | 1.341 | 446.7061 | 58.4263 | 115.0212 | 5.545 | 2.9764 | 561.0392 | 139.2224 | 202.3846 | 327.4588 | 109.0238 | 176.0565 | 582.4392 | 135.7878 | 156.0975
4428212 | VCUG | 12 | 01m_076010_393x248x546.dat | 0.0663;0.0663;0.1400 | 393;248;546 | (-0.1549;69.7747;-4.3213) | 110 | 7.85 | 62 | 82.0179 | 60 | iodine | [138] | [30] | 0 | 5 | 65 | normal | none | 6.2672 | 4.6263 | 28.9938 | 25.7011 | 18.9719 | 487.5985 | 6.5234e-16 | 68.9103 | 0.46269 | 12.9028 | 611.2909 | 1.0863 | 196.3544 | 407.1952 | 26.0447 | 346.2914 | 0.10047 | 106.196 | 23.2624 | 14.7492 | 2.0135 | 379.1423 | 2.2543 | 624.8575 | 85.4063 | 167.9184 | 9.5084 | 6.6542 | 786.5368 | 198.8483 | 289.0678 | 428.8845 | 141.3364 | 192.5744 | 776.0515 | 183.9584 | 217.7664
4428212 | VCUG | 12 | 01m_076010_393x248x546.dat | 0.0663;0.0663;0.1400 | 393;248;546 | (-0.1549;69.7747;-4.3213) | 110 | 9.9905 | 69 | 82.0179 | 60 | iodine | [138] | [30] | 0 | 5 | 65 | normal | none | 6.2672 | 4.6263 | 28.9938 | 25.7011 | 18.9719 | 487.5985 | 6.3074e-16 | 76.1957 | 0.58054 | 15.1879 | 655.0831 | 1.2125 | 219.5818 | 449.0091 | 30.4117 | 367.8035 | 0.55972 | 119.1433 | 26.8984 | 17.6236 | 2.4297 | 400.4316 | 2.7258 | 674.8375 | 93.0504 | 181.3571 | 11.5914 | 7.7754 | 849.1553 | 217.9995 | 315.5237 | 451.7992 | 148.909 | 194.1534 | 822.4567 | 196.2815 | 235.9354
4428212 | VCUG | 13 | 01m_076010_393x248x546.dat | 0.0663;0.0663;0.1400 | 393;248;546 | (0.1855;68.2875;0.7692) | 60 | 2.5 | 38 | 81.3761 | 60 | iodine | [138] | [10] | 1 | 5 | 65 | normal | none | 6.6306 | 7.5935 | 50.3498 | 26.9788 | 30.8965 | 833.5498 | 6.1834e-16 | 852.2669 | 0.58419 | 82.5016 | 375.8132 | 1.5048 | 410.0177 | 307.4041 | 207.1355 | 901.8028 | 0.088587 | 419.9152 | 331.9052 | 113.3342 | 4.0365 | 520.5072 | 5.9073 | 386.0664 | 694.2468 | 404.7455 | 42.2325 | 22.4957 | 485.5911 | 239.611 | 306.7505 | 321.4814 | 122.1738 | 272.8759 | 535.3696 | 310.2591 | 281.4872
4428212 | VCUG | 13 | 01m_076010_393x248x546.dat | 0.0663;0.0663;0.1400 | 393;248;546 | (0.1855;68.2875;0.7692) | 60 | 5.7448 | 47 | 81.3761 | 60 | iodine | [138] | [10] | 1 | 5 | 65 | normal | none | 6.6306 | 7.5935 | 50.3498 | 26.9788 | 30.8965 | 833.5498 | 4.0149e-16 | 1295.8842 | 1.7645 | 168.8268 | 695.2778 | 5.2327 | 768.4544 | 501.7507 | 401.7991 | 1394.7897 | 2.1818 | 747.4329 | 522.0249 | 224.9995 | 11.919 | 920.5114 | 15.0488 | 742.5013 | 1078.1226 | 749.9485 | 97.0649 | 52.4989 | 886.6628 | 425.0322 | 556.2489 | 552.6863 | 198.8404 | 324.3373 | 875.1807 | 519.4304 | 495.2427
4428212 | VCUG | 13 | 01m_076010_393x248x546.dat | 0.0663;0.0663;0.1400 | 393;248;546 | (0.1855;68.2875;0.7692) | 60 | 6.3535 | 49 | 81.3761 | 60 | iodine | [138] | [10] | 1 | 5 | 65 | normal | none | 6.6306 | 7.5935 | 50.3498 | 26.9788 | 30.8965 | 833.5498 | 3.8335e-16 | 1346.0857 | 2.0565 | 182.9171 | 740.1358 | 5.9179 | 824.889 | 517.2577 | 429.6351 | 1449.6207 | 3.0137 | 791.1599 | 544.0219 | 240.7913 | 13.3231 | 970.0571 | 16.2875 | 792.9076 | 1120.8337 | 797.4205 | 105.4706 | 61.4089 | 938.7801 | 451.2622 | 591.9722 | 582.6849 | 208.6234 | 329.0629 | 905.1032 | 545.24 | 523.3797
4428212 | VCUG | 13 | 01m_076010_393x248x546.dat | 0.0663;0.0663;0.1400 | 393;248;546 | (0.1855;68.2875;0.7692) | 80 | 2.9 | 44 | 81.3761 | 60 | iodine | [138] | [10] | 1 | 5 | 65 | normal | none | 6.6306 | 7.5935 | 50.3498 | 26.9788 | 30.8965 | 833.5498 | 5.536e-16 | 933.3569 | 1.0833 | 111.699 | 449.7078 | 3.2863 | 487.9482 | 348.408 | 253.8638 | 996.5068 | 1.0656 | 494.0536 | 370.8067 | 140.2411 | 6.4311 | 609.3346 | 8.7714 | 471.4924 | 767.7692 | 481.9692 | 56.5802 | 31.7736 | 576.0437 | 284.0626 | 366.2331 | 374.9497 | 138.8673 | 282.1701 | 600.3932 | 354.2343 | 330.4372
4428212 | VCUG | 13 | 01m_076010_393x248x546.dat | 0.0663;0.0663;0.1400 | 393;248;546 | (0.1855;68.2875;0.7692) | 80 | 7.702 | 57 | 81.3761 | 60 | iodine | [138] | [10] | 1 | 5 | 65 | normal | none | 6.6306 | 7.5935 | 50.3498 | 26.9788 | 30.8965 | 833.5498 | 3.7001e-16 | 1379.5105 | 3.0137 | 220.0195 | 793.8476 | 8.0133 | 882.6294 | 544.2314 | 466.2871 | 1482.1028 | 6.8144 | 841.0357 | 563.3661 | 259.1998 | 14.637 | 1025.6263 | 21.4671 | 855.7922 | 1144.8669 | 853.5219 | 119.6514 | 71.1633 | 996.9783 | 487.4294 | 637.4911 | 616.5832 | 218.9549 | 330.5886 | 954.763 | 571.9979 | 559.0211
4428212 | VCUG | 13 | 01m_076010_393x248x546.dat | 0.0663;0.0663;0.1400 | 393;248;546 | (0.1855;68.2875;0.7692) | 80 | 8.502 | 60 | 81.3761 | 60 | iodine | [138] | [10] | 1 | 5 | 65 | normal | none | 6.6306 | 7.5935 | 50.3498 | 26.9788 | 30.8965 | 833.5498 | 3.6085e-16 | 1409.4529 | 3.3432 | 233.2553 | 824.3055 | 8.9239 | 913.096 | 563.9751 | 487.3781 | 1511.0466 | 4.3974 | 871.1672 | 575.9746 | 272.8065 | 16.4775 | 1060.3875 | 23.343 | 892.8105 | 1165.6946 | 884.2197 | 126.7843 | 75.5634 | 1024.0288 | 507.0017 | 663.0077 | 641.2433 | 225.4678 | 333.2429 | 976.7791 | 589.1359 | 578.7571
4428212 | VCUG | 13 | 01m_076010_393x248x546.dat | 0.0663;0.0663;0.1400 | 393;248;546 | (0.1855;68.2875;0.7692) | 110 | 3.9 | 52 | 81.3761 | 60 | iodine | [138] | [10] | 1 | 5 | 65 | normal | none | 6.6306 | 7.5935 | 50.3498 | 26.9788 | 30.8965 | 833.5498 | 4.9488e-16 | 1050.5221 | 1.8429 | 151.0434 | 550.5805 | 5.2138 | 603.8057 | 408.4847 | 316.0781 | 1122.7622 | 1.8254 | 593.0556 | 423.1955 | 176.7972 | 9.2067 | 722.9463 | 12.9998 | 582.7904 | 868.073 | 587.6603 | 74.6952 | 42.9439 | 689.6653 | 342.7916 | 441.8565 | 445.2323 | 161.5805 | 294.9747 | 677.1976 | 413.1732 | 396.5073
4428212 | VCUG | 13 | 01m_076010_393x248x546.dat | 0.0663;0.0663;0.1400 | 393;248;546 | (0.1855;68.2875;0.7692) | 110 | 7.85 | 62 | 81.3761 | 60 | iodine | [138] | [10] | 1 | 5 | 65 | normal | none | 6.6306 | 7.5935 | 50.3498 | 26.9788 | 30.8965 | 833.5498 | 3.9523e-16 | 1320.5067 | 3.2273 | 225.2654 | 765.8888 | 8.8683 | 847.7911 | 530.4545 | 449.8426 | 1414.3767 | 4.9043 | 809.737 | 540.9295 | 252.6143 | 15.5422 | 982.4225 | 21.2146 | 824.5133 | 1096.5848 | 820.7433 | 114.9112 | 65.7065 | 944.6721 | 469.3024 | 607.5705 | 599.7148 | 211.1908 | 323.0697 | 904.8216 | 548.5747 | 539.3809
4428212 | VCUG | 13 | 01m_076010_393x248x546.dat | 0.0663;0.0663;0.1400 | 393;248;546 | (0.1855;68.2875;0.7692) | 110 | 9.9905 | 69 | 81.3761 | 60 | iodine | [138] | [10] | 1 | 5 | 65 | normal | none | 6.6306 | 7.5935 | 50.3498 | 26.9788 | 30.8965 | 833.5498 | 3.8214e-16 | 1363.9602 | 3.9462 | 265.7633 | 823.7981 | 10.2145 | 918.1342 | 565.9638 | 491.1753 | 1465.2308 | 4.2162 | 867.2634 | 565.4404 | 276.4137 | 16.8991 | 1044.6046 | 24.7788 | 894.2165 | 1137.3967 | 884.0371 | 129.4144 | 76.403 | 1012.915 | 505.442 | 652.23 | 639.9839 | 223.2728 | 327.2179 | 961.1022 | 580.8169 | 579.7144
4428212 | VCUG | 1 | 05f_109019_419x230x572.dat | 0.0850;0.0850;0.1928 | 419;230;572 | (0.1749;69.2650;8.0852) | 60 | 2.5 | 38 | 83.87 | 60 | iodine | [138] | [0] | 1 | 5 | 60 | normal | none | 7.8373 | 10.1721 | 79.7219 | 32.8656 | 42.6569 | 1401.9446 | 3.8825e-16 | 880.3338 | 0.42534 | 46.8254 | 363.5282 | 1.0432 | 397.6299 | 395.827 | 187.361 | 927.5971 | 1.1995 | 371.2037 | 233.2592 | 127.4229 | 2.5483 | 528.2157 | 3.2585 | 330.0447 | 833.5856 | 345.1123 | 30.4237 | 9.7847 | 336.7156 | 162.5909 | 235.9184 | 325.9628 | 151.0779 | 239.403 | 409.6067 | 305.4051 | 245.0678
4428212 | VCUG | 1 | 05f_109019_419x230x572.dat | 0.0850;0.0850;0.1928 | 419;230;572 | (0.1749;69.2650;8.0852) | 60 | 5.7448 | 47 | 83.87 | 60 | iodine | [138] | [0] | 1 | 5 | 60 | normal | none | 7.8373 | 10.1721 | 79.7219 | 32.8656 | 42.6569 | 1401.9446 | 2.5208e-16 | 1380.7766 | 1.3285 | 115.0297 | 666.7651 | 2.866 | 754.1174 | 768.7158 | 385.4686 | 1449.5636 | 1.8492 | 696.3586 | 378.2607 | 270.8634 | 6.4606 | 954.0914 | 8.903 | 662.4411 | 1291.2822 | 666.3684 | 74.0788 | 26.7361 | 647.9221 | 301.8614 | 465.8332 | 548.7166 | 244.7666 | 285.5487 | 816.1208 | 530.0582 | 453.7898
4428212 | VCUG | 1 | 05f_109019_419x230x572.dat | 0.0850;0.0850;0.1928 | 419;230;572 | (0.1749;69.2650;8.0852) | 60 | 6.3535 | 49 | 83.87 | 60 | iodine | [138] | [0] | 1 | 5 | 60 | normal | none | 7.8373 | 10.1721 | 79.7219 | 32.8656 | 42.6569 | 1401.9446 | 2.4069e-16 | 1438.3767 | 1.5499 | 123.5874 | 708.7184 | 3.6069 | 813.2521 | 829.1232 | 415.808 | 1508.5921 | 3.8196 | 742.7043 | 395.6575 | 295.5985 | 7.1478 | 1009.8551 | 10.1837 | 712.4992 | 1341.2385 | 713.5794 | 82.6173 | 30.9205 | 695.9633 | 322.6942 | 502.2627 | 581.1923 | 257.0927 | 290.5775 | 870.2553 | 560.5386 | 483.9561
4428212 | VCUG | 1 | 05f_109019_419x230x572.dat | 0.0850;0.0850;0.1928 | 419;230;572 | (0.1749;69.2650;8.0852) | 80 | 2.9 | 44 | 83.87 | 60 | iodine | [138] | [0] | 1 | 5 | 60 | normal | none | 7.8373 | 10.1721 | 79.7219 | 32.8656 | 42.6569 | 1401.9446 | 3.4761e-16 | 988.966 | 0.82467 | 68.8309 | 435.7239 | 2.0101 | 483.0764 | 484.2847 | 238.0429 | 1030.5361 | 0.86846 | 449.5901 | 265.1023 | 166.6487 | 3.659 | 627.0327 | 5.4228 | 413.4572 | 920.8428 | 420.5342 | 43.7968 | 15.3907 | 414.6655 | 198.3677 | 295.5594 | 378.1839 | 172.1204 | 248.4763 | 511.7871 | 357.5285 | 295.6279
4428212 | VCUG | 1 | 05f_109019_419x230x572.dat | 0.0850;0.0850;0.1928 | 419;230;572 | (0.1749;69.2650;8.0852) | 80 | 7.702 | 57 | 83.87 | 60 | iodine | [138] | [0] | 1 | 5 | 60 | normal | none | 7.8373 | 10.1721 | 79.7219 | 32.8656 | 42.6569 | 1401.9446 | 2.3231e-16 | 1482.0035 | 2.3455 | 157.6488 | 767.4961 | 4.6945 | 889.5723 | 907.7374 | 461.3155 | 1553.932 | 2.0387 | 806.0646 | 414.9644 | 335.2318 | 9.2917 | 1080.3486 | 13.056 | 787.5982 | 1367.9767 | 771.4132 | 99.8477 | 38.7235 | 762.718 | 358.8526 | 559.0303 | 620.5965 | 271.8318 | 293.9163 | 942.1305 | 596.5762 | 527.0461
4428212 | VCUG | 1 | 05f_109019_419x230x572.dat | 0.0850;0.0850;0.1928 | 419;230;572 | (0.1749;69.2650;8.0852) | 80 | 8.502 | 60 | 83.87 | 60 | iodine | [138] | [0] | 1 | 5 | 60 | normal | none | 7.8373 | 10.1721 | 79.7219 | 32.8656 | 42.6569 | 1401.9446 | 2.2655e-16 | 1514.0895 | 2.6753 | 171.5235 | 800.0371 | 4.843 | 936.9151 | 952.0993 | 486.555 | 1588.995 | 2.3455 | 840.9107 | 426.5643 | 351.341 | 9.555 | 1118.7277 | 13.8326 | 826.7859 | 1393.8963 | 804.4952 | 107.4455 | 40.5046 | 796.1528 | 376.5486 | 588.0256 | 642.3903 | 280.3568 | 296.9956 | 988.8679 | 618.0711 | 550.0084
4428212 | VCUG | 1 | 05f_109019_419x230x572.dat | 0.0850;0.0850;0.1928 | 419;230;572 | (0.1749;69.2650;8.0852) | 110 | 3.9 | 52 | 83.87 | 60 | iodine | [138] | [0] | 1 | 5 | 60 | normal | none | 7.8373 | 10.1721 | 79.7219 | 32.8656 | 42.6569 | 1401.9446 | 3.1073e-16 | 1113.7834 | 1.4772 | 101.447 | 535.185 | 3.2697 | 610.1688 | 614.9961 | 305.8536 | 1168.6535 | 1.7247 | 554.9125 | 306.597 | 215.9277 | 5.7947 | 754.4403 | 8.0059 | 527.8475 | 1038.703 | 523.0846 | 61.8729 | 22.4739 | 514.6529 | 248.6982 | 372.3119 | 448.877 | 200.6295 | 260.4201 | 637.0085 | 425.3499 | 364.7839
4428212 | VCUG | 1 | 05f_109019_419x230x572.dat | 0.0850;0.0850;0.1928 | 419;230;572 | (0.1749;69.2650;8.0852) | 110 | 7.85 | 62 | 83.87 | 60 | iodine | [138] | [0] | 1 | 5 | 60 | normal | none | 7.8373 | 10.1721 | 79.7219 | 32.8656 | 42.6569 | 1401.9446 | 2.4817e-16 | 1419.2699 | 2.6095 | 161.5506 | 742.5157 | 5.0973 | 864.9721 | 883.3063 | 448.9667 | 1486.8043 | 4.0077 | 778.9423 | 398.6544 | 325.116 | 11.2709 | 1037.6764 | 13.3143 | 763.5899 | 1306.0007 | 746.4243 | 98.8033 | 38.69 | 737.3176 | 352.7279 | 535.9223 | 602.929 | 262.8492 | 287.4802 | 919.0883 | 575.9955 | 511.6046
4428212 | VCUG | 1 | 05f_109019_419x230x572.dat | 0.0850;0.0850;0.1928 | 419;230;572 | (0.1749;69.2650;8.0852) | 110 | 9.9905 | 69 | 83.87 | 60 | iodine | [138] | [0] | 1 | 5 | 60 | normal | none | 7.8373 | 10.1721 | 79.7219 | 32.8656 | 42.6569 | 1401.9446 | 2.3996e-16 | 1475.7227 | 3.2767 | 188.017 | 803.9774 | 6.3036 | 950.9204 | 984.093 | 497.7558 | 1545.1102 | 2.1141 | 845.6932 | 420.492 | 363.4776 | 12.2855 | 1116.8668 | 16.0941 | 837.4 | 1353.7425 | 811.1037 | 115.3498 | 46.0624 | 806.2278 | 388.529 | 588.0153 | 648.4862 | 279.1951 | 292.0975 | 1010.9728 | 617.5962 | 557.7465
4428212 | VCUG | 2 | 05f_109019_419x230x572.dat | 0.0850;0.0850;0.1928 | 419;230;572 | (0.1250;69.2650;-1.1321) | 60 | 2.5 | 38 | 83.87 | 60 | iodine | [138] | [10] | 0 | 5 | 60 | normal | none | 5.2248 | 4.4864 | 23.4409 | 21.9104 | 18.8138 | 412.218 | 1.2983e-15 | 3.4718 | 0.020228 | 0.30248 | 187.837 | 0.016478 | 10.206 | 381.7129 | 0.64808 | 17.6437 | 0 | 3.8157 | 0.4901 | 0.43666 | 0.029946 | 11.8844 | 0.051845 | 109.1236 | 3.6395 | 4.9576 | 0.14945 | 0.10854 | 324.5284 | 73.1661 | 100.5104 | 102.4629 | 86.7622 | 76.3389 | 396.9873 | 48.5166 | 83.2942
4428212 | VCUG | 2 | 05f_109019_419x230x572.dat | 0.0850;0.0850;0.1928 | 419;230;572 | (0.1250;69.2650;-1.1321) | 60 | 5.7448 | 47 | 83.87 | 60 | iodine | [138] | [10] | 0 | 5 | 60 | normal | none | 5.2248 | 4.4864 | 23.4409 | 21.9104 | 18.8138 | 412.218 | 8.4303e-16 | 9.007 | 0.055845 | 0.90761 | 339.2282 | 0.064847 | 26.9907 | 710.0328 | 2.3214 | 42.5405 | 0 | 10.817 | 1.4544 | 1.7347 | 0.11909 | 31.2052 | 0.15808 | 238.4846 | 9.5734 | 13.6365 | 0.49767 | 0.1952 | 616.5844 | 138.077 | 203.8397 | 195.5827 | 140.5749 | 93.5685 | 758.2517 | 92.9966 | 155.3081
4428212 | VCUG | 2 | 05f_109019_419x230x572.dat | 0.0850;0.0850;0.1928 | 419;230;572 | (0.1250;69.2650;-1.1321) | 60 | 6.3535 | 49 | 83.87 | 60 | iodine | [138] | [10] | 0 | 5 | 60 | normal | none | 5.2248 | 4.4864 | 23.4409 | 21.9104 | 18.8138 | 412.218 | 8.0494e-16 | 11.2129 | 0.062169 | 1.3305 | 359.7762 | 0.074107 | 30.6568 | 759.9526 | 2.7074 | 47.2194 | 0 | 12.379 | 1.682 | 1.898 | 0.14369 | 35.0521 | 0.18002 | 259.496 | 10.8383 | 15.37 | 0.65537 | 0.30326 | 657.9456 | 147.6418 | 220.2175 | 208.9629 | 147.4459 | 95.7268 | 802.44 | 99.1187 | 165.8494
4428212 | VCUG | 2 | 05f_109019_419x230x572.dat | 0.0850;0.0850;0.1928 | 419;230;572 | (0.1250;69.2650;-1.1321) | 80 | 2.9 | 44 | 83.87 | 60 | iodine | [138] | [10] | 0 | 5 | 60 | normal | none | 5.2248 | 4.4864 | 23.4409 | 21.9104 | 18.8138 | 412.218 | 1.1624e-15 | 5.7165 | 0.03471 | 0.50758 | 223.4045 | 0.06456 | 15.0992 | 457.5887 | 1.3714 | 25.3644 | 0 | 6.3304 | 0.89893 | 0.94427 | 0.07957 | 18.0751 | 0.099039 | 143.7315 | 5.6936 | 7.9977 | 0.32932 | 0.22742 | 394.1497 | 89.866 | 127.5406 | 126.7163 | 98.6535 | 79.8584 | 483.3721 | 59.6808 | 100.6312
4428212 | VCUG | 2 | 05f_109019_419x230x572.dat | 0.0850;0.0850;0.1928 | 419;230;572 | (0.1250;69.2650;-1.1321) | 80 | 7.702 | 57 | 83.87 | 60 | iodine | [138] | [10] | 0 | 5 | 60 | normal | none | 5.2248 | 4.4864 | 23.4409 | 21.9104 | 18.8138 | 412.218 | 7.7693e-16 | 14.2767 | 0.089049 | 1.8612 | 387.5248 | 0.12082 | 39.5338 | 808.6562 | 4.0757 | 56.4156 | 0 | 16.3374 | 2.422 | 2.9884 | 0.23602 | 43.7336 | 0.22041 | 293.8485 | 14.3694 | 20.2412 | 1.0556 | 0.32513 | 710.3978 | 164.5245 | 246.2075 | 230.0323 | 155.368 | 97.1756 | 867.5289 | 108.8835 | 179.5862
4428212 | VCUG | 2 | 05f_109019_419x230x572.dat | 0.0850;0.0850;0.1928 | 419;230;572 | (0.1250;69.2650;-1.1321) | 80 | 8.502 | 60 | 83.87 | 60 | iodine | [138] | [10] | 0 | 5 | 60 | normal | none | 5.2248 | 4.4864 | 23.4409 | 21.9104 | 18.8138 | 412.218 | 7.5768e-16 | 15.8616 | 0.094423 | 2.0443 | 403.0208 | 0.1105 | 42.3742 | 846.9033 | 4.541 | 60.692 | 0.02629 | 18.0921 | 2.6986 | 3.1366 | 0.1945 | 47.4291 | 0.2765 | 311.2932 | 15.7376 | 22.0912 | 1.2256 | 0.5482 | 739.9053 | 172.8025 | 259.4399 | 241.3658 | 160.086 | 98.5931 | 908.3146 | 114.2648 | 187.8342
4428212 | VCUG | 2 | 05f_109019_419x230x572.dat | 0.0850;0.0850;0.1928 | 419;230;572 | (0.1250;69.2650;-1.1321) | 110 | 3.9 | 52 | 83.87 | 60 | iodine | [138] | [10] | 0 | 5 | 60 | normal | none | 5.2248 | 4.4864 | 23.4409 | 21.9104 | 18.8138 | 412.218 | 1.0391e-15 | 8.6112 | 0.055254 | 1.2217 | 272.2641 | 0.049853 | 23.4509 | 559.1567 | 2.4543 | 35.1653 | 0.022269 | 9.9089 | 1.4764 | 1.7541 | 0.16492 | 26.8145 | 0.1504 | 190.094 | 8.7495 | 12.083 | 0.66332 | 0.2528 | 485.3692 | 113.518 | 162.4055 | 158.5329 | 114.8618 | 84.4802 | 593.4279 | 74.3078 | 124.0794
4428212 | VCUG | 2 | 05f_109019_419x230x572.dat | 0.0850;0.0850;0.1928 | 419;230;572 | (0.1250;69.2650;-1.1321) | 110 | 7.85 | 62 | 83.87 | 60 | iodine | [138] | [10] | 0 | 5 | 60 | normal | none | 5.2248 | 4.4864 | 23.4409 | 21.9104 | 18.8138 | 412.218 | 8.298e-16 | 14.6132 | 0.094155 | 2.1469 | 375.537 | 0.063837 | 38.137 | 791.8429 | 4.3521 | 54.7663 | 0.054346 | 16.786 | 2.5853 | 3.0077 | 0.21828 | 43.131 | 0.24252 | 286.8648 | 14.512 | 20.4676 | 1.186 | 0.58889 | 685.2869 | 162.2413 | 236.4202 | 224.7452 | 150.1354 | 94.8267 | 846.085 | 106.1927 | 175.1905
4428212 | VCUG | 2 | 05f_109019_419x230x572.dat | 0.0850;0.0850;0.1928 | 419;230;572 | (0.1250;69.2650;-1.1321) | 110 | 9.9905 | 69 | 83.87 | 60 | iodine | [138] | [10] | 0 | 5 | 60 | normal | none | 5.2248 | 4.4864 | 23.4409 | 21.9104 | 18.8138 | 412.218 | 8.0227e-16 | 18.5524 | 0.1175 | 2.7451 | 405.5876 | 0.11976 | 47.2785 | 854.8014 | 5.439 | 62.954 | 0.15894 | 20.2875 | 3.2168 | 4.0237 | 0.20148 | 50.5492 | 0.30307 | 320.616 | 17.458 | 24.5367 | 1.5735 | 0.68349 | 741.909 | 179.1137 | 260.2908 | 246.2757 | 159.155 | 97.0507 | 915.0057 | 116.2498 | 190.4118
4428212 | VCUG | 3 | 05f_109019_419x230x572.dat | 0.0850;0.0850;0.1928 | 419;230;572 | (0.1250;69.2650;-1.1321) | 60 | 2.5 | 38 | 83.87 | 60 | iodine | [138] | [30] | 0 | 5 | 60 | normal | none | 5.2248 | 4.4864 | 23.4409 | 21.9104 | 18.8138 | 412.218 | 1.2983e-15 | 3.4633 | 0.020168 | 0.29658 | 187.2208 | 0.016478 | 10.1798 | 382.5679 | 0.6456 | 17.5698 | 0 | 3.7891 | 0.48619 | 0.43174 | 0.028448 | 11.7951 | 0.052759 | 107.7602 | 3.63 | 4.9289 | 0.14811 | 0.10966 | 305.7262 | 73.0696 | 100.3645 | 102.0661 | 86.5307 | 76.1875 | 397.4494 | 48.4878 | 82.5127
4428212 | VCUG | 3 | 05f_109019_419x230x572.dat | 0.0850;0.0850;0.1928 | 419;230;572 | (0.1250;69.2650;-1.1321) | 60 | 5.7448 | 47 | 83.87 | 60 | iodine | [138] | [30] | 0 | 5 | 60 | normal | none | 5.2248 | 4.4864 | 23.4409 | 21.9104 | 18.8138 | 412.218 | 8.4303e-16 | 8.9444 | 0.05563 | 0.88928 | 337.5912 | 0.065321 | 26.7677 | 711.9189 | 2.3041 | 42.3211 | 0 | 10.7253 | 1.445 | 1.7203 | 0.11909 | 30.9217 | 0.1571 | 235.2344 | 9.518 | 13.4906 | 0.49704 | 0.19487 | 588.946 | 137.7897 | 203.3833 | 194.6333 | 140.0191 | 93.176 | 762.0238 | 93.1079 | 154.1023
4428212 | VCUG | 3 | 05f_109019_419x230x572.dat | 0.0850;0.0850;0.1928 | 419;230;572 | (0.1250;69.2650;-1.1321) | 60 | 6.3535 | 49 | 83.87 | 60 | iodine | [138] | [30] | 0 | 5 | 60 | normal | none | 5.2248 | 4.4864 | 23.4409 | 21.9104 | 18.8138 | 412.218 | 8.0494e-16 | 11.1591 | 0.061905 | 1.3431 | 358.0121 | 0.067108 | 30.5934 | 759.8905 | 2.6801 | 46.9361 | 0 | 12.2618 | 1.6693 | 1.8913 | 0.13015 | 34.739 | 0.17779 | 255.8684 | 10.764 | 15.2073 | 0.65641 | 0.28193 | 629.2977 | 147.2992 | 219.6729 | 208.0485 | 146.8309 | 95.3157 | 808.1298 | 99.3792 | 164.442
4428212 | VCUG | 3 | 05f_109019_419x230x572.dat | 0.0850;0.0850;0.1928 | 419;230;572 | (0.1250;69.2650;-1.1321) | 80 | 2.9 | 44 | 83.87 | 60 | iodine | [138] | [30] | 0 | 5 | 60 | normal | none | 5.2248 | 4.4864 | 23.4409 | 21.9104 | 18.8138 | 412.218 | 1.1624e-15 | 5.6576 | 0.03448 | 0.50758 | 222.5356 | 0.061453 | 14.8024 | 452.9258 | 1.3561 | 25.2036 | 0 | 6.2726 | 0.89438 | 0.95546 | 0.07957 | 17.9451 | 0.099211 | 141.8818 | 5.6724 | 7.9264 | 0.32247 | 0.22577 | 374.1389 | 89.6985 | 127.2758 | 126.2098 | 98.3341 | 79.6541 | 484.0518 | 59.6185 | 99.3101
4428212 | VCUG | 3 | 05f_109019_419x230x572.dat | 0.0850;0.0850;0.1928 | 419;230;572 | (0.1250;69.2650;-1.1321) | 80 | 7.702 | 57 | 83.87 | 60 | iodine | [138] | [30] | 0 | 5 | 60 | normal | none | 5.2248 | 4.4864 | 23.4409 | 21.9104 | 18.8138 | 412.218 | 7.7693e-16 | 14.2522 | 0.088336 | 1.8388 | 385.504 | 0.11298 | 39.2094 | 812.17 | 4.0466 | 56.0346 | 0 | 16.1958 | 2.4054 | 2.9785 | 0.22039 | 43.3243 | 0.22078 | 289.9743 | 14.2754 | 20.0352 | 1.0443 | 0.34545 | 684.3337 | 164.0678 | 245.4646 | 228.8126 | 154.6739 | 96.7275 | 875.3545 | 109.2444 | 178.5242
4428212 | VCUG | 3 | 05f_109019_419x230x572.dat | 0.0850;0.0850;0.1928 | 419;230;572 | (0.1250;69.2650;-1.1321) | 80 | 8.502 | 60 | 83.87 | 60 | iodine | [138] | [30] | 0 | 5 | 60 | normal | none | 5.2248 | 4.4864 | 23.4409 | 21.9104 | 18.8138 | 412.218 | 7.5768e-16 | 15.756 | 0.094292 | 2.0624 | 400.7375 | 0.1093 | 41.9439 | 844.5936 | 4.4906 | 60.2485 | 0.02629 | 17.9205 | 2.6765 | 3.1474 | 0.17835 | 46.9711 | 0.26766 | 307.2149 | 15.6359 | 21.8101 | 1.2007 | 0.55592 | 716.9272 | 172.2899 | 258.6066 | 240.2002 | 159.351 | 98.1456 | 915.204 | 114.5316 | 186.3736
4428212 | VCUG | 3 | 05f_109019_419x230x572.dat | 0.0850;0.0850;0.1928 | 419;230;572 | (0.1250;69.2650;-1.1321) | 110 | 3.9 | 52 | 83.87 | 60 | iodine | [138] | [30] | 0 | 5 | 60 | normal | none | 5.2248 | 4.4864 | 23.4409 | 21.9104 | 18.8138 | 412.218 | 1.0391e-15 | 8.546 | 0.055154 | 1.2347 | 271.0803 | 0.05005 | 23.1651 | 559.4743 | 2.4428 | 34.967 | 0.022269 | 9.8271 | 1.4676 | 1.7266 | 0.16492 | 26.6085 | 0.14731 | 187.7554 | 8.6946 | 11.9704 | 0.65393 | 0.23398 | 465.534 | 113.2675 | 162.0006 | 157.8777 | 114.4449 | 84.2043 | 595.3431 | 74.3108 | 123.1146
4428212 | VCUG | 3 | 05f_109019_419x230x572.dat | 0.0850;0.0850;0.1928 | 419;230;572 | (0.1250;69.2650;-1.1321) | 110 | 7.85 | 62 | 83.87 | 60 | iodine | [138] | [30] | 0 | 5 | 60 | normal | none | 5.2248 | 4.4864 | 23.4409 | 21.9104 | 18.8138 | 412.218 | 8.298e-16 | 14.5517 | 0.093217 | 2.0939 | 373.8378 | 0.061505 | 37.5911 | 792.2044 | 4.3047 | 54.4096 | 0.071251 | 16.6414 | 2.5739 | 2.9913 | 0.22754 | 42.8441 | 0.24002 | 283.37 | 14.4397 | 20.2326 | 1.1855 | 0.56034 | 663.149 | 161.806 | 235.7148 | 223.5478 | 149.5069 | 94.4576 | 848.8085 | 106.1609 | 174.0197
4428212 | VCUG | 3 | 05f_109019_419x230x572.dat | 0.0850;0.0850;0.1928 | 419;230;572 | (0.1250;69.2650;-1.1321) | 110 | 9.9905 | 69 | 83.87 | 60 | iodine | [138] | [30] | 0 | 5 | 60 | normal | none | 5.2248 | 4.4864 | 23.4409 | 21.9104 | 18.8138 | 412.218 | 8.0227e-16 | 18.4128 | 0.11697 | 2.7472 | 403.7926 | 0.13478 | 47.0641 | 851.1991 | 5.3893 | 62.4928 | 0.056303 | 20.103 | 3.1928 | 4.0409 | 0.21641 | 50.184 | 0.30653 | 317.0137 | 17.3221 | 24.265 | 1.5607 | 0.67779 | 721.8534 | 178.6014 | 259.4475 | 244.762 | 158.4608 | 96.6679 | 914.6442 | 115.9614 | 188.9556
4428212 | VCUG | 4 | 05f_109019_419x230x572.dat | 0.0850;0.0850;0.1928 | 419;230;572 | (0.1250;69.2650;-1.1321) | 60 | 2.5 | 38 | 83.87 | 60 | iodine | [138] | [50] | 0 | 5 | 60 | normal | none | 5.2248 | 4.4864 | 23.4409 | 21.9104 | 18.8138 | 412.218 | 1.2983e-15 | 3.4583 | 0.020172 | 0.31376 | 186.8819 | 0.016478 | 10.0974 | 379.5485 | 0.64041 | 17.5397 | 0 | 3.7748 | 0.48555 | 0.43226 | 0.028448 | 11.762 | 0.051845 | 106.8436 | 3.6331 | 4.9081 | 0.14999 | 0.10854 | 293.2325 | 73.0156 | 100.2865 | 101.8818 | 86.3945 | 76.0992 | 397.1567 | 48.4288 | 81.7144
4428212 | VCUG | 4 | 05f_109019_419x230x572.dat | 0.0850;0.0850;0.1928 | 419;230;572 | (0.1250;69.2650;-1.1321) | 60 | 5.7448 | 47 | 83.87 | 60 | iodine | [138] | [50] | 0 | 5 | 60 | normal | none | 5.2248 | 4.4864 | 23.4409 | 21.9104 | 18.8138 | 412.218 | 8.4303e-16 | 8.9772 | 0.055311 | 0.86977 | 336.6304 | 0.064152 | 26.7368 | 710.4005 | 2.2945 | 42.2072 | 0 | 10.6797 | 1.4415 | 1.7228 | 0.11909 | 30.8031 | 0.15722 | 233.1704 | 9.5096 | 13.4752 | 0.49419 | 0.20027 | 565.4 | 137.6206 | 203.1285 | 194.1641 | 139.6941 | 92.9768 | 762.1424 | 93.0372 | 152.8843
4428212 | VCUG | 4 | 05f_109019_419x230x572.dat | 0.0850;0.0850;0.1928 | 419;230;572 | (0.1250;69.2650;-1.1321) | 60 | 6.3535 | 49 | 83.87 | 60 | iodine | [138] | [50] | 0 | 5 | 60 | normal | none | 5.2248 | 4.4864 | 23.4409 | 21.9104 | 18.8138 | 412.218 | 8.0494e-16 | 11.1534 | 0.061892 | 1.3259 | 356.9313 | 0.06499 | 30.4803 | 757.0083 | 2.6738 | 46.7957 | 0 | 12.2229 | 1.6642 | 1.8753 | 0.13015 | 34.5837 | 0.17779 | 253.5701 | 10.7435 | 15.1849 | 0.64868 | 0.28032 | 604.1283 | 147.1131 | 219.3877 | 207.2485 | 146.4575 | 95.0888 | 807.7075 | 99.2219 | 163.0211
4428212 | VCUG | 4 | 05f_109019_419x230x572.dat | 0.0850;0.0850;0.1928 | 419;230;572 | (0.1250;69.2650;-1.1321) | 80 | 2.9 | 44 | 83.87 | 60 | iodine | [138] | [50] | 0 | 5 | 60 | normal | none | 5.2248 | 4.4864 | 23.4409 | 21.9104 | 18.8138 | 412.218 | 1.1624e-15 | 5.6366 | 0.034607 | 0.51245 | 222.0194 | 0.061453 | 14.676 | 451.0676 | 1.3521 | 25.1614 | 0 | 6.2463 | 0.89145 | 0.94763 | 0.07957 | 17.8927 | 0.10103 | 140.6 | 5.6526 | 7.8974 | 0.32203 | 0.22577 | 359.3158 | 89.5917 | 127.1146 | 125.8615 | 98.1364 | 79.5131 | 482.9936 | 59.4756 | 98.469
4428212 | VCUG | 4 | 05f_109019_419x230x572.dat | 0.0850;0.0850;0.1928 | 419;230;572 | (0.1250;69.2650;-1.1321) | 80 | 7.702 | 57 | 83.87 | 60 | iodine | [138] | [50] | 0 | 5 | 60 | normal | none | 5.2248 | 4.4864 | 23.4409 | 21.9104 | 18.8138 | 412.218 | 7.7693e-16 | 14.1789 | 0.088467 | 1.8536 | 384.1011 | 0.11272 | 39.1502 | 807.2275 | 4.0224 | 55.8055 | 0 | 16.1173 | 2.3957 | 2.934 | 0.21827 | 43.1119 | 0.21692 | 287.31 | 14.1686 | 19.9194 | 1.0482 | 0.34541 | 659.5824 | 163.7949 | 245.0355 | 228.114 | 154.196 | 96.4756 | 872.8189 | 108.9095 | 176.8724
4428212 | VCUG | 4 | 05f_109019_419x230x572.dat | 0.0850;0.0850;0.1928 | 419;230;572 | (0.1250;69.2650;-1.1321) | 80 | 8.502 | 60 | 83.87 | 60 | iodine | [138] | [50] | 0 | 5 | 60 | normal | none | 5.2248 | 4.4864 | 23.4409 | 21.9104 | 18.8138 | 412.218 | 7.5768e-16 | 15.7811 | 0.094036 | 2.0573 | 399.1801 | 0.11053 | 41.7578 | 843.221 | 4.4837 | 59.9846 | 0.02629 | 17.8268 | 2.6701 | 3.1051 | 0.17943 | 46.7283 | 0.26468 | 304.4037 | 15.5739 | 21.7111 | 1.2084 | 0.58648 | 690.0952 | 171.9826 | 258.1235 | 239.5202 | 158.8493 | 97.8505 | 913.739 | 114.2737 | 184.9105
4428212 | VCUG | 4 | 05f_109019_419x230x572.dat | 0.0850;0.0850;0.1928 | 419;230;572 | (0.1250;69.2650;-1.1321) | 110 | 3.9 | 52 | 83.87 | 60 | iodine | [138] | [50] | 0 | 5 | 60 | normal | none | 5.2248 | 4.4864 | 23.4409 | 21.9104 | 18.8138 | 412.218 | 1.0391e-15 | 8.474 | 0.05507 | 1.1855 | 270.2334 | 0.050748 | 23.0024 | 555.1146 | 2.4169 | 34.8352 | 0.022269 | 9.7809 | 1.4617 | 1.7072 | 0.16492 | 26.4757 | 0.14487 | 186.1385 | 8.6426 | 11.9482 | 0.65399 | 0.23359 | 448.4802 | 113.1059 | 161.7532 | 157.2934 | 114.1727 | 84.0546 | 593.5722 | 74.0669 | 121.9175
4428212 | VCUG | 4 | 05f_109019_419x230x572.dat | 0.0850;0.0850;0.1928 | 419;230;572 | (0.1250;69.2650;-1.1321) | 110 | 7.85 | 62 | 83.87 | 60 | iodine | [138] | [50] | 0 | 5 | 60 | normal | none | 5.2248 | 4.4864 | 23.4409 | 21.9104 | 18.8138 | 412.218 | 8.298e-16 | 14.5023 | 0.09299 | 2.1008 | 372.4157 | 0.0612 | 37.7104 | 785.7691 | 4.2856 | 54.2276 | 0.023974 | 16.5558 | 2.5636 | 2.9488 | 0.23935 | 42.6272 | 0.24003 | 280.9236 | 14.3951 | 20.0964 | 1.1809 | 0.58985 | 640.2278 | 161.5275 | 235.2829 | 222.7828 | 149.0807 | 94.201 | 848.8688 | 106.0444 | 172.3424
4428212 | VCUG | 4 | 05f_109019_419x230x572.dat | 0.0850;0.0850;0.1928 | 419;230;572 | (0.1250;69.2650;-1.1321) | 110 | 9.9905 | 69 | 83.87 | 60 | iodine | [138] | [50] | 0 | 5 | 60 | normal | none | 5.2248 | 4.4864 | 23.4409 | 21.9104 | 18.8138 | 412.218 | 8.0227e-16 | 18.3679 | 0.1169 | 2.6956 | 402.1972 | 0.11927 | 46.5966 | 845.3532 | 5.3795 | 62.3034 | 0.056303 | 19.9958 | 3.1842 | 4.0129 | 0.19066 | 49.7838 | 0.30161 | 314.072 | 17.2611 | 24.1503 | 1.5476 | 0.67911 | 699.3048 | 178.2628 | 258.9158 | 244.074 | 157.9759 | 96.3535 | 913.5224 | 115.6918 | 187.2867
4428212 | VCUG | 5 | 05f_109019_419x230x572.dat | 0.0850;0.0850;0.1928 | 419;230;572 | (0.3498;73.1327;1.7235) | 60 | 2.5 | 38 | 85.7359 | 60 | iodine | [138] | [50] | 0 | 5 | 60 | normal | none | 6.7588 | 5.7306 | 38.732 | 28.9735 | 24.566 | 711.7631 | 7.9413e-16 | 16.0906 | 0.043233 | 1.3648 | 266.3164 | 0.065134 | 46.855 | 280.0169 | 3.2555 | 165.6025 | 0 | 17.3737 | 1.875 | 2.4017 | 0.19518 | 92.1826 | 0.15383 | 222.3312 | 22.5303 | 32.3083 | 0.59882 | 0.36999 | 200.7478 | 72.5651 | 104.6052 | 225.3166 | 83.3016 | 123.0154 | 325.5636 | 73.9611 | 87.3221
4428212 | VCUG | 5 | 05f_109019_419x230x572.dat | 0.0850;0.0850;0.1928 | 419;230;572 | (0.3498;73.1327;1.7235) | 60 | 5.7448 | 47 | 85.7359 | 60 | iodine | [138] | [50] | 0 | 5 | 60 | normal | none | 6.7588 | 5.7306 | 38.732 | 28.9735 | 24.566 | 711.7631 | 5.1564e-16 | 37.8329 | 0.11891 | 3.2754 | 470.1964 | 0.14618 | 110.4191 | 574.0682 | 9.337 | 286.8305 | 0.74081 | 42.7026 | 5.3113 | 7.062 | 0.24207 | 181.828 | 0.35366 | 434.7838 | 49.7231 | 70.6681 | 1.8966 | 0.96126 | 420.0447 | 139.7828 | 214.7386 | 360.6058 | 136.3505 | 146.1519 | 629.495 | 135.5532 | 167.3444
4428212 | VCUG | 5 | 05f_109019_419x230x572.dat | 0.0850;0.0850;0.1928 | 419;230;572 | (0.3498;73.1327;1.7235) | 60 | 6.3535 | 49 | 85.7359 | 60 | iodine | [138] | [50] | 0 | 5 | 60 | normal | none | 6.7588 | 5.7306 | 38.732 | 28.9735 | 24.566 | 711.7631 | 4.9233e-16 | 42.7762 | 0.1369 | 3.9833 | 498.2024 | 0.235 | 120.6914 | 611.5207 | 10.7312 | 302.6831 | 0.12308 | 47.5372 | 6.0977 | 7.7048 | 0.50618 | 194.9241 | 0.46475 | 466.4351 | 54.5407 | 77.8035 | 2.3165 | 1.1182 | 453.3748 | 150.0463 | 232.5996 | 377.9562 | 143.2431 | 148.5123 | 673.9991 | 144.4617 | 178.7996
4428212 | VCUG | 5 | 05f_109019_419x230x572.dat | 0.0850;0.0850;0.1928 | 419;230;572 | (0.3498;73.1327;1.7235) | 80 | 2.9 | 44 | 85.7359 | 60 | iodine | [138] | [50] | 0 | 5 | 60 | normal | none | 6.7588 | 5.7306 | 38.732 | 28.9735 | 24.566 | 711.7631 | 7.11e-16 | 22.7313 | 0.077333 | 2.0423 | 314.6262 | 0.14996 | 64.8549 | 355.3856 | 5.4876 | 192.6013 | 0.062508 | 25.1856 | 3.1678 | 4.0065 | 0.23392 | 113.9026 | 0.28762 | 275.5968 | 29.8733 | 43.0716 | 1.2258 | 0.56889 | 260.1398 | 90.322 | 134.0209 | 255.3994 | 95.233 | 127.4572 | 401.1801 | 89.012 | 107.7143
4428212 | VCUG | 5 | 05f_109019_419x230x572.dat | 0.0850;0.0850;0.1928 | 419;230;572 | (0.3498;73.1327;1.7235) | 80 | 7.702 | 57 | 85.7359 | 60 | iodine | [138] | [50] | 0 | 5 | 60 | normal | none | 6.7588 | 5.7306 | 38.732 | 28.9735 | 24.566 | 711.7631 | 4.7521e-16 | 50.4624 | 0.20211 | 6.4322 | 533.9794 | 0.37392 | 136.6651 | 671.8987 | 14.5207 | 320.8716 | 0.16226 | 57.6151 | 8.0184 | 10.2678 | 0.52516 | 211.3612 | 0.64042 | 513.6935 | 61.1609 | 88.3491 | 3.5444 | 1.6612 | 514.7035 | 168.6461 | 261.9732 | 399.3009 | 151.4837 | 150.0793 | 732.5251 | 156.3289 | 196.6612
4428212 | VCUG | 5 | 05f_109019_419x230x572.dat | 0.0850;0.0850;0.1928 | 419;230;572 | (0.3498;73.1327;1.7235) | 80 | 8.502 | 60 | 85.7359 | 60 | iodine | [138] | [50] | 0 | 5 | 60 | normal | none | 6.7588 | 5.7306 | 38.732 | 28.9735 | 24.566 | 711.7631 | 4.6343e-16 | 54.0184 | 0.22111 | 6.7241 | 554.1667 | 0.32781 | 146.5558 | 708.579 | 16.0383 | 331.4168 | 0.48089 | 62.1835 | 8.9188 | 12.3362 | 0.54346 | 219.5779 | 0.76975 | 538.1774 | 65.0923 | 93.8148 | 3.8148 | 1.6592 | 544.8881 | 177.5431 | 276.5303 | 411.8053 | 156.3098 | 151.3782 | 770.4216 | 163.3457 | 206.3596
4428212 | VCUG | 5 | 05f_109019_419x230x572.dat | 0.0850;0.0850;0.1928 | 419;230;572 | (0.3498;73.1327;1.7235) | 110 | 3.9 | 52 | 85.7359 | 60 | iodine | [138] | [50] | 0 | 5 | 60 | normal | none | 6.7588 | 5.7306 | 38.732 | 28.9735 | 24.566 | 711.7631 | 6.3557e-16 | 32.2261 | 0.12954 | 3.8976 | 379.0135 | 0.23577 | 88.3693 | 452.0501 | 8.596 | 228.8965 | 0.084653 | 35.8198 | 4.8896 | 6.6782 | 0.37705 | 141.3233 | 0.46878 | 346.8219 | 39.0452 | 56.2156 | 2.1094 | 0.8634 | 341.205 | 115.2928 | 171.9568 | 297.4648 | 111.4161 | 133.4221 | 497.1434 | 108.8517 | 134.7857
4428212 | VCUG | 5 | 05f_109019_419x230x572.dat | 0.0850;0.0850;0.1928 | 419;230;572 | (0.3498;73.1327;1.7235) | 110 | 7.85 | 62 | 85.7359 | 60 | iodine | [138] | [50] | 0 | 5 | 60 | normal | none | 6.7588 | 5.7306 | 38.732 | 28.9735 | 24.566 | 711.7631 | 5.0758e-16 | 48.0571 | 0.22258 | 6.4374 | 519.2047 | 0.32501 | 132.7583 | 650.0993 | 14.6049 | 306.964 | 0.0049996 | 57.0447 | 8.2536 | 11.2245 | 0.69005 | 198.509 | 0.74697 | 498.4988 | 58.8454 | 85.1347 | 3.768 | 1.475 | 502.971 | 166.4705 | 252.054 | 387.7317 | 146.6013 | 146.8422 | 717.1424 | 151.4386 | 191.3479
4428212 | VCUG | 5 | 05f_109019_419x230x572.dat | 0.0850;0.0850;0.1928 | 419;230;572 | (0.3498;73.1327;1.7235) | 110 | 9.9905 | 69 | 85.7359 | 60 | iodine | [138] | [50] | 0 | 5 | 60 | normal | none | 6.7588 | 5.7306 | 38.732 | 28.9735 | 24.566 | 711.7631 | 4.9077e-16 | 57.4606 | 0.26462 | 8.3805 | 557.4694 | 0.53357 | 150.5956 | 717.8904 | 17.8058 | 326.5472 | 0 | 65.7883 | 10.0199 | 12.7402 | 0.60853 | 216.1088 | 0.89039 | 547.4037 | 64.745 | 94.3005 | 4.8471 | 1.7578 | 565.7014 | 184.7769 | 278.7535 | 409.8064 | 155.8763 | 149.0407 | 781.423 | 164.222 | 209.8606
4428212 | VCUG | 6 | 05f_109019_419x230x572.dat | 0.0850;0.0850;0.1928 | 419;230;572 | (-0.1751;73.0726;1.7402) | 60 | 2.5 | 38 | 85.8561 | 60 | iodine | [138] | [50] | 0 | 5 | 60 | normal | none | 6.8214 | 5.7209 | 39.0247 | 29.283 | 24.5587 | 719.154 | 7.8692e-16 | 16.9548 | 0.045761 | 1.2685 | 319.7413 | 0.054913 | 73.807 | 289.9669 | 2.9494 | 186.7794 | 0 | 27.4425 | 1.8318 | 2.1785 | 0.10263 | 63.473 | 0.17509 | 243.1386 | 14.8567 | 19.11 | 0.69009 | 0.28361 | 201.6857 | 72.8797 | 104.8765 | 233.286 | 82.9261 | 122.5923 | 335.931 | 76.8606 | 93.7409
4428212 | VCUG | 6 | 05f_109019_419x230x572.dat | 0.0850;0.0850;0.1928 | 419;230;572 | (-0.1751;73.0726;1.7402) | 60 | 5.7448 | 47 | 85.8561 | 60 | iodine | [138] | [50] | 0 | 5 | 60 | normal | none | 6.8214 | 5.7209 | 39.0247 | 29.283 | 24.5587 | 719.154 | 5.1096e-16 | 39.9484 | 0.12332 | 3.5197 | 546.7753 | 0.22812 | 154.067 | 566.1898 | 8.5028 | 311.923 | 0.010287 | 58.8168 | 5.1673 | 6.36 | 0.36991 | 137.8407 | 0.36799 | 474.4017 | 35.8326 | 48.3091 | 1.8946 | 1.1619 | 425.5328 | 140.2367 | 215.1582 | 367.0389 | 135.8129 | 145.4714 | 632.3986 | 138.201 | 174.4464
4428212 | VCUG | 6 | 05f_109019_419x230x572.dat | 0.0850;0.0850;0.1928 | 419;230;572 | (-0.1751;73.0726;1.7402) | 60 | 6.3535 | 49 | 85.8561 | 60 | iodine | [138] | [50] | 0 | 5 | 60 | normal | none | 6.8214 | 5.7209 | 39.0247 | 29.283 | 24.5587 | 719.154 | 4.8786e-16 | 44.7876 | 0.14108 | 3.7607 | 575.2492 | 0.22388 | 164.7549 | 608.0252 | 9.8773 | 328.0257 | 0 | 64.2564 | 6.0288 | 7.2679 | 0.45003 | 149.0679 | 0.50275 | 507.1352 | 40.1059 | 53.6939 | 2.1666 | 1.0878 | 460.7487 | 150.5009 | 233.0227 | 384.9849 | 142.6916 | 147.9934 | 686.5726 | 147.7765 | 186.2343
4428212 | VCUG | 6 | 05f_109019_419x230x572.dat | 0.0850;0.0850;0.1928 | 419;230;572 | (-0.1751;73.0726;1.7402) | 80 | 2.9 | 44 | 85.8561 | 60 | iodine | [138] | [50] | 0 | 5 | 60 | normal | none | 6.8214 | 5.7209 | 39.0247 | 29.283 | 24.5587 | 719.154 | 7.0454e-16 | 24.0468 | 0.077476 | 2.2449 | 369.7297 | 0.13973 | 95.1157 | 354.5993 | 4.9858 | 214.0256 | 0.56618 | 36.3257 | 3.0769 | 3.613 | 0.15299 | 83.4656 | 0.23153 | 300.039 | 21.2961 | 28.0551 | 1.1869 | 0.72487 | 261.3472 | 90.6501 | 134.3114 | 262.7949 | 94.8214 | 126.9171 | 407.1582 | 91.6651 | 113.3144
4428212 | VCUG | 6 | 05f_109019_419x230x572.dat | 0.0850;0.0850;0.1928 | 419;230;572 | (-0.1751;73.0726;1.7402) | 80 | 7.702 | 57 | 85.8561 | 60 | iodine | [138] | [50] | 0 | 5 | 60 | normal | none | 6.8214 | 5.7209 | 39.0247 | 29.283 | 24.5587 | 719.154 | 4.7089e-16 | 54.0354 | 0.20284 | 6.003 | 611.7713 | 0.36503 | 185.2473 | 675.947 | 13.4106 | 345.3 | 0.087397 | 73.9379 | 8.0982 | 9.5597 | 0.55486 | 168.7298 | 0.68066 | 555.007 | 47.0423 | 64.1672 | 3.604 | 1.2573 | 517.8013 | 169.1192 | 262.4101 | 404.9099 | 150.888 | 149.1017 | 753.8412 | 160.8316 | 204.7008
4428212 | VCUG | 6 | 05f_109019_419x230x572.dat | 0.0850;0.0850;0.1928 | 419;230;572 | (-0.1751;73.0726;1.7402) | 80 | 8.502 | 60 | 85.8561 | 60 | iodine | [138] | [50] | 0 | 5 | 60 | normal | none | 6.8214 | 5.7209 | 39.0247 | 29.283 | 24.5587 | 719.154 | 4.5923e-16 | 57.9904 | 0.22703 | 6.3262 | 632.7529 | 0.37097 | 192.8178 | 709.1414 | 14.7858 | 355.8337 | 0.62753 | 78.6771 | 9.0013 | 10.7077 | 0.88757 | 179.5783 | 0.74056 | 580.6877 | 50.5497 | 69.3811 | 3.7613 | 1.7259 | 552.0311 | 178.0971 | 277.0879 | 416.0752 | 155.7616 | 150.8287 | 782.3725 | 167.0241 | 214.2558
4428212 | VCUG | 6 | 05f_109019_419x230x572.dat | 0.0850;0.0850;0.1928 | 419;230;572 | (-0.1751;73.0726;1.7402) | 110 | 3.9 | 52 | 85.8561 | 60 | iodine | [138] | [50] | 0 | 5 | 60 | normal | none | 6.8214 | 5.7209 | 39.0247 | 29.283 | 24.5587 | 719.154 | 6.2981e-16 | 32.9846 | 0.13442 | 3.7205 | 440.9907 | 0.18248 | 119.614 | 453.1372 | 8.1093 | 250.4886 | 0.38985 | 47.6684 | 4.9361 | 5.9118 | 0.43083 | 108.9822 | 0.38478 | 375.5741 | 29.293 | 39.9359 | 2.2034 | 0.8639 | 342.3735 | 115.6365 | 172.271 | 303.3122 | 111.0023 | 132.7312 | 513.7588 | 112.0895 | 141.256
4428212 | VCUG | 6 | 05f_109019_419x230x572.dat | 0.0850;0.0850;0.1928 | 419;230;572 | (-0.1751;73.0726;1.7402) | 110 | 7.85 | 62 | 85.8561 | 60 | iodine | [138] | [50] | 0 | 5 | 60 | normal | none | 6.8214 | 5.7209 | 39.0247 | 29.283 | 24.5587 | 719.154 | 5.0298e-16 | 53.0396 | 0.22209 | 6.734 | 592.1869 | 0.48045 | 170.8467 | 650.678 | 13.8269 | 330.2894 | 0.055109 | 71.3861 | 8.2724 | 10.4369 | 0.4969 | 163.5363 | 0.78146 | 537.6921 | 46.0493 | 63.0936 | 3.6025 | 1.8326 | 508.3869 | 166.9979 | 252.5864 | 394.2964 | 146.1233 | 146.1679 | 720.9587 | 154.4934 | 198.7469
4428212 | VCUG | 6 | 05f_109019_419x230x572.dat | 0.0850;0.0850;0.1928 | 419;230;572 | (-0.1751;73.0726;1.7402) | 110 | 9.9905 | 69 | 85.8561 | 60 | iodine | [138] | [50] | 0 | 5 | 60 | normal | none | 6.8214 | 5.7209 | 39.0247 | 29.283 | 24.5587 | 719.154 | 4.8632e-16 | 62.1174 | 0.25999 | 7.8095 | 633.3267 | 0.42087 | 193.3271 | 710.7242 | 16.7881 | 349.2756 | 0.34858 | 79.9205 | 10.065 | 13.3305 | 0.70406 | 182.6757 | 0.8479 | 588.6031 | 52.6484 | 73.7353 | 4.6496 | 2.3593 | 569.4183 | 185.3378 | 279.3151 | 418.0211 | 155.3705 | 148.5117 | 785.469 | 167.89 | 217.1281
4428212 | VCUG | 7 | 05f_109019_419x230x572.dat | 0.0850;0.0850;0.1928 | 419;230;572 | (0.1250;69.2650;-1.1321) | 60 | 2.5 | 38 | 83.87 | 60 | iodine | [138] | [70] | 0 | 5 | 60 | normal | none | 5.2248 | 4.4864 | 23.4409 | 21.9104 | 18.8138 | 412.218 | 1.2983e-15 | 3.4543 | 0.020172 | 0.30985 | 186.6046 | 0.016629 | 10.0296 | 376.9989 | 0.64098 | 17.522 | 0 | 3.7683 | 0.48532 | 0.42805 | 0.028448 | 11.7481 | 0.051955 | 106.2659 | 3.6235 | 4.9109 | 0.14834 | 0.10854 | 284.7519 | 72.9745 | 100.2308 | 101.7472 | 86.3128 | 76.055 | 395.0693 | 48.2433 | 81.1092
4428212 | VCUG | 7 | 05f_109019_419x230x572.dat | 0.0850;0.0850;0.1928 | 419;230;572 | (0.1250;69.2650;-1.1321) | 60 | 5.7448 | 47 | 83.87 | 60 | iodine | [138] | [70] | 0 | 5 | 60 | normal | none | 5.2248 | 4.4864 | 23.4409 | 21.9104 | 18.8138 | 412.218 | 8.4303e-16 | 8.9102 | 0.055226 | 0.87571 | 335.9068 | 0.064152 | 26.6301 | 705.1457 | 2.2859 | 42.1431 | 0 | 10.6529 | 1.4381 | 1.7145 | 0.11909 | 30.7462 | 0.15939 | 231.8182 | 9.4834 | 13.4218 | 0.49103 | 0.19487 | 548.8645 | 137.5156 | 202.9775 | 193.7712 | 139.4843 | 92.8603 | 759.2837 | 92.7467 | 151.6578
4428212 | VCUG | 7 | 05f_109019_419x230x572.dat | 0.0850;0.0850;0.1928 | 419;230;572 | (0.1250;69.2650;-1.1321) | 60 | 6.3535 | 49 | 83.87 | 60 | iodine | [138] | [70] | 0 | 5 | 60 | normal | none | 5.2248 | 4.4864 | 23.4409 | 21.9104 | 18.8138 | 412.218 | 8.0494e-16 | 11.0743 | 0.062131 | 1.3526 | 356.2356 | 0.06499 | 30.3251 | 754.3622 | 2.6683 | 46.7336 | 0 | 12.1888 | 1.6566 | 1.8755 | 0.13015 | 34.5303 | 0.17791 | 251.9676 | 10.7127 | 15.16 | 0.64874 | 0.27857 | 584.7357 | 146.9883 | 219.2065 | 206.9399 | 146.2269 | 94.9586 | 807.0863 | 99.1053 | 161.916
4428212 | VCUG | 7 | 05f_109019_419x230x572.dat | 0.0850;0.0850;0.1928 | 419;230;572 | (0.1250;69.2650;-1.1321) | 80 | 2.9 | 44 | 83.87 | 60 | iodine | [138] | [70] | 0 | 5 | 60 | normal | none | 5.2248 | 4.4864 | 23.4409 | 21.9104 | 18.8138 | 412.218 | 1.1624e-15 | 5.6316 | 0.034458 | 0.51418 | 221.5893 | 0.061453 | 14.6553 | 449.7685 | 1.3441 | 25.1115 | 0 | 6.2291 | 0.88913 | 0.95511 | 0.08027 | 17.8462 | 0.10029 | 139.7741 | 5.6452 | 7.8746 | 0.3224 | 0.22577 | 347.977 | 89.5245 | 127.0169 | 125.632 | 98.0071 | 79.4497 | 482.7355 | 59.4188 | 97.8402
4428212 | VCUG | 7 | 05f_109019_419x230x572.dat | 0.0850;0.0850;0.1928 | 419;230;572 | (0.1250;69.2650;-1.1321) | 80 | 7.702 | 57 | 83.87 | 60 | iodine | [138] | [70] | 0 | 5 | 60 | normal | none | 5.2248 | 4.4864 | 23.4409 | 21.9104 | 18.8138 | 412.218 | 7.7693e-16 | 14.1892 | 0.088218 | 1.8849 | 383.1486 | 0.11272 | 38.934 | 802.1176 | 4.0121 | 55.6845 | 0 | 16.0645 | 2.387 | 2.9386 | 0.22138 | 43.0167 | 0.2208 | 285.405 | 14.1711 | 19.8242 | 1.0556 | 0.33917 | 639.0401 | 163.6088 | 244.753 | 227.5101 | 153.9002 | 96.2922 | 870.6565 | 108.6419 | 175.4577
4428212 | VCUG | 7 | 05f_109019_419x230x572.dat | 0.0850;0.0850;0.1928 | 419;230;572 | (0.1250;69.2650;-1.1321) | 80 | 8.502 | 60 | 83.87 | 60 | iodine | [138] | [70] | 0 | 5 | 60 | normal | none | 5.2248 | 4.4864 | 23.4409 | 21.9104 | 18.8138 | 412.218 | 7.5768e-16 | 15.7323 | 0.093603 | 2.0104 | 398.2298 | 0.1093 | 41.8318 | 836.6746 | 4.4467 | 59.8447 | 0.02629 | 17.7714 | 2.6569 | 3.0868 | 0.17835 | 46.5844 | 0.26696 | 302.3184 | 15.5237 | 21.62 | 1.2087 | 0.54952 | 666.84 | 171.777 | 257.8091 | 238.9617 | 158.5109 | 97.6462 | 909.674 | 113.8676 | 183.2414
4428212 | VCUG | 7 | 05f_109019_419x230x572.dat | 0.0850;0.0850;0.1928 | 419;230;572 | (0.1250;69.2650;-1.1321) | 110 | 3.9 | 52 | 83.87 | 60 | iodine | [138] | [70] | 0 | 5 | 60 | normal | none | 5.2248 | 4.4864 | 23.4409 | 21.9104 | 18.8138 | 412.218 | 1.0391e-15 | 8.4952 | 0.05524 | 1.185 | 269.6463 | 0.050253 | 23.0082 | 551.3227 | 2.4098 | 34.7553 | 0.022269 | 9.7443 | 1.4548 | 1.7034 | 0.16492 | 26.3776 | 0.14948 | 184.9259 | 8.6161 | 11.8751 | 0.66078 | 0.23298 | 434.2848 | 112.9898 | 161.5793 | 156.9304 | 113.994 | 83.9364 | 593.2835 | 73.991 | 120.9387
4428212 | VCUG | 7 | 05f_109019_419x230x572.dat | 0.0850;0.0850;0.1928 | 419;230;572 | (0.1250;69.2650;-1.1321) | 110 | 7.85 | 62 | 83.87 | 60 | iodine | [138] | [70] | 0 | 5 | 60 | normal | none | 5.2248 | 4.4864 | 23.4409 | 21.9104 | 18.8138 | 412.218 | 8.298e-16 | 14.4276 | 0.092917 | 2.0888 | 371.4396 | 0.06103 | 37.3778 | 780.0207 | 4.2665 | 54.0529 | 0.023974 | 16.504 | 2.5587 | 2.9332 | 0.21762 | 42.5176 | 0.24028 | 279.0798 | 14.3698 | 20.0314 | 1.1782 | 0.56438 | 620.4398 | 161.3382 | 234.9916 | 222.2949 | 148.7718 | 94.0184 | 846.796 | 105.7659 | 170.8995
4428212 | VCUG | 7 | 05f_109019_419x230x572.dat | 0.0850;0.0850;0.1928 | 419;230;572 | (0.1250;69.2650;-1.1321) | 110 | 9.9905 | 69 | 83.87 | 60 | iodine | [138] | [70] | 0 | 5 | 60 | normal | none | 5.2248 | 4.4864 | 23.4409 | 21.9104 | 18.8138 | 412.218 | 8.0227e-16 | 18.3293 | 0.11704 | 2.6652 | 400.9382 | 0.127 | 46.5966 | 840.2926 | 5.3451 | 62.1064 | 0.056303 | 19.9235 | 3.1728 | 3.9725 | 0.19066 | 49.6891 | 0.29911 | 312.0777 | 17.2149 | 24.0319 | 1.5512 | 0.6791 | 677.8905 | 178.0258 | 258.5506 | 243.2369 | 157.6233 | 96.1319 | 908.2249 | 115.1631 | 185.7526
4428212 | VCUG | 8 | 05f_109019_419x230x572.dat | 0.0850;0.0850;0.1928 | 419;230;572 | (0.1250;69.2650;-1.1321) | 60 | 2.5 | 38 | 83.87 | 60 | iodine | [138] | [100] | 0 | 5 | 60 | normal | none | 5.2248 | 4.4864 | 23.4409 | 21.9104 | 18.8138 | 412.218 | 1.2983e-15 | 3.4683 | 0.020126 | 0.31052 | 186.3196 | 0.016478 | 10.0766 | 375.2812 | 0.64027 | 17.5081 | 0 | 3.7638 | 0.48467 | 0.42805 | 0.028448 | 11.7273 | 0.052098 | 105.7113 | 3.6196 | 4.9037 | 0.1482 | 0.10854 | 275.4933 | 72.9378 | 100.1817 | 101.5629 | 86.2379 | 76.0108 | 393.8985 | 48.1352 | 80.5479
4428212 | VCUG | 8 | 05f_109019_419x230x572.dat | 0.0850;0.0850;0.1928 | 419;230;572 | (0.1250;69.2650;-1.1321) | 60 | 5.7448 | 47 | 83.87 | 60 | iodine | [138] | [100] | 0 | 5 | 60 | normal | none | 5.2248 | 4.4864 | 23.4409 | 21.9104 | 18.8138 | 412.218 | 8.4303e-16 | 8.9589 | 0.0553 | 0.86977 | 335.3256 | 0.064152 | 26.5387 | 698.7402 | 2.2826 | 42.0649 | 0 | 10.6359 | 1.4359 | 1.7155 | 0.11909 | 30.6928 | 0.1571 | 230.371 | 9.4688 | 13.3874 | 0.49127 | 0.19487 | 531.5104 | 137.4134 | 202.8304 | 193.3238 | 139.2956 | 92.7544 | 757.4806 | 92.5455 | 150.3368
4428212 | VCUG | 8 | 05f_109019_419x230x572.dat | 0.0850;0.0850;0.1928 | 419;230;572 | (0.1250;69.2650;-1.1321) | 60 | 6.3535 | 49 | 83.87 | 60 | iodine | [138] | [100] | 0 | 5 | 60 | normal | none | 5.2248 | 4.4864 | 23.4409 | 21.9104 | 18.8138 | 412.218 | 8.0494e-16 | 11.0752 | 0.061812 | 1.3274 | 355.4529 | 0.073892 | 30.2381 | 749.6165 | 2.6656 | 46.6541 | 0 | 12.1636 | 1.6558 | 1.8809 | 0.13015 | 34.4558 | 0.18042 | 250.3898 | 10.6863 | 15.1128 | 0.64603 | 0.27857 | 565.9269 | 146.8656 | 219.0292 | 206.5284 | 146.0073 | 94.8324 | 802.6512 | 98.6985 | 160.6139
4428212 | VCUG | 8 | 05f_109019_419x230x572.dat | 0.0850;0.0850;0.1928 | 419;230;572 | (0.1250;69.2650;-1.1321) | 80 | 2.9 | 44 | 83.87 | 60 | iodine | [138] | [100] | 0 | 5 | 60 | normal | none | 5.2248 | 4.4864 | 23.4409 | 21.9104 | 18.8138 | 412.218 | 1.1624e-15 | 5.659 | 0.034424 | 0.50805 | 221.1505 | 0.061453 | 14.7448 | 446.4907 | 1.3429 | 25.0676 | 0 | 6.2145 | 0.88887 | 0.95004 | 0.07957 | 17.792 | 0.10107 | 138.9654 | 5.6429 | 7.846 | 0.32211 | 0.22577 | 336.9306 | 89.4571 | 126.9196 | 125.3946 | 97.8778 | 79.3722 | 479.0878 | 59.1109 | 97.0317
4428212 | VCUG | 8 | 05f_109019_419x230x572.dat | 0.0850;0.0850;0.1928 | 419;230;572 | (0.1250;69.2650;-1.1321) | 80 | 7.702 | 57 | 83.87 | 60 | iodine | [138] | [100] | 0 | 5 | 60 | normal | none | 5.2248 | 4.4864 | 23.4409 | 21.9104 | 18.8138 | 412.218 | 7.7693e-16 | 14.1415 | 0.088097 | 1.8323 | 382.1704 | 0.11272 | 38.8155 | 796.2741 | 3.996 | 55.5609 | 0 | 16.0182 | 2.3825 | 2.9308 | 0.21764 | 42.9356 | 0.21645 | 283.5387 | 14.1428 | 19.7971 | 1.0411 | 0.32299 | 615.2928 | 163.4281 | 244.4864 | 227.0246 | 153.593 | 96.1024 | 867.6447 | 108.3174 | 173.8448
4428212 | VCUG | 8 | 05f_109019_419x230x572.dat | 0.0850;0.0850;0.1928 | 419;230;572 | (0.1250;69.2650;-1.1321) | 80 | 8.502 | 60 | 83.87 | 60 | iodine | [138] | [100] | 0 | 5 | 60 | normal | none | 5.2248 | 4.4864 | 23.4409 | 21.9104 | 18.8138 | 412.218 | 7.5768e-16 | 15.7085 | 0.093458 | 1.9993 | 397.0816 | 0.1093 | 41.6549 | 829.7456 | 4.4434 | 59.7193 | 0.02629 | 17.7226 | 2.6555 | 3.1061 | 0.18101 | 46.4775 | 0.26473 | 300.2991 | 15.4907 | 21.5857 | 1.2022 | 0.5482 | 643.9675 | 171.5701 | 257.4999 | 238.2817 | 158.1726 | 97.4365 | 902.5601 | 113.2097 | 181.5186
4428212 | VCUG | 8 | 05f_109019_419x230x572.dat | 0.0850;0.0850;0.1928 | 419;230;572 | (0.1250;69.2650;-1.1321) | 110 | 3.9 | 52 | 83.87 | 60 | iodine | [138] | [100] | 0 | 5 | 60 | normal | none | 5.2248 | 4.4864 | 23.4409 | 21.9104 | 18.8138 | 412.218 | 1.0391e-15 | 8.481 | 0.054773 | 1.1739 | 269.0208 | 0.049853 | 22.9687 | 546.7224 | 2.3986 | 34.6918 | 0.022269 | 9.7193 | 1.4516 | 1.693 | 0.16492 | 26.3073 | 0.14431 | 183.7614 | 8.5976 | 11.8414 | 0.65576 | 0.23791 | 419.56 | 112.8771 | 161.4108 | 156.5762 | 113.7983 | 83.8181 | 588.1347 | 73.5361 | 119.8286
4428212 | VCUG | 8 | 05f_109019_419x230x572.dat | 0.0850;0.0850;0.1928 | 419;230;572 | (0.1250;69.2650;-1.1321) | 110 | 7.85 | 62 | 83.87 | 60 | iodine | [138] | [100] | 0 | 5 | 60 | normal | none | 5.2248 | 4.4864 | 23.4409 | 21.9104 | 18.8138 | 412.218 | 8.298e-16 | 14.4216 | 0.0924 | 2.1057 | 370.367 | 0.06103 | 37.197 | 775.369 | 4.253 | 53.9143 | 0.023974 | 16.4413 | 2.5536 | 2.9316 | 0.21696 | 42.3271 | 0.23985 | 277.1396 | 14.3107 | 19.9904 | 1.1782 | 0.56034 | 599.2058 | 161.129 | 234.6825 | 221.6852 | 148.4522 | 93.817 | 840.9874 | 105.2066 | 169.4457
4428212 | VCUG | 8 | 05f_109019_419x230x572.dat | 0.0850;0.0850;0.1928 | 419;230;572 | (0.1250;69.2650;-1.1321) | 110 | 9.9905 | 69 | 83.87 | 60 | iodine | [138] | [100] | 0 | 5 | 60 | normal | none | 5.2248 | 4.4864 | 23.4409 | 21.9104 | 18.8138 | 412.218 | 8.0227e-16 | 18.1498 | 0.11616 | 2.6627 | 399.5547 | 0.11729 | 46.3735 | 833.2874 | 5.3313 | 61.9381 | 0.056303 | 19.8475 | 3.1647 | 3.9798 | 0.19066 | 49.5408 | 0.30096 | 309.8714 | 17.1763 | 23.9334 | 1.5542 | 0.68845 | 655.0179 | 177.7689 | 258.1643 | 242.7094 | 157.2267 | 95.8951 | 903.5632 | 114.6763 | 184.0004
4428212 | VCUG | 9 | 05f_109019_419x230x572.dat | 0.0850;0.0850;0.1928 | 419;230;572 | (0.3498;73.1327;1.7235) | 60 | 2.5 | 38 | 85.7359 | 60 | iodine | [138] | [100] | 1 | 5 | 60 | normal | none | 6.7588 | 5.7306 | 38.732 | 28.9735 | 24.566 | 711.7631 | 7.9413e-16 | 16.1019 | 0.043233 | 1.3648 | 265.926 | 0.065134 | 46.8349 | 278.0777 | 3.2531 | 165.5773 | 0 | 17.3649 | 1.8744 | 2.4017 | 0.19518 | 92.1574 | 0.15383 | 221.5379 | 22.5227 | 32.2957 | 0.59882 | 0.36999 | 188.7599 | 72.5046 | 104.5234 | 225.0849 | 83.1892 | 122.9432 | 324.2792 | 73.8311 | 86.6143
4428212 | VCUG | 9 | 05f_109019_419x230x572.dat | 0.0850;0.0850;0.1928 | 419;230;572 | (0.3498;73.1327;1.7235) | 60 | 5.7448 | 47 | 85.7359 | 60 | iodine | [138] | [100] | 1 | 5 | 60 | normal | none | 6.7588 | 5.7306 | 38.732 | 28.9735 | 24.566 | 711.7631 | 5.1564e-16 | 37.8465 | 0.11885 | 3.2754 | 469.1686 | 0.14618 | 110.293 | 563.6345 | 9.3302 | 286.7335 | 0.74081 | 42.6677 | 5.3059 | 7.0528 | 0.24207 | 181.7252 | 0.35366 | 432.8251 | 49.6998 | 70.6002 | 1.896 | 0.96126 | 394.2319 | 139.5913 | 214.4732 | 359.8922 | 136.0368 | 145.9724 | 623.9872 | 135.0252 | 165.2525
4428212 | VCUG | 9 | 05f_109019_419x230x572.dat | 0.0850;0.0850;0.1928 | 419;230;572 | (0.3498;73.1327;1.7235) | 60 | 6.3535 | 49 | 85.7359 | 60 | iodine | [138] | [100] | 1 | 5 | 60 | normal | none | 6.7588 | 5.7306 | 38.732 | 28.9735 | 24.566 | 711.7631 | 4.9233e-16 | 42.7457 | 0.13661 | 3.9815 | 497.1259 | 0.235 | 120.7666 | 599.74 | 10.7215 | 302.541 | 0.12308 | 47.4946 | 6.0941 | 7.6952 | 0.50618 | 194.8591 | 0.46475 | 464.2008 | 54.5183 | 77.6837 | 2.3159 | 1.1118 | 425.9338 | 149.8268 | 232.2856 | 377.1153 | 142.8804 | 148.3226 | 670.2618 | 144.0676 | 176.5343
4428212 | VCUG | 9 | 05f_109019_419x230x572.dat | 0.0850;0.0850;0.1928 | 419;230;572 | (0.3498;73.1327;1.7235) | 80 | 2.9 | 44 | 85.7359 | 60 | iodine | [138] | [100] | 1 | 5 | 60 | normal | none | 6.7588 | 5.7306 | 38.732 | 28.9735 | 24.566 | 711.7631 | 7.11e-16 | 22.7144 | 0.077086 | 2.0375 | 313.9652 | 0.14996 | 64.5919 | 349.7597 | 5.4886 | 192.5451 | 0.062508 | 25.1603 | 3.1629 | 4.0062 | 0.23392 | 113.8421 | 0.28612 | 274.4013 | 29.8607 | 43.0181 | 1.2251 | 0.56889 | 243.1075 | 90.2029 | 133.8485 | 255.0112 | 95.034 | 127.342 | 396.5247 | 88.5782 | 106.4258
4428212 | VCUG | 9 | 05f_109019_419x230x572.dat | 0.0850;0.0850;0.1928 | 419;230;572 | (0.3498;73.1327;1.7235) | 80 | 7.702 | 57 | 85.7359 | 60 | iodine | [138] | [100] | 1 | 5 | 60 | normal | none | 6.7588 | 5.7306 | 38.732 | 28.9735 | 24.566 | 711.7631 | 4.7521e-16 | 50.4708 | 0.20166 | 6.4587 | 532.4432 | 0.37392 | 136.1916 | 662.6395 | 14.4828 | 320.7033 | 0.16226 | 57.5414 | 8.0157 | 10.2556 | 0.52849 | 211.1086 | 0.63995 | 510.6842 | 61.1209 | 88.2629 | 3.5385 | 1.6612 | 481.3285 | 168.3186 | 261.4836 | 398.2361 | 150.9684 | 149.7966 | 727.0327 | 155.7127 | 194.2693
4428212 | VCUG | 9 | 05f_109019_419x230x572.dat | 0.0850;0.0850;0.1928 | 419;230;572 | (0.3498;73.1327;1.7235) | 80 | 8.502 | 60 | 85.7359 | 60 | iodine | [138] | [100] | 1 | 5 | 60 | normal | none | 6.7588 | 5.7306 | 38.732 | 28.9735 | 24.566 | 711.7631 | 4.6343e-16 | 53.9148 | 0.22107 | 6.7185 | 552.2678 | 0.32781 | 146.4414 | 698.4805 | 16.0048 | 331.2226 | 0.48089 | 62.0929 | 8.9137 | 12.3161 | 0.54346 | 219.2974 | 0.76969 | 534.9838 | 65.0728 | 93.7306 | 3.8135 | 1.6592 | 509.9318 | 177.175 | 275.9703 | 410.634 | 155.7357 | 151.069 | 763.4735 | 162.6195 | 203.7697
4428212 | VCUG | 9 | 05f_109019_419x230x572.dat | 0.0850;0.0850;0.1928 | 419;230;572 | (0.3498;73.1327;1.7235) | 110 | 3.9 | 52 | 85.7359 | 60 | iodine | [138] | [100] | 1 | 5 | 60 | normal | none | 6.7588 | 5.7306 | 38.732 | 28.9735 | 24.566 | 711.7631 | 6.3557e-16 | 32.1254 | 0.12958 | 3.8845 | 378.1166 | 0.23588 | 88.0138 | 445.2846 | 8.5764 | 228.8021 | 0.084653 | 35.7726 | 4.8806 | 6.6856 | 0.38888 | 141.2069 | 0.46878 | 345.0755 | 39.0216 | 56.1904 | 2.1088 | 0.85887 | 319.3978 | 115.0907 | 171.657 | 296.77 | 111.0989 | 133.2289 | 492.1086 | 108.3352 | 133.166
4428212 | VCUG | 9 | 05f_109019_419x230x572.dat | 0.0850;0.0850;0.1928 | 419;230;572 | (0.3498;73.1327;1.7235) | 110 | 7.85 | 62 | 85.7359 | 60 | iodine | [138] | [100] | 1 | 5 | 60 | normal | none | 6.7588 | 5.7306 | 38.732 | 28.9735 | 24.566 | 711.7631 | 5.0758e-16 | 48.1024 | 0.22197 | 6.4289 | 517.471 | 0.32501 | 132.7721 | 640.2684 | 14.5907 | 306.7867 | 0.0049996 | 56.9541 | 8.2469 | 11.179 | 0.69005 | 198.2529 | 0.74685 | 495.5042 | 58.7863 | 85.0007 | 3.7677 | 1.475 | 473.1631 | 166.1077 | 251.509 | 386.6804 | 146.0649 | 146.5598 | 704.5337 | 150.3131 | 188.9509
4428212 | VCUG | 9 | 05f_109019_419x230x572.dat | 0.0850;0.0850;0.1928 | 419;230;572 | (0.3498;73.1327;1.7235) | 110 | 9.9905 | 69 | 85.7359 | 60 | iodine | [138] | [100] | 1 | 5 | 60 | normal | none | 6.7588 | 5.7306 | 38.732 | 28.9735 | 24.566 | 711.7631 | 4.9077e-16 | 57.5421 | 0.26436 | 8.3448 | 555.5541 | 0.53357 | 150.4204 | 711.7368 | 17.7612 | 326.3027 | 0 | 65.6884 | 10.0096 | 12.7055 | 0.60395 | 215.7217 | 0.8948 | 543.9397 | 64.6493 | 94.111 | 4.8475 | 1.7857 | 529.1874 | 184.3189 | 278.0608 | 408.6254 | 155.2134 | 148.6819 | 771.6221 | 163.2641 | 207.4649
4428212 | VCUG | 10 | 05f_109019_419x230x572.dat | 0.0850;0.0850;0.1928 | 419;230;572 | (-0.1751;73.0726;1.7402) | 60 | 2.5 | 38 | 85.8561 | 60 | iodine | [138] | [100] | 1 | 5 | 60 | normal | none | 6.8214 | 5.7209 | 39.0247 | 29.283 | 24.5587 | 719.154 | 7.8692e-16 | 16.9548 | 0.045692 | 1.2685 | 319.2965 | 0.054913 | 73.76 | 286.2816 | 2.9491 | 186.754 | 0 | 27.4324 | 1.832 | 2.1784 | 0.10263 | 63.4209 | 0.17509 | 242.4015 | 14.8542 | 19.1062 | 0.69009 | 0.28361 | 189.8166 | 72.8172 | 104.7903 | 233.0638 | 82.8115 | 122.5298 | 335.105 | 76.7615 | 92.8962
4428212 | VCUG | 10 | 05f_109019_419x230x572.dat | 0.0850;0.0850;0.1928 | 419;230;572 | (-0.1751;73.0726;1.7402) | 60 | 5.7448 | 47 | 85.8561 | 60 | iodine | [138] | [100] | 1 | 5 | 60 | normal | none | 6.8214 | 5.7209 | 39.0247 | 29.283 | 24.5587 | 719.154 | 5.1096e-16 | 39.9112 | 0.12302 | 3.5228 | 545.7185 | 0.21597 | 153.9281 | 559.5943 | 8.4903 | 311.8643 | 0.010287 | 58.7874 | 5.1636 | 6.3612 | 0.36991 | 137.7781 | 0.36567 | 472.4446 | 35.8267 | 48.2895 | 1.8905 | 1.1619 | 400.7559 | 140.0555 | 214.9013 | 366.3367 | 135.4911 | 145.271 | 625.7444 | 137.5844 | 172.6969
4428212 | VCUG | 10 | 05f_109019_419x230x572.dat | 0.0850;0.0850;0.1928 | 419;230;572 | (-0.1751;73.0726;1.7402) | 60 | 6.3535 | 49 | 85.8561 | 60 | iodine | [138] | [100] | 1 | 5 | 60 | normal | none | 6.8214 | 5.7209 | 39.0247 | 29.283 | 24.5587 | 719.154 | 4.8786e-16 | 44.7692 | 0.14073 | 3.7878 | 574.1629 | 0.22388 | 164.6893 | 600.8099 | 9.8652 | 327.9642 | 0 | 64.2236 | 6.0259 | 7.2642 | 0.44976 | 148.9613 | 0.5023 | 505.0034 | 40.0916 | 53.6406 | 2.166 | 1.0878 | 433.2612 | 150.2945 | 232.7203 | 384.1363 | 142.3237 | 147.7667 | 681.4072 | 147.2649 | 184.3308
4428212 | VCUG | 10 | 05f_109019_419x230x572.dat | 0.0850;0.0850;0.1928 | 419;230;572 | (-0.1751;73.0726;1.7402) | 80 | 2.9 | 44 | 85.8561 | 60 | iodine | [138] | [100] | 1 | 5 | 60 | normal | none | 6.8214 | 5.7209 | 39.0247 | 29.283 | 24.5587 | 719.154 | 7.0454e-16 | 24.0298 | 0.077469 | 2.2456 | 369.0342 | 0.13973 | 94.9511 | 349.7592 | 4.9795 | 213.983 | 0.56618 | 36.2988 | 3.0766 | 3.605 | 0.15299 | 83.4131 | 0.23153 | 298.7899 | 21.2833 | 27.9998 | 1.1869 | 0.72487 | 245.0387 | 90.5334 | 134.1427 | 262.4162 | 94.6181 | 126.8009 | 402.7156 | 91.2562 | 112.1174
4428212 | VCUG | 10 | 05f_109019_419x230x572.dat | 0.0850;0.0850;0.1928 | 419;230;572 | (-0.1751;73.0726;1.7402) | 80 | 7.702 | 57 | 85.8561 | 60 | iodine | [138] | [100] | 1 | 5 | 60 | normal | none | 6.8214 | 5.7209 | 39.0247 | 29.283 | 24.5587 | 719.154 | 4.7089e-16 | 53.9696 | 0.20227 | 5.9992 | 610.1998 | 0.36503 | 185.1857 | 666.3058 | 13.4009 | 345.0876 | 0.087397 | 73.87 | 8.0914 | 9.535 | 0.55486 | 168.4919 | 0.67877 | 552.1614 | 47.0296 | 64.0716 | 3.5953 | 1.2573 | 481.5087 | 168.7954 | 261.9226 | 403.8744 | 150.3605 | 148.8025 | 744.5185 | 159.9465 | 202.1198
4428212 | VCUG | 10 | 05f_109019_419x230x572.dat | 0.0850;0.0850;0.1928 | 419;230;572 | (-0.1751;73.0726;1.7402) | 80 | 8.502 | 60 | 85.8561 | 60 | iodine | [138] | [100] | 1 | 5 | 60 | normal | none | 6.8214 | 5.7209 | 39.0247 | 29.283 | 24.5587 | 719.154 | 4.5923e-16 | 57.986 | 0.2269 | 6.3232 | 630.9673 | 0.37097 | 192.5326 | 694.922 | 14.7597 | 355.6377 | 0.62753 | 78.5813 | 8.987 | 10.6815 | 0.88757 | 179.3606 | 0.73599 | 577.5302 | 50.4822 | 69.2178 | 3.7604 | 1.7259 | 513.2053 | 177.7246 | 276.5266 | 415.1136 | 155.1784 | 150.5006 | 775.0995 | 166.2876 | 211.1823
4428212 | VCUG | 10 | 05f_109019_419x230x572.dat | 0.0850;0.0850;0.1928 | 419;230;572 | (-0.1751;73.0726;1.7402) | 110 | 3.9 | 52 | 85.8561 | 60 | iodine | [138] | [100] | 1 | 5 | 60 | normal | none | 6.8214 | 5.7209 | 39.0247 | 29.283 | 24.5587 | 719.154 | 6.2981e-16 | 32.9528 | 0.13435 | 3.7018 | 439.9428 | 0.18248 | 119.5822 | 448.3263 | 8.1001 | 250.3933 | 0.38985 | 47.6239 | 4.9258 | 5.901 | 0.43083 | 108.7742 | 0.38474 | 373.9069 | 29.266 | 39.8295 | 2.1926 | 0.8639 | 320.7638 | 115.4357 | 171.9717 | 302.6694 | 110.6809 | 132.5621 | 506.0739 | 111.3936 | 139.7502
4428212 | VCUG | 10 | 05f_109019_419x230x572.dat | 0.0850;0.0850;0.1928 | 419;230;572 | (-0.1751;73.0726;1.7402) | 110 | 7.85 | 62 | 85.8561 | 60 | iodine | [138] | [100] | 1 | 5 | 60 | normal | none | 6.8214 | 5.7209 | 39.0247 | 29.283 | 24.5587 | 719.154 | 5.0298e-16 | 53.0058 | 0.22178 | 6.7738 | 590.6163 | 0.48045 | 170.5008 | 642.4868 | 13.8038 | 330.0906 | 0.055109 | 71.2907 | 8.2593 | 10.4322 | 0.4969 | 163.3793 | 0.78486 | 534.9285 | 46.0055 | 62.9763 | 3.5838 | 1.8326 | 474.7874 | 166.6477 | 252.058 | 393.1623 | 145.5907 | 145.8602 | 714.875 | 153.8371 | 196.4152
4428212 | VCUG | 10 | 05f_109019_419x230x572.dat | 0.0850;0.0850;0.1928 | 419;230;572 | (-0.1751;73.0726;1.7402) | 110 | 9.9905 | 69 | 85.8561 | 60 | iodine | [138] | [100] | 1 | 5 | 60 | normal | none | 6.8214 | 5.7209 | 39.0247 | 29.283 | 24.5587 | 719.154 | 4.8632e-16 | 62.0372 | 0.25919 | 7.7924 | 631.1471 | 0.42087 | 192.9364 | 698.2016 | 16.7587 | 348.9466 | 0.34858 | 79.8177 | 10.0502 | 13.328 | 0.67203 | 182.3117 | 0.84851 | 585.1898 | 52.49 | 73.5646 | 4.6371 | 2.3593 | 530.226 | 184.895 | 278.6458 | 416.7347 | 154.7215 | 148.126 | 775.928 | 166.9118 | 214.0875
4428212 | VCUG | 11 | 05f_109019_419x230x572.dat | 0.0850;0.0850;0.1928 | 419;230;572 | (0.1749;69.2650;8.0852) | 60 | 2.5 | 38 | 83.87 | 60 | iodine | [138] | [75] | 1 | 5 | 60 | normal | none | 7.8373 | 10.1721 | 79.7219 | 32.8656 | 42.6569 | 1401.9446 | 3.8825e-16 | 880.3338 | 0.42534 | 46.8229 | 361.9571 | 1.0432 | 397.3981 | 394.3588 | 187.3481 | 927.4425 | 1.1995 | 371.1264 | 233.2515 | 127.4229 | 2.5483 | 528.1127 | 3.2585 | 326.6448 | 833.5341 | 345.035 | 30.4211 | 9.7847 | 284.1207 | 162.3048 | 235.4887 | 324.7543 | 150.4176 | 238.96 | 414.1399 | 305.5712 | 242.6213
4428212 | VCUG | 11 | 05f_109019_419x230x572.dat | 0.0850;0.0850;0.1928 | 419;230;572 | (0.1749;69.2650;8.0852) | 60 | 5.7448 | 47 | 83.87 | 60 | iodine | [138] | [75] | 1 | 5 | 60 | normal | none | 7.8373 | 10.1721 | 79.7219 | 32.8656 | 42.6569 | 1401.9446 | 2.5208e-16 | 1380.6973 | 1.3283 | 115.0336 | 662.4015 | 2.8482 | 753.9587 | 770.1042 | 385.421 | 1448.9288 | 1.8492 | 696.1206 | 378.2369 | 270.796 | 6.4606 | 953.6153 | 8.9022 | 654.1502 | 1291.0839 | 665.9717 | 74.0749 | 26.7361 | 563.3864 | 300.989 | 464.4638 | 546.1619 | 243.0938 | 284.4928 | 832.306 | 530.8624 | 449.9012
4428212 | VCUG | 11 | 05f_109019_419x230x572.dat | 0.0850;0.0850;0.1928 | 419;230;572 | (0.1749;69.2650;8.0852) | 60 | 6.3535 | 49 | 83.87 | 60 | iodine | [138] | [75] | 1 | 5 | 60 | normal | none | 7.8373 | 10.1721 | 79.7219 | 32.8656 | 42.6569 | 1401.9446 | 2.4069e-16 | 1438.2936 | 1.5498 | 123.5874 | 703.8989 | 3.6069 | 812.3796 | 826.4226 | 415.7665 | 1507.9274 | 3.8196 | 742.4135 | 395.6284 | 295.5735 | 7.1478 | 1009.315 | 10.1837 | 703.4003 | 1341.0308 | 713.2055 | 82.6173 | 30.9189 | 609.7936 | 321.672 | 500.6444 | 578.4019 | 255.2195 | 289.3763 | 894.9761 | 561.9102 | 479.6676
4428212 | VCUG | 11 | 05f_109019_419x230x572.dat | 0.0850;0.0850;0.1928 | 419;230;572 | (0.1749;69.2650;8.0852) | 80 | 2.9 | 44 | 83.87 | 60 | iodine | [138] | [75] | 1 | 5 | 60 | normal | none | 7.8373 | 10.1721 | 79.7219 | 32.8656 | 42.6569 | 1401.9446 | 3.4761e-16 | 988.7071 | 0.82453 | 68.8136 | 433.2498 | 2.0101 | 482.3859 | 483.5367 | 237.9997 | 1030.1909 | 0.86846 | 449.4463 | 265.0879 | 166.6228 | 3.659 | 626.7162 | 5.4231 | 408.7105 | 920.7277 | 420.3616 | 43.7997 | 15.4647 | 357.1002 | 197.8452 | 294.7473 | 376.94 | 171.1642 | 247.8638 | 516.8791 | 357.6219 | 292.8745
4428212 | VCUG | 11 | 05f_109019_419x230x572.dat | 0.0850;0.0850;0.1928 | 419;230;572 | (0.1749;69.2650;8.0852) | 80 | 7.702 | 57 | 83.87 | 60 | iodine | [138] | [75] | 1 | 5 | 60 | normal | none | 7.8373 | 10.1721 | 79.7219 | 32.8656 | 42.6569 | 1401.9446 | 2.3231e-16 | 1481.7022 | 2.3446 | 157.6359 | 761.7711 | 4.6945 | 888.1518 | 907.6082 | 461.2294 | 1552.8128 | 2.0387 | 805.5911 | 414.9128 | 335.2232 | 9.2943 | 1079.1864 | 13.0367 | 777.0521 | 1367.6754 | 770.8966 | 99.8046 | 38.714 | 679.813 | 357.4266 | 556.7488 | 617.3888 | 269.621 | 292.619 | 962.1465 | 597.3808 | 522.8326
4428212 | VCUG | 11 | 05f_109019_419x230x572.dat | 0.0850;0.0850;0.1928 | 419;230;572 | (0.1749;69.2650;8.0852) | 80 | 8.502 | 60 | 83.87 | 60 | iodine | [138] | [75] | 1 | 5 | 60 | normal | none | 7.8373 | 10.1721 | 79.7219 | 32.8656 | 42.6569 | 1401.9446 | 2.2655e-16 | 1513.7363 | 2.6748 | 171.6118 | 793.3719 | 4.843 | 935.6792 | 953.0704 | 486.4667 | 1587.7149 | 2.3455 | 840.4251 | 426.5113 | 351.2394 | 9.5638 | 1117.2269 | 13.8392 | 815.5743 | 1393.5432 | 803.9655 | 107.397 | 40.5046 | 714.1407 | 374.9666 | 585.4781 | 638.7355 | 277.9727 | 295.6146 | 1009.7461 | 618.8588 | 545.7884
4428212 | VCUG | 11 | 05f_109019_419x230x572.dat | 0.0850;0.0850;0.1928 | 419;230;572 | (0.1749;69.2650;8.0852) | 110 | 3.9 | 52 | 83.87 | 60 | iodine | [138] | [75] | 1 | 5 | 60 | normal | none | 7.8373 | 10.1721 | 79.7219 | 32.8656 | 42.6569 | 1401.9446 | 3.1073e-16 | 1113.5259 | 1.4762 | 101.4373 | 531.7415 | 3.2697 | 609.7183 | 613.3548 | 305.7795 | 1168.0421 | 1.7247 | 554.655 | 306.5744 | 215.8923 | 5.8304 | 753.7645 | 8.0065 | 521.5721 | 1038.5421 | 522.7628 | 61.8536 | 22.4739 | 453.5717 | 247.8722 | 370.9984 | 446.8637 | 199.3123 | 259.6004 | 651.3938 | 426.0397 | 361.7043
4428212 | VCUG | 11 | 05f_109019_419x230x572.dat | 0.0850;0.0850;0.1928 | 419;230;572 | (0.1749;69.2650;8.0852) | 110 | 7.85 | 62 | 83.87 | 60 | iodine | [138] | [75] | 1 | 5 | 60 | normal | none | 7.8373 | 10.1721 | 79.7219 | 32.8656 | 42.6569 | 1401.9446 | 2.4817e-16 | 1418.9476 | 2.6092 | 161.5587 | 737.1564 | 5.1001 | 864.2065 | 875.1265 | 448.8861 | 1485.5955 | 4.0077 | 778.5394 | 398.6181 | 324.9992 | 11.2649 | 1036.4676 | 13.2998 | 753.9594 | 1305.759 | 745.8199 | 98.767 | 38.6687 | 661.2407 | 351.3225 | 533.6747 | 599.7409 | 260.7832 | 286.2261 | 930.8141 | 576.2056 | 506.9879
4428212 | VCUG | 11 | 05f_109019_419x230x572.dat | 0.0850;0.0850;0.1928 | 419;230;572 | (0.1749;69.2650;8.0852) | 110 | 9.9905 | 69 | 83.87 | 60 | iodine | [138] | [75] | 1 | 5 | 60 | normal | none | 7.8373 | 10.1721 | 79.7219 | 32.8656 | 42.6569 | 1401.9446 | 2.3996e-16 | 1475.5144 | 3.2766 | 187.9337 | 797.9763 | 6.2745 | 949.8368 | 974.5079 | 497.6308 | 1543.985 | 2.1141 | 845.1514 | 420.4503 | 363.3234 | 12.2855 | 1115.4082 | 16.1008 | 826.8148 | 1353.4091 | 810.3535 | 115.3165 | 46.0457 | 737.3404 | 386.8387 | 585.2946 | 644.7288 | 276.8595 | 290.7357 | 1019.3493 | 617.4452 | 553.1089
4428212 | VCUG | 12 | 05f_109019_419x230x572.dat | 0.0850;0.0850;0.1928 | 419;230;572 | (0.1749;69.2650;8.0852) | 60 | 2.5 | 38 | 83.87 | 60 | iodine | [138] | [10] | 1 | 5 | 60 | normal | none | 7.8373 | 10.1721 | 79.7219 | 32.8656 | 42.6569 | 1401.9446 | 3.8825e-16 | 880.3338 | 0.42524 | 46.8254 | 363.1419 | 1.0432 | 397.4754 | 399.2268 | 187.361 | 927.5713 | 1.1995 | 371.1779 | 233.2566 | 127.4229 | 2.5483 | 528.19 | 3.2585 | 329.2462 | 833.5598 | 345.1123 | 30.4262 | 9.7847 | 327.2115 | 162.5127 | 235.7911 | 325.631 | 150.8934 | 239.2764 | 416.3292 | 305.8668 | 244.9554
4428212 | VCUG | 12 | 05f_109019_419x230x572.dat | 0.0850;0.0850;0.1928 | 419;230;572 | (0.1749;69.2650;8.0852) | 60 | 5.7448 | 47 | 83.87 | 60 | iodine | [138] | [10] | 1 | 5 | 60 | normal | none | 7.8373 | 10.1721 | 79.7219 | 32.8656 | 42.6569 | 1401.9446 | 2.5208e-16 | 1380.6973 | 1.3289 | 115.0733 | 665.6147 | 2.8482 | 753.919 | 775.8959 | 385.4528 | 1449.3255 | 1.8492 | 696.2792 | 378.2527 | 270.8198 | 6.4606 | 953.8534 | 8.9022 | 660.4973 | 1291.2425 | 666.2097 | 74.0868 | 26.7361 | 640.2659 | 301.6008 | 465.4003 | 548.0232 | 244.3002 | 285.2498 | 829.2911 | 530.9174 | 453.9648
4428212 | VCUG | 12 | 05f_109019_419x230x572.dat | 0.0850;0.0850;0.1928 | 419;230;572 | (0.1749;69.2650;8.0852) | 60 | 6.3535 | 49 | 83.87 | 60 | iodine | [138] | [10] | 1 | 5 | 60 | normal | none | 7.8373 | 10.1721 | 79.7219 | 32.8656 | 42.6569 | 1401.9446 | 2.4069e-16 | 1438.3767 | 1.5496 | 123.6539 | 707.6797 | 3.6069 | 812.8366 | 837.0173 | 415.808 | 1508.3844 | 3.8196 | 742.5796 | 395.6492 | 295.6026 | 7.1478 | 1009.6059 | 10.1837 | 710.5049 | 1341.1554 | 713.4963 | 82.634 | 30.9189 | 690.936 | 322.3995 | 501.7598 | 580.7718 | 256.5748 | 290.2678 | 893.0234 | 562.1523 | 484.4042
4428212 | VCUG | 12 | 05f_109019_419x230x572.dat | 0.0850;0.0850;0.1928 | 419;230;572 | (0.1749;69.2650;8.0852) | 80 | 2.9 | 44 | 83.87 | 60 | iodine | [138] | [10] | 1 | 5 | 60 | normal | none | 7.8373 | 10.1721 | 79.7219 | 32.8656 | 42.6569 | 1401.9446 | 3.4761e-16 | 988.7358 | 0.82473 | 68.8252 | 435.0334 | 2.0101 | 482.501 | 489.3479 | 238.0227 | 1030.4498 | 0.86846 | 449.5614 | 265.0965 | 166.6544 | 3.659 | 626.8601 | 5.4234 | 412.249 | 920.814 | 420.4767 | 43.7939 | 15.387 | 406.1789 | 198.2202 | 295.3143 | 378.0516 | 171.8763 | 248.3114 | 518.1736 | 357.9076 | 295.625
4428212 | VCUG | 12 | 05f_109019_419x230x572.dat | 0.0850;0.0850;0.1928 | 419;230;572 | (0.1749;69.2650;8.0852) | 80 | 7.702 | 57 | 83.87 | 60 | iodine | [138] | [10] | 1 | 5 | 60 | normal | none | 7.8373 | 10.1721 | 79.7219 | 32.8656 | 42.6569 | 1401.9446 | 2.3231e-16 | 1481.7452 | 2.3448 | 157.6445 | 766.4199 | 4.6945 | 888.7975 | 920.5218 | 461.2725 | 1553.5877 | 2.0387 | 805.9354 | 414.9515 | 335.3523 | 9.2917 | 1079.9612 | 13.0487 | 785.3598 | 1367.8476 | 771.284 | 99.8218 | 38.714 | 759.0162 | 358.4627 | 558.3844 | 620.3985 | 271.2839 | 293.5814 | 956.7658 | 597.5129 | 527.8291
4428212 | VCUG | 12 | 05f_109019_419x230x572.dat | 0.0850;0.0850;0.1928 | 419;230;572 | (0.1749;69.2650;8.0852) | 80 | 8.502 | 60 | 83.87 | 60 | iodine | [138] | [10] | 1 | 5 | 60 | normal | none | 7.8373 | 10.1721 | 79.7219 | 32.8656 | 42.6569 | 1401.9446 | 2.2655e-16 | 1513.957 | 2.6744 | 171.5412 | 798.5363 | 4.843 | 936.4296 | 960.3976 | 486.555 | 1588.5977 | 2.3455 | 840.7783 | 426.5555 | 351.3277 | 9.555 | 1118.1097 | 13.8419 | 824.2258 | 1393.7639 | 804.3186 | 107.4588 | 40.5046 | 798.757 | 376.122 | 587.302 | 641.7811 | 279.7754 | 296.6738 | 1004.5817 | 619.0627 | 550.6278
4428212 | VCUG | 12 | 05f_109019_419x230x572.dat | 0.0850;0.0850;0.1928 | 419;230;572 | (0.1749;69.2650;8.0852) | 110 | 3.9 | 52 | 83.87 | 60 | iodine | [138] | [10] | 1 | 5 | 60 | normal | none | 7.8373 | 10.1721 | 79.7219 | 32.8656 | 42.6569 | 1401.9446 | 3.1073e-16 | 1113.6546 | 1.4769 | 101.4438 | 534.5735 | 3.2697 | 610.2332 | 621.529 | 305.8149 | 1168.4926 | 1.7247 | 554.8481 | 306.597 | 215.9245 | 5.7818 | 754.215 | 8.0059 | 526.5924 | 1038.6386 | 522.9881 | 61.8697 | 22.4739 | 511.306 | 248.4892 | 371.9521 | 448.5217 | 200.2909 | 260.2198 | 650.8146 | 426.3195 | 365.1703
4428212 | VCUG | 12 | 05f_109019_419x230x572.dat | 0.0850;0.0850;0.1928 | 419;230;572 | (0.1749;69.2650;8.0852) | 110 | 7.85 | 62 | 83.87 | 60 | iodine | [138] | [10] | 1 | 5 | 60 | normal | none | 7.8373 | 10.1721 | 79.7219 | 32.8656 | 42.6569 | 1401.9446 | 2.4817e-16 | 1419.2699 | 2.6095 | 161.5305 | 741.5889 | 5.0981 | 864.7707 | 885.8449 | 448.9264 | 1486.4417 | 4.0077 | 778.8215 | 398.6504 | 325.0919 | 11.2649 | 1037.4347 | 13.3086 | 761.6558 | 1305.9201 | 746.1825 | 98.8194 | 38.6248 | 736.552 | 352.3706 | 535.3216 | 602.8919 | 262.3434 | 287.1601 | 930.935 | 576.7989 | 511.6698
4428212 | VCUG | 12 | 05f_109019_419x230x572.dat | 0.0850;0.0850;0.1928 | 419;230;572 | (0.1749;69.2650;8.0852) | 110 | 9.9905 | 69 | 83.87 | 60 | iodine | [138] | [10] | 1 | 5 | 60 | normal | none | 7.8373 | 10.1721 | 79.7219 | 32.8656 | 42.6569 | 1401.9446 | 2.3996e-16 | 1475.5977 | 3.2779 | 187.942 | 802.6438 | 6.2745 | 951.1704 | 988.7605 | 497.7142 | 1544.9018 | 2.1141 | 845.5265 | 420.492 | 363.4818 | 12.2855 | 1116.575 | 16.0966 | 835.3997 | 1353.6175 | 810.8536 | 115.354 | 46.2124 | 808.9366 | 388.0753 | 587.2635 | 647.9878 | 278.6867 | 291.8244 | 1025.7671 | 618.6208 | 558.0871
4428212 | VCUG | 1 | 05m_109019_419x230x572.dat | 0.0850;0.0850;0.1928 | 419;230;572 | (0.1749;69.2650;7.9602) | 60 | 2.5 | 38 | 83.87 | 60 | iodine | [138] | [0] | 1 | 5 | 65 | normal | none | 7.8373 | 10.2516 | 80.3445 | 32.8656 | 42.99 | 1412.893 | 3.8464e-16 | 879.5011 | 0.43061 | 46.675 | 364.1861 | 1.1634 | 392.3164 | 512.8451 | 187.0769 | 927.7542 | 1.1306 | 371.2057 | 233.5101 | 129.8076 | 2.1901 | 528.6782 | 3.359 | 330.2061 | 833.0938 | 344.2973 | 30.2206 | 10.1984 | 494.1523 | 162.7169 | 236.0099 | 327.6375 | 154.3811 | 242.2446 | 472.9115 | 310.3694 | 261.4732
4428212 | VCUG | 1 | 05m_109019_419x230x572.dat | 0.0850;0.0850;0.1928 | 419;230;572 | (0.1749;69.2650;7.9602) | 60 | 5.7448 | 47 | 83.87 | 60 | iodine | [138] | [0] | 1 | 5 | 65 | normal | none | 7.8373 | 10.2516 | 80.3445 | 32.8656 | 42.99 | 1412.893 | 2.4973e-16 | 1377.4155 | 1.3294 | 112.9787 | 667.5248 | 3.1507 | 767.0728 | 794.9831 | 385.5866 | 1450.3347 | 5.9304 | 696.3561 | 378.9434 | 277.241 | 5.7959 | 955.7177 | 9.0698 | 662.4793 | 1293.0039 | 666.1232 | 74.7772 | 29.8808 | 894.9717 | 302.3176 | 466.3081 | 547.1951 | 250.2882 | 289.5021 | 827.2982 | 532.6942 | 466.4686
4428212 | VCUG | 1 | 05m_109019_419x230x572.dat | 0.0850;0.0850;0.1928 | 419;230;572 | (0.1749;69.2650;7.9602) | 60 | 6.3535 | 49 | 83.87 | 60 | iodine | [138] | [0] | 1 | 5 | 65 | normal | none | 7.8373 | 10.2516 | 80.3445 | 32.8656 | 42.99 | 1412.893 | 2.3844e-16 | 1446.0583 | 1.5683 | 123.5776 | 709.357 | 3.9022 | 822.9699 | 835.6774 | 415.6998 | 1508.9669 | 4.1021 | 742.9083 | 396.1688 | 300.1997 | 7.094 | 1012.157 | 10.2562 | 712.3767 | 1341.2527 | 712.2089 | 82.8758 | 30.0862 | 947.1514 | 323.1686 | 502.7793 | 575.9301 | 262.9222 | 294.9632 | 883.6138 | 563.5609 | 495.1287
4428212 | VCUG | 1 | 05m_109019_419x230x572.dat | 0.0850;0.0850;0.1928 | 419;230;572 | (0.1749;69.2650;7.9602) | 80 | 2.9 | 44 | 83.87 | 60 | iodine | [138] | [0] | 1 | 5 | 65 | normal | none | 7.8373 | 10.2516 | 80.3445 | 32.8656 | 42.99 | 1412.893 | 3.4437e-16 | 985.6265 | 0.83044 | 68.6036 | 436.5946 | 1.8147 | 478.3521 | 557.7435 | 237.5731 | 1031.5074 | 1.5638 | 449.6039 | 265.0116 | 169.0537 | 3.4338 | 626.1292 | 5.2354 | 413.509 | 920.3479 | 419.8103 | 43.5811 | 15.887 | 583.9653 | 198.642 | 295.8412 | 376.2373 | 175.9787 | 251.8792 | 548.2479 | 359.95 | 308.7312
4428212 | VCUG | 1 | 05m_109019_419x230x572.dat | 0.0850;0.0850;0.1928 | 419;230;572 | (0.1749;69.2650;7.9602) | 80 | 7.702 | 57 | 83.87 | 60 | iodine | [138] | [0] | 1 | 5 | 65 | normal | none | 7.8373 | 10.2516 | 80.3445 | 32.8656 | 42.99 | 1412.893 | 2.3014e-16 | 1487.8178 | 2.3557 | 158.0413 | 768.8282 | 5.2359 | 894.6633 | 881.6714 | 462.2355 | 1554.6459 | 1.3413 | 806.1529 | 414.7258 | 337.9994 | 9.1752 | 1078.3757 | 12.8538 | 788.8158 | 1366.9795 | 771.0008 | 99.7165 | 40.9577 | 1007.1589 | 359.4855 | 559.7733 | 617.0755 | 277.9573 | 298.1456 | 903.6143 | 594.9037 | 534.994
4428212 | VCUG | 1 | 05m_109019_419x230x572.dat | 0.0850;0.0850;0.1928 | 419;230;572 | (0.1749;69.2650;7.9602) | 80 | 8.502 | 60 | 83.87 | 60 | iodine | [138] | [0] | 1 | 5 | 65 | normal | none | 7.8373 | 10.2516 | 80.3445 | 32.8656 | 42.99 | 1412.893 | 2.2445e-16 | 1509.6346 | 2.6826 | 172.8931 | 800.0177 | 4.9593 | 934.0371 | 906.2798 | 487.1126 | 1588.1393 | 2.4455 | 840.9186 | 426.3939 | 359.7584 | 9.1341 | 1119.9624 | 14.2035 | 827.9087 | 1392.724 | 803.8939 | 107.3314 | 43.6922 | 1047.1606 | 377.1652 | 588.7536 | 640.776 | 286.7185 | 301.2311 | 942.5024 | 615.002 | 556.6762
4428212 | VCUG | 1 | 05m_109019_419x230x572.dat | 0.0850;0.0850;0.1928 | 419;230;572 | (0.1749;69.2650;7.9602) | 110 | 3.9 | 52 | 83.87 | 60 | iodine | [138] | [0] | 1 | 5 | 65 | normal | none | 7.8373 | 10.2516 | 80.3445 | 32.8656 | 42.99 | 1412.893 | 3.0784e-16 | 1115.9622 | 1.4889 | 99.2652 | 534.8523 | 3.1429 | 603.3615 | 655.5636 | 306.2805 | 1169.2687 | 0.95877 | 554.9601 | 306.8295 | 218.9922 | 5.2696 | 754.0882 | 8.3403 | 527.0561 | 1038.195 | 523.0281 | 60.8104 | 25.1285 | 705.037 | 249.044 | 372.6476 | 449.4262 | 205.1014 | 263.7174 | 656.863 | 427.0546 | 375.8806
4428212 | VCUG | 1 | 05m_109019_419x230x572.dat | 0.0850;0.0850;0.1928 | 419;230;572 | (0.1749;69.2650;7.9602) | 110 | 7.85 | 62 | 83.87 | 60 | iodine | [138] | [0] | 1 | 5 | 65 | normal | none | 7.8373 | 10.2516 | 80.3445 | 32.8656 | 42.99 | 1412.893 | 2.4586e-16 | 1419.1895 | 2.5974 | 161.1251 | 744.3708 | 5.4792 | 858.4608 | 853.7426 | 449.7706 | 1485.9352 | 2.2537 | 778.9029 | 399.0301 | 328.8556 | 10.8396 | 1037.9948 | 13.3528 | 763.3655 | 1305.6283 | 745.591 | 98.0645 | 39.4511 | 969.6629 | 353.3343 | 536.6277 | 598.3601 | 268.7647 | 291.4308 | 867.0429 | 571.8644 | 518.4523
4428212 | VCUG | 1 | 05m_109019_419x230x572.dat | 0.0850;0.0850;0.1928 | 419;230;572 | (0.1749;69.2650;7.9602) | 110 | 9.9905 | 69 | 83.87 | 60 | iodine | [138] | [0] | 1 | 5 | 65 | normal | none | 7.8373 | 10.2516 | 80.3445 | 32.8656 | 42.99 | 1412.893 | 2.3773e-16 | 1476.4117 | 3.2797 | 187.0637 | 805.5717 | 6.2781 | 937.9057 | 905.6424 | 497.7879 | 1545.7756 | 3.8626 | 845.3644 | 420.3981 | 368.0913 | 11.7877 | 1116.7627 | 15.9625 | 838.6762 | 1353.7104 | 810.3249 | 114.4483 | 44.9666 | 1033.8962 | 389.2173 | 588.8069 | 640.6821 | 285.393 | 296.5816 | 927.7261 | 610.4099 | 559.9487
4428212 | VCUG | 2 | 05m_109019_419x230x572.dat | 0.0850;0.0850;0.1928 | 419;230;572 | (0.3498;73.1327;-1.5948) | 60 | 2.5 | 38 | 85.7359 | 60 | iodine | [138] | [10] | 0 | 5 | 65 | normal | none | 6.7588 | 4.5119 | 30.4949 | 28.9735 | 19.3416 | 560.3928 | 9.3988e-16 | 2.7116 | 0.027272 | 0.33837 | 139.8375 | 0.013332 | 7.8762 | 192.4828 | 0.66822 | 14.3668 | 0 | 2.9212 | 0.46383 | 0.47386 | 0.07392 | 12.5463 | 0.078804 | 85.6442 | 4.1149 | 5.3337 | 0.16193 | 0.17316 | 316.4246 | 58.2372 | 81.3705 | 100.3757 | 89.3061 | 99.8089 | 233.9776 | 35.5819 | 58.7863
4428212 | VCUG | 2 | 05m_109019_419x230x572.dat | 0.0850;0.0850;0.1928 | 419;230;572 | (0.3498;73.1327;-1.5948) | 60 | 5.7448 | 47 | 85.7359 | 60 | iodine | [138] | [10] | 0 | 5 | 65 | normal | none | 6.7588 | 4.5119 | 30.4949 | 28.9735 | 19.3416 | 560.3928 | 6.1028e-16 | 8.5368 | 0.066603 | 0.86584 | 261.1438 | 0.022572 | 21.6017 | 391.3634 | 2.0923 | 35.2692 | 0 | 8.4429 | 1.3466 | 1.5831 | 0.14599 | 31.7659 | 0.1487 | 189.881 | 10.8077 | 14.042 | 0.52925 | 0.29555 | 602.5626 | 111.3784 | 166.464 | 180.4902 | 143.9615 | 119.5475 | 473.6375 | 69.2045 | 113.6444
4428212 | VCUG | 2 | 05m_109019_419x230x572.dat | 0.0850;0.0850;0.1928 | 419;230;572 | (0.3498;73.1327;-1.5948) | 60 | 6.3535 | 49 | 85.7359 | 60 | iodine | [138] | [10] | 0 | 5 | 65 | normal | none | 6.7588 | 4.5119 | 30.4949 | 28.9735 | 19.3416 | 560.3928 | 5.827e-16 | 9.6027 | 0.072872 | 1.152 | 278.4778 | 0.12655 | 23.3961 | 418.2229 | 2.5795 | 39.5827 | 0.043592 | 9.7427 | 1.5162 | 1.884 | 0.15273 | 35.2272 | 0.1756 | 207.4811 | 11.9328 | 15.8309 | 0.59758 | 0.19645 | 644.8219 | 119.4864 | 180.2895 | 192.1899 | 150.8723 | 121.7693 | 510.6027 | 74.38 | 121.6479
4428212 | VCUG | 2 | 05m_109019_419x230x572.dat | 0.0850;0.0850;0.1928 | 419;230;572 | (0.3498;73.1327;-1.5948) | 80 | 2.9 | 44 | 85.7359 | 60 | iodine | [138] | [10] | 0 | 5 | 65 | normal | none | 6.7588 | 4.5119 | 30.4949 | 28.9735 | 19.3416 | 560.3928 | 8.4149e-16 | 4.7385 | 0.0403 | 0.50062 | 169.1634 | 0.077068 | 11.8745 | 245.1473 | 1.2267 | 20.9199 | 0.17312 | 5.0288 | 0.81853 | 0.88475 | 0.126 | 18.605 | 0.082922 | 114.0424 | 6.3253 | 8.1046 | 0.32245 | 0.32482 | 385.9207 | 72.2691 | 104.1301 | 120.3992 | 101.2914 | 103.6725 | 299.7287 | 44.6363 | 72.8365
4428212 | VCUG | 2 | 05m_109019_419x230x572.dat | 0.0850;0.0850;0.1928 | 419;230;572 | (0.3498;73.1327;-1.5948) | 80 | 7.702 | 57 | 85.7359 | 60 | iodine | [138] | [10] | 0 | 5 | 65 | normal | none | 6.7588 | 4.5119 | 30.4949 | 28.9735 | 19.3416 | 560.3928 | 5.6246e-16 | 12.5856 | 0.098938 | 1.6676 | 302.8117 | 0.10162 | 29.7531 | 462.5026 | 3.6799 | 47.6032 | 0.042572 | 13.2562 | 2.2448 | 2.9659 | 0.35142 | 42.9967 | 0.26619 | 237.1361 | 15.3564 | 19.8289 | 0.79993 | 0.34084 | 700.421 | 134.3547 | 203.2225 | 208.9738 | 158.5965 | 123.0623 | 553.9399 | 81.7269 | 134.0622
4428212 | VCUG | 2 | 05m_109019_419x230x572.dat | 0.0850;0.0850;0.1928 | 419;230;572 | (0.3498;73.1327;-1.5948) | 80 | 8.502 | 60 | 85.7359 | 60 | iodine | [138] | [10] | 0 | 5 | 65 | normal | none | 6.7588 | 4.5119 | 30.4949 | 28.9735 | 19.3416 | 560.3928 | 5.4853e-16 | 14.4468 | 0.10862 | 2.2396 | 315.6436 | 0.1288 | 35.2597 | 483.547 | 4.2838 | 51.4411 | 0.029778 | 14.7511 | 2.5142 | 3.1402 | 0.25379 | 46.5809 | 0.32771 | 252.2925 | 16.3688 | 21.9332 | 1.0455 | 0.47542 | 733.7977 | 141.4476 | 214.588 | 217.7046 | 163.3014 | 124.3776 | 595.5919 | 87.1775 | 140.679
4428212 | VCUG | 2 | 05m_109019_419x230x572.dat | 0.0850;0.0850;0.1928 | 419;230;572 | (0.3498;73.1327;-1.5948) | 110 | 3.9 | 52 | 85.7359 | 60 | iodine | [138] | [10] | 0 | 5 | 65 | normal | none | 6.7588 | 4.5119 | 30.4949 | 28.9735 | 19.3416 | 560.3928 | 7.5225e-16 | 8.4072 | 0.06532 | 1.1015 | 208.7473 | 0.070667 | 17.9249 | 314.5632 | 2.2825 | 29.4224 | 0 | 8.0493 | 1.4076 | 1.7469 | 0.16952 | 26.7518 | 0.20207 | 152.8615 | 9.1179 | 12.2275 | 0.58067 | 0.22546 | 478.2058 | 92.1814 | 133.6393 | 146.2786 | 117.62 | 108.7241 | 376.2715 | 55.969 | 91.7166
4428212 | VCUG | 2 | 05m_109019_419x230x572.dat | 0.0850;0.0850;0.1928 | 419;230;572 | (0.3498;73.1327;-1.5948) | 110 | 7.85 | 62 | 85.7359 | 60 | iodine | [138] | [10] | 0 | 5 | 65 | normal | none | 6.7588 | 4.5119 | 30.4949 | 28.9735 | 19.3416 | 560.3928 | 6.0077e-16 | 13.0805 | 0.10611 | 2.0895 | 294.4202 | 0.17098 | 32.3083 | 447.7557 | 3.9922 | 46.6149 | 0 | 13.7607 | 2.4059 | 3.3237 | 0.38587 | 42.5368 | 0.27693 | 231.6845 | 15.0704 | 20.2672 | 1.051 | 0.53677 | 674.6131 | 132.8659 | 195.757 | 204.0385 | 153.3235 | 120.5212 | 553.4694 | 81.1128 | 130.6558
4428212 | VCUG | 2 | 05m_109019_419x230x572.dat | 0.0850;0.0850;0.1928 | 419;230;572 | (0.3498;73.1327;-1.5948) | 110 | 9.9905 | 69 | 85.7359 | 60 | iodine | [138] | [10] | 0 | 5 | 65 | normal | none | 6.7588 | 4.5119 | 30.4949 | 28.9735 | 19.3416 | 560.3928 | 5.8089e-16 | 15.6578 | 0.13013 | 2.4122 | 319.7352 | 0.20285 | 36.1482 | 481.6601 | 4.976 | 53.7747 | 0.028439 | 16.6924 | 2.9483 | 3.8314 | 0.31156 | 49.0044 | 0.32015 | 260.4466 | 17.5025 | 24.4368 | 1.4362 | 0.54482 | 733.7746 | 147.5292 | 216.6112 | 222.2184 | 162.3011 | 122.5553 | 602.9401 | 88.6927 | 142.4132
4428212 | VCUG | 3 | 05m_109019_419x230x572.dat | 0.0850;0.0850;0.1928 | 419;230;572 | (0.3498;73.1327;-1.5948) | 60 | 2.5 | 38 | 85.7359 | 60 | iodine | [138] | [30] | 0 | 5 | 65 | normal | none | 6.7588 | 4.5119 | 30.4949 | 28.9735 | 19.3416 | 560.3928 | 9.3988e-16 | 2.7098 | 0.027057 | 0.33704 | 139.146 | 0.013332 | 7.7519 | 189.9824 | 0.66214 | 14.2944 | 0 | 2.8863 | 0.46105 | 0.46742 | 0.07392 | 12.4687 | 0.078274 | 84.1568 | 4.112 | 5.3075 | 0.16139 | 0.17514 | 298.1456 | 58.0074 | 81.035 | 99.5392 | 88.9985 | 99.6867 | 227.8066 | 34.997 | 57.6646
4428212 | VCUG | 3 | 05m_109019_419x230x572.dat | 0.0850;0.0850;0.1928 | 419;230;572 | (0.3498;73.1327;-1.5948) | 60 | 5.7448 | 47 | 85.7359 | 60 | iodine | [138] | [30] | 0 | 5 | 65 | normal | none | 6.7588 | 4.5119 | 30.4949 | 28.9735 | 19.3416 | 560.3928 | 6.1028e-16 | 8.4817 | 0.066548 | 0.83806 | 259.4724 | 0.022939 | 21.4788 | 386.7917 | 2.0745 | 34.9448 | 0 | 8.3393 | 1.3419 | 1.5747 | 0.14599 | 31.5218 | 0.15201 | 186.2761 | 10.7314 | 13.8817 | 0.52108 | 0.25038 | 574.6081 | 110.7522 | 165.5012 | 178.4743 | 143.1836 | 119.2048 | 456.8746 | 67.6401 | 111.6547
4428212 | VCUG | 3 | 05m_109019_419x230x572.dat | 0.0850;0.0850;0.1928 | 419;230;572 | (0.3498;73.1327;-1.5948) | 60 | 6.3535 | 49 | 85.7359 | 60 | iodine | [138] | [30] | 0 | 5 | 65 | normal | none | 6.7588 | 4.5119 | 30.4949 | 28.9735 | 19.3416 | 560.3928 | 5.827e-16 | 9.4592 | 0.072684 | 1.1206 | 276.5042 | 0.12535 | 23.2073 | 412.0792 | 2.5421 | 39.1983 | 0.043592 | 9.6184 | 1.5087 | 1.8805 | 0.1295 | 34.9045 | 0.17695 | 203.6198 | 11.8582 | 15.6326 | 0.59562 | 0.16467 | 615.3043 | 118.782 | 179.1983 | 189.8881 | 150.0227 | 121.3781 | 491.4334 | 72.5779 | 119.3884
4428212 | VCUG | 3 | 05m_109019_419x230x572.dat | 0.0850;0.0850;0.1928 | 419;230;572 | (0.3498;73.1327;-1.5948) | 80 | 2.9 | 44 | 85.7359 | 60 | iodine | [138] | [30] | 0 | 5 | 65 | normal | none | 6.7588 | 4.5119 | 30.4949 | 28.9735 | 19.3416 | 560.3928 | 8.4149e-16 | 4.6257 | 0.040161 | 0.47804 | 167.975 | 0.076356 | 11.5664 | 240.9405 | 1.2164 | 20.7441 | 0.17312 | 4.9669 | 0.81656 | 0.87662 | 0.126 | 18.4565 | 0.081078 | 112.0733 | 6.285 | 8.0605 | 0.31694 | 0.32123 | 366.3483 | 71.9156 | 103.5915 | 119.5088 | 100.8576 | 103.4776 | 288.7958 | 43.6341 | 71.3932
4428212 | VCUG | 3 | 05m_109019_419x230x572.dat | 0.0850;0.0850;0.1928 | 419;230;572 | (0.3498;73.1327;-1.5948) | 80 | 7.702 | 57 | 85.7359 | 60 | iodine | [138] | [30] | 0 | 5 | 65 | normal | none | 6.7588 | 4.5119 | 30.4949 | 28.9735 | 19.3416 | 560.3928 | 5.6246e-16 | 12.436 | 0.098037 | 1.6127 | 300.3404 | 0.099411 | 29.0135 | 452.9731 | 3.6518 | 47.1694 | 0.042572 | 13.0917 | 2.2272 | 2.9636 | 0.3538 | 42.5896 | 0.27412 | 233.1714 | 15.2994 | 19.6476 | 0.83108 | 0.33499 | 674.5348 | 133.5036 | 201.8769 | 206.6056 | 157.6378 | 122.6279 | 542.1525 | 80.431 | 131.6551
4428212 | VCUG | 3 | 05m_109019_419x230x572.dat | 0.0850;0.0850;0.1928 | 419;230;572 | (0.3498;73.1327;-1.5948) | 80 | 8.502 | 60 | 85.7359 | 60 | iodine | [138] | [30] | 0 | 5 | 65 | normal | none | 6.7588 | 4.5119 | 30.4949 | 28.9735 | 19.3416 | 560.3928 | 5.4853e-16 | 14.1996 | 0.10763 | 2.2569 | 312.9091 | 0.12868 | 35.0172 | 475.4526 | 4.259 | 50.9416 | 0.029778 | 14.5646 | 2.5001 | 3.144 | 0.27875 | 46.0978 | 0.32678 | 247.7531 | 16.2281 | 21.7709 | 1.0578 | 0.47782 | 710.5902 | 140.5281 | 213.1326 | 215.4112 | 162.2861 | 123.9321 | 577.7989 | 85.4423 | 138.4112
4428212 | VCUG | 3 | 05m_109019_419x230x572.dat | 0.0850;0.0850;0.1928 | 419;230;572 | (0.3498;73.1327;-1.5948) | 110 | 3.9 | 52 | 85.7359 | 60 | iodine | [138] | [30] | 0 | 5 | 65 | normal | none | 6.7588 | 4.5119 | 30.4949 | 28.9735 | 19.3416 | 560.3928 | 7.5225e-16 | 8.2716 | 0.064626 | 1.0792 | 207.4312 | 0.070332 | 17.5075 | 311.6387 | 2.2599 | 29.1605 | 0 | 7.9575 | 1.3942 | 1.7542 | 0.16952 | 26.5803 | 0.19757 | 150.3491 | 9.0273 | 12.0675 | 0.57204 | 0.20363 | 460.459 | 91.6878 | 132.8772 | 144.9137 | 117.0571 | 108.4625 | 365.4772 | 54.9126 | 90.3908
4428212 | VCUG | 3 | 05m_109019_419x230x572.dat | 0.0850;0.0850;0.1928 | 419;230;572 | (0.3498;73.1327;-1.5948) | 110 | 7.85 | 62 | 85.7359 | 60 | iodine | [138] | [30] | 0 | 5 | 65 | normal | none | 6.7588 | 4.5119 | 30.4949 | 28.9735 | 19.3416 | 560.3928 | 6.0077e-16 | 12.8298 | 0.10591 | 2.0953 | 292.3728 | 0.16299 | 32.1219 | 440.5983 | 3.9456 | 46.242 | 0 | 13.5996 | 2.3896 | 3.33 | 0.38259 | 42.1656 | 0.26607 | 227.9892 | 14.9407 | 20.124 | 1.0336 | 0.52774 | 654.1229 | 132.0728 | 194.5105 | 202.1601 | 152.4554 | 120.1581 | 539.9535 | 79.7651 | 128.7198
4428212 | VCUG | 3 | 05m_109019_419x230x572.dat | 0.0850;0.0850;0.1928 | 419;230;572 | (0.3498;73.1327;-1.5948) | 110 | 9.9905 | 69 | 85.7359 | 60 | iodine | [138] | [30] | 0 | 5 | 65 | normal | none | 6.7588 | 4.5119 | 30.4949 | 28.9735 | 19.3416 | 560.3928 | 5.8089e-16 | 15.2725 | 0.12912 | 2.3889 | 317.2218 | 0.20433 | 36.1396 | 474.4125 | 4.9163 | 53.3409 | 0.028439 | 16.4925 | 2.9276 | 3.7741 | 0.31839 | 48.5327 | 0.3191 | 256.5732 | 17.2994 | 24.1131 | 1.4315 | 0.56049 | 713.719 | 146.6403 | 215.2035 | 219.9254 | 161.3576 | 122.1756 | 586.5858 | 87.0772 | 140.3574
4428212 | VCUG | 4 | 05m_109019_419x230x572.dat | 0.0850;0.0850;0.1928 | 419;230;572 | (0.3498;73.1327;1.2114) | 60 | 2.5 | 38 | 85.7359 | 60 | iodine | [138] | [50] | 0 | 5 | 65 | normal | none | 6.7588 | 6.0287 | 40.7467 | 28.9735 | 25.8438 | 748.786 | 7.6115e-16 | 15.16 | 0.04494 | 1.3445 | 266.1892 | 0.040464 | 46.8383 | 188.202 | 3.3183 | 165.7886 | 0.24192 | 17.534 | 1.8567 | 2.5593 | 0.18459 | 91.4603 | 0.141 | 220.5609 | 22.2124 | 32.443 | 0.61474 | 0.24121 | 294.9878 | 72.7786 | 104.4516 | 224.0221 | 94.2627 | 130.4308 | 219.3128 | 66.431 | 82.9449
4428212 | VCUG | 4 | 05m_109019_419x230x572.dat | 0.0850;0.0850;0.1928 | 419;230;572 | (0.3498;73.1327;1.2114) | 60 | 5.7448 | 47 | 85.7359 | 60 | iodine | [138] | [50] | 0 | 5 | 65 | normal | none | 6.7588 | 6.0287 | 40.7467 | 28.9735 | 25.8438 | 748.786 | 4.9422e-16 | 38.4483 | 0.12311 | 3.4889 | 470.6185 | 0.090939 | 111.4641 | 372.5249 | 9.4984 | 286.9156 | 0 | 42.9665 | 5.295 | 7.4169 | 0.33471 | 180.3218 | 0.39511 | 431.6886 | 49.4616 | 71.2939 | 2.007 | 1.3839 | 576.9472 | 140.1489 | 214.4093 | 352.4838 | 153.3105 | 155.3152 | 439.7417 | 121.7019 | 156.1586
4428212 | VCUG | 4 | 05m_109019_419x230x572.dat | 0.0850;0.0850;0.1928 | 419;230;572 | (0.3498;73.1327;1.2114) | 60 | 6.3535 | 49 | 85.7359 | 60 | iodine | [138] | [50] | 0 | 5 | 65 | normal | none | 6.7588 | 6.0287 | 40.7467 | 28.9735 | 25.8438 | 748.786 | 4.7188e-16 | 40.9825 | 0.14111 | 3.5871 | 498.2581 | 0.22745 | 119.4976 | 403.807 | 10.9046 | 302.8711 | 0.016203 | 47.8783 | 6.071 | 8.0477 | 0.3866 | 193.9714 | 0.41004 | 463.4403 | 54.115 | 77.9768 | 2.1768 | 0.8244 | 620.4492 | 150.4921 | 232.3337 | 369.5226 | 160.9107 | 157.9601 | 467.7422 | 129.0361 | 167.1515
4428212 | VCUG | 4 | 05m_109019_419x230x572.dat | 0.0850;0.0850;0.1928 | 419;230;572 | (0.3498;73.1327;1.2114) | 80 | 2.9 | 44 | 85.7359 | 60 | iodine | [138] | [50] | 0 | 5 | 65 | normal | none | 6.7588 | 6.0287 | 40.7467 | 28.9735 | 25.8438 | 748.786 | 6.8146e-16 | 22.7892 | 0.079271 | 2.2213 | 314.1921 | 0.1185 | 65.3375 | 234.1437 | 5.5319 | 192.5419 | 0 | 25.4042 | 3.1584 | 3.9669 | 0.3346 | 113.8405 | 0.2647 | 273.6176 | 29.6715 | 43.392 | 1.2202 | 0.71978 | 366.3007 | 90.6053 | 133.8865 | 252.2411 | 107.3805 | 135.0819 | 274.7329 | 80.0119 | 101.31
4428212 | VCUG | 4 | 05m_109019_419x230x572.dat | 0.0850;0.0850;0.1928 | 419;230;572 | (0.3498;73.1327;1.2114) | 80 | 7.702 | 57 | 85.7359 | 60 | iodine | [138] | [50] | 0 | 5 | 65 | normal | none | 6.7588 | 6.0287 | 40.7467 | 28.9735 | 25.8438 | 748.786 | 4.5548e-16 | 53.1001 | 0.21052 | 5.8901 | 534.228 | 0.30342 | 143.9976 | 443.1372 | 14.4687 | 321.2876 | 0.73334 | 57.8687 | 8.1062 | 10.4696 | 0.81518 | 210.5231 | 0.66157 | 509.7263 | 61.2607 | 89.4134 | 3.491 | 1.3194 | 686.2435 | 169.3148 | 261.9662 | 389.3093 | 169.7103 | 159.4489 | 519.8036 | 141.3525 | 183.7065
4428212 | VCUG | 4 | 05m_109019_419x230x572.dat | 0.0850;0.0850;0.1928 | 419;230;572 | (0.3498;73.1327;1.2114) | 80 | 8.502 | 60 | 85.7359 | 60 | iodine | [138] | [50] | 0 | 5 | 65 | normal | none | 6.7588 | 6.0287 | 40.7467 | 28.9735 | 25.8438 | 748.786 | 4.4419e-16 | 55.7078 | 0.23188 | 6.9785 | 555.1873 | 0.32304 | 150.5249 | 471.3723 | 15.8184 | 331.3429 | 0 | 62.5855 | 8.9115 | 11.9072 | 0.80965 | 219.6796 | 0.70467 | 534.7232 | 64.9921 | 94.8283 | 3.8618 | 1.6653 | 716.7614 | 178.2697 | 276.574 | 401.2636 | 174.8965 | 160.907 | 551.045 | 147.5003 | 192.8118
4428212 | VCUG | 4 | 05m_109019_419x230x572.dat | 0.0850;0.0850;0.1928 | 419;230;572 | (0.3498;73.1327;1.2114) | 110 | 3.9 | 52 | 85.7359 | 60 | iodine | [138] | [50] | 0 | 5 | 65 | normal | none | 6.7588 | 6.0287 | 40.7467 | 28.9735 | 25.8438 | 748.786 | 6.0918e-16 | 32.5848 | 0.13651 | 4.0574 | 378.8862 | 0.17238 | 89.2773 | 297.9578 | 8.5789 | 228.9962 | 0 | 35.9992 | 4.9512 | 6.3384 | 0.38775 | 140.8877 | 0.42549 | 344.9882 | 39.1871 | 56.837 | 2.1982 | 0.7931 | 462.7037 | 115.7277 | 171.9354 | 293.3462 | 125.2993 | 141.5932 | 360.2217 | 99.1124 | 126.3595
4428212 | VCUG | 4 | 05m_109019_419x230x572.dat | 0.0850;0.0850;0.1928 | 419;230;572 | (0.3498;73.1327;1.2114) | 110 | 7.85 | 62 | 85.7359 | 60 | iodine | [138] | [50] | 0 | 5 | 65 | normal | none | 6.7588 | 6.0287 | 40.7467 | 28.9735 | 25.8438 | 748.786 | 4.865e-16 | 48.0531 | 0.23056 | 6.6818 | 518.7423 | 0.33881 | 139.2775 | 430.2332 | 14.8211 | 307.5414 | 0.20132 | 57.4055 | 8.3208 | 11.2102 | 0.62275 | 198.683 | 0.79173 | 496.1114 | 58.7539 | 85.8616 | 3.7854 | 1.3893 | 662.4205 | 167.2411 | 252.2328 | 379.2377 | 164.1938 | 156.1275 | 503.9634 | 136.3128 | 178.5887
4428212 | VCUG | 4 | 05m_109019_419x230x572.dat | 0.0850;0.0850;0.1928 | 419;230;572 | (0.3498;73.1327;1.2114) | 110 | 9.9905 | 69 | 85.7359 | 60 | iodine | [138] | [50] | 0 | 5 | 65 | normal | none | 6.7588 | 6.0287 | 40.7467 | 28.9735 | 25.8438 | 748.786 | 4.7039e-16 | 57.6756 | 0.27365 | 8.3865 | 559.1747 | 0.38102 | 155.0183 | 476.3497 | 17.8633 | 326.8567 | 0.050286 | 66.2982 | 10.0304 | 13.151 | 0.63286 | 216.8202 | 0.91029 | 544.3359 | 65.1354 | 96.335 | 4.7586 | 1.7418 | 724.9946 | 185.7195 | 279.0703 | 403.5952 | 174.2781 | 158.6344 | 569.9317 | 149.3341 | 195.8219
4428212 | VCUG | 5 | 05m_109019_419x230x572.dat | 0.0850;0.0850;0.1928 | 419;230;572 | (-0.1751;73.0726;1.2071) | 60 | 2.5 | 38 | 85.8561 | 60 | iodine | [138] | [50] | 0 | 5 | 65 | normal | none | 6.8214 | 6.0312 | 41.1415 | 29.283 | 25.8909 | 758.1629 | 7.533e-16 | 16.7768 | 0.047187 | 1.439 | 318.4775 | 0.073259 | 73.4074 | 190.9192 | 2.9356 | 186.1004 | 0.33021 | 27.3754 | 1.8184 | 2.4393 | 0.13382 | 64.5225 | 0.1589 | 242.0009 | 15.2648 | 19.6946 | 0.6533 | 0.4253 | 297.4634 | 73.0946 | 104.7422 | 230.3589 | 94.3775 | 129.9716 | 218.8496 | 68.5155 | 88.6956
4428212 | VCUG | 5 | 05m_109019_419x230x572.dat | 0.0850;0.0850;0.1928 | 419;230;572 | (-0.1751;73.0726;1.2071) | 60 | 5.7448 | 47 | 85.8561 | 60 | iodine | [138] | [50] | 0 | 5 | 65 | normal | none | 6.8214 | 6.0312 | 41.1415 | 29.283 | 25.8909 | 758.1629 | 4.8912e-16 | 40.2134 | 0.12816 | 3.5125 | 545.7194 | 0.18818 | 151.8188 | 378.1313 | 8.4698 | 311.8689 | 0.088701 | 58.7182 | 5.1973 | 6.9286 | 0.4547 | 139.834 | 0.41252 | 471.6674 | 36.2532 | 48.3975 | 1.9787 | 0.9355 | 582.9294 | 140.6635 | 214.9258 | 360.0972 | 153.4488 | 154.7572 | 440.8363 | 124.3327 | 164.072
4428212 | VCUG | 5 | 05m_109019_419x230x572.dat | 0.0850;0.0850;0.1928 | 419;230;572 | (-0.1751;73.0726;1.2071) | 60 | 6.3535 | 49 | 85.8561 | 60 | iodine | [138] | [50] | 0 | 5 | 65 | normal | none | 6.8214 | 6.0312 | 41.1415 | 29.283 | 25.8909 | 758.1629 | 4.6701e-16 | 44.2406 | 0.14394 | 3.6885 | 575.1859 | 0.23856 | 170.3931 | 408.8098 | 9.9751 | 327.7416 | 0.026937 | 64.1201 | 5.9356 | 7.4617 | 0.28858 | 151.2566 | 0.45733 | 505.5734 | 40.245 | 53.8335 | 2.292 | 1.0343 | 626.1479 | 150.9946 | 232.8187 | 376.9409 | 161.0516 | 157.6916 | 472.7051 | 132.6788 | 175.2445
4428212 | VCUG | 5 | 05m_109019_419x230x572.dat | 0.0850;0.0850;0.1928 | 419;230;572 | (-0.1751;73.0726;1.2071) | 80 | 2.9 | 44 | 85.8561 | 60 | iodine | [138] | [50] | 0 | 5 | 65 | normal | none | 6.8214 | 6.0312 | 41.1415 | 29.283 | 25.8909 | 758.1629 | 6.7443e-16 | 23.9031 | 0.079159 | 2.1569 | 369.4222 | 0.09418 | 96.9602 | 240.395 | 5.0351 | 213.7059 | 0 | 36.1534 | 3.0833 | 3.8054 | 0.20521 | 84.8878 | 0.26108 | 298.8146 | 21.5026 | 28.3365 | 1.1398 | 0.52735 | 369.3925 | 90.9447 | 134.194 | 258.7382 | 107.4579 | 134.8851 | 283.75 | 83.0598 | 107.5614
4428212 | VCUG | 5 | 05m_109019_419x230x572.dat | 0.0850;0.0850;0.1928 | 419;230;572 | (-0.1751;73.0726;1.2071) | 80 | 7.702 | 57 | 85.8561 | 60 | iodine | [138] | [50] | 0 | 5 | 65 | normal | none | 6.8214 | 6.0312 | 41.1415 | 29.283 | 25.8909 | 758.1629 | 4.5077e-16 | 53.5504 | 0.20943 | 6.0106 | 611.2856 | 0.33487 | 185.9369 | 453.6225 | 13.7021 | 345.4302 | 0.02013 | 73.8468 | 8.1567 | 10.3228 | 0.75974 | 170.8938 | 0.62537 | 552.9633 | 47.5629 | 65.3391 | 3.575 | 2.0642 | 690.3723 | 169.8512 | 262.4993 | 396.9463 | 169.8514 | 158.9679 | 528.6495 | 144.6375 | 192.2107
4428212 | VCUG | 5 | 05m_109019_419x230x572.dat | 0.0850;0.0850;0.1928 | 419;230;572 | (-0.1751;73.0726;1.2071) | 80 | 8.502 | 60 | 85.8561 | 60 | iodine | [138] | [50] | 0 | 5 | 65 | normal | none | 6.8214 | 6.0312 | 41.1415 | 29.283 | 25.8909 | 758.1629 | 4.396e-16 | 58.5825 | 0.22265 | 6.8046 | 631.8894 | 0.36517 | 193.7228 | 483.8692 | 15.2231 | 356.3221 | 0.16628 | 78.5415 | 8.9843 | 11.5427 | 0.64915 | 182.1396 | 0.70794 | 579.1599 | 51.1872 | 70.3022 | 3.9811 | 1.7966 | 720.06 | 178.9162 | 277.2683 | 409.5355 | 175.1421 | 160.8169 | 561.0299 | 151.4308 | 201.3766
4428212 | VCUG | 5 | 05m_109019_419x230x572.dat | 0.0850;0.0850;0.1928 | 419;230;572 | (-0.1751;73.0726;1.2071) | 110 | 3.9 | 52 | 85.8561 | 60 | iodine | [138] | [50] | 0 | 5 | 65 | normal | none | 6.8214 | 6.0312 | 41.1415 | 29.283 | 25.8909 | 758.1629 | 6.0289e-16 | 34.0343 | 0.13309 | 3.4736 | 439.88 | 0.21282 | 118.7129 | 304.5157 | 8.1824 | 250.4596 | 0.3554 | 47.6487 | 4.9049 | 6.0777 | 0.27896 | 110.7927 | 0.40213 | 374.9927 | 29.8279 | 40.5446 | 2.1337 | 0.88719 | 469.5039 | 116.1481 | 172.3226 | 300.5486 | 125.3922 | 141.3564 | 353.5295 | 100.8129 | 133.1598
4428212 | VCUG | 5 | 05m_109019_419x230x572.dat | 0.0850;0.0850;0.1928 | 419;230;572 | (-0.1751;73.0726;1.2071) | 110 | 7.85 | 62 | 85.8561 | 60 | iodine | [138] | [50] | 0 | 5 | 65 | normal | none | 6.8214 | 6.0312 | 41.1415 | 29.283 | 25.8909 | 758.1629 | 4.8148e-16 | 51.1731 | 0.22441 | 6.3701 | 591.8791 | 0.42799 | 175.0964 | 450.8358 | 13.955 | 330.7902 | 0.046257 | 71.3129 | 8.4782 | 10.6375 | 0.52251 | 164.7097 | 0.7652 | 536.9447 | 46.9902 | 63.9544 | 3.9347 | 1.4061 | 669.6388 | 167.8344 | 252.84 | 387.937 | 164.4223 | 155.8615 | 529.3017 | 141.0258 | 187.8286
4428212 | VCUG | 5 | 05m_109019_419x230x572.dat | 0.0850;0.0850;0.1928 | 419;230;572 | (-0.1751;73.0726;1.2071) | 110 | 9.9905 | 69 | 85.8561 | 60 | iodine | [138] | [50] | 0 | 5 | 65 | normal | none | 6.8214 | 6.0312 | 41.1415 | 29.283 | 25.8909 | 758.1629 | 4.6553e-16 | 61.5233 | 0.2771 | 8.3951 | 632.8475 | 0.4412 | 195.8045 | 489.4843 | 16.867 | 349.4506 | 0.54813 | 79.9088 | 10.0683 | 13.2092 | 0.68511 | 184.948 | 0.94161 | 587.9955 | 53.0899 | 73.8877 | 4.5696 | 2.1685 | 741.6696 | 186.3674 | 279.7546 | 409.6953 | 174.5305 | 158.1729 | 585.4178 | 153.6603 | 204.8556
4428212 | VCUG | 6 | 05m_109019_419x230x572.dat | 0.0850;0.0850;0.1928 | 419;230;572 | (0.3498;73.1327;1.2114) | 60 | 2.5 | 38 | 85.7359 | 60 | iodine | [138] | [75] | 0 | 5 | 65 | normal | none | 6.7588 | 6.0287 | 40.7467 | 28.9735 | 25.8438 | 748.786 | 7.6115e-16 | 15.1613 | 0.045003 | 1.3457 | 265.7951 | 0.040464 | 46.7332 | 187.7685 | 3.3152 | 165.7754 | 0.24192 | 17.5274 | 1.8563 | 2.5593 | 0.18459 | 91.4511 | 0.141 | 219.9829 | 22.2124 | 32.4312 | 0.61696 | 0.24121 | 284.3854 | 72.6888 | 104.3291 | 223.7305 | 94.1396 | 130.3661 | 212.5993 | 65.8729 | 82.3576
4428212 | VCUG | 6 | 05m_109019_419x230x572.dat | 0.0850;0.0850;0.1928 | 419;230;572 | (0.3498;73.1327;1.2114) | 60 | 5.7448 | 47 | 85.7359 | 60 | iodine | [138] | [75] | 0 | 5 | 65 | normal | none | 6.7588 | 6.0287 | 40.7467 | 28.9735 | 25.8438 | 748.786 | 4.9422e-16 | 38.3532 | 0.12307 | 3.4887 | 469.8091 | 0.090939 | 111.2031 | 369.2673 | 9.4891 | 286.8144 | 0 | 42.9321 | 5.2913 | 7.4056 | 0.33471 | 180.3016 | 0.39511 | 430.1913 | 49.4353 | 71.2716 | 2.007 | 1.3839 | 557.199 | 139.892 | 214.0386 | 351.7726 | 152.9921 | 155.1709 | 429.2403 | 120.7766 | 154.859
4428212 | VCUG | 6 | 05m_109019_419x230x572.dat | 0.0850;0.0850;0.1928 | 419;230;572 | (0.3498;73.1327;1.2114) | 60 | 6.3535 | 49 | 85.7359 | 60 | iodine | [138] | [75] | 0 | 5 | 65 | normal | none | 6.7588 | 6.0287 | 40.7467 | 28.9735 | 25.8438 | 748.786 | 4.7188e-16 | 40.9084 | 0.14103 | 3.5602 | 497.135 | 0.22745 | 119.3005 | 400.6706 | 10.8946 | 302.7651 | 0.016203 | 47.8402 | 6.0659 | 8.0384 | 0.3866 | 193.8909 | 0.41004 | 461.7873 | 54.0896 | 77.9344 | 2.1755 | 0.8244 | 596.6934 | 150.1899 | 231.8986 | 368.7973 | 160.5398 | 157.7933 | 457.8457 | 128.1537 | 165.6566
4428212 | VCUG | 6 | 05m_109019_419x230x572.dat | 0.0850;0.0850;0.1928 | 419;230;572 | (0.3498;73.1327;1.2114) | 80 | 2.9 | 44 | 85.7359 | 60 | iodine | [138] | [75] | 0 | 5 | 65 | normal | none | 6.7588 | 6.0287 | 40.7467 | 28.9735 | 25.8438 | 748.786 | 6.8146e-16 | 22.7687 | 0.079338 | 2.245 | 313.5465 | 0.1185 | 65.2964 | 232.8963 | 5.5156 | 192.4686 | 0 | 25.391 | 3.1576 | 3.9791 | 0.3346 | 113.8112 | 0.26496 | 272.7372 | 29.6612 | 43.3759 | 1.2226 | 0.71978 | 351.465 | 90.4479 | 133.6601 | 251.671 | 107.1795 | 135.0097 | 269.9344 | 79.5707 | 100.4653
4428212 | VCUG | 6 | 05m_109019_419x230x572.dat | 0.0850;0.0850;0.1928 | 419;230;572 | (0.3498;73.1327;1.2114) | 80 | 7.702 | 57 | 85.7359 | 60 | iodine | [138] | [75] | 0 | 5 | 65 | normal | none | 6.7588 | 6.0287 | 40.7467 | 28.9735 | 25.8438 | 748.786 | 4.5548e-16 | 52.9815 | 0.21056 | 5.8655 | 532.6472 | 0.30278 | 143.8637 | 436.5068 | 14.4417 | 321.09 | 0.73334 | 57.794 | 8.0981 | 10.467 | 0.81518 | 210.3365 | 0.66157 | 507.7065 | 61.2563 | 89.3454 | 3.4853 | 1.3194 | 658.6902 | 168.8916 | 261.3336 | 388.3142 | 169.1902 | 159.2419 | 507.2674 | 140.2199 | 181.6739
4428212 | VCUG | 6 | 05m_109019_419x230x572.dat | 0.0850;0.0850;0.1928 | 419;230;572 | (0.3498;73.1327;1.2114) | 80 | 8.502 | 60 | 85.7359 | 60 | iodine | [138] | [75] | 0 | 5 | 65 | normal | none | 6.7588 | 6.0287 | 40.7467 | 28.9735 | 25.8438 | 748.786 | 4.4419e-16 | 55.638 | 0.23168 | 6.96 | 553.9041 | 0.32238 | 150.5339 | 466.0368 | 15.8125 | 331.1403 | 0 | 62.5022 | 8.9015 | 11.9117 | 0.80965 | 219.4995 | 0.70472 | 532.3819 | 64.9403 | 94.7382 | 3.8648 | 1.6653 | 686.8645 | 177.8049 | 275.8715 | 399.8892 | 174.3333 | 160.6762 | 533.1248 | 145.9386 | 190.7652
4428212 | VCUG | 6 | 05m_109019_419x230x572.dat | 0.0850;0.0850;0.1928 | 419;230;572 | (0.3498;73.1327;1.2114) | 110 | 3.9 | 52 | 85.7359 | 60 | iodine | [138] | [75] | 0 | 5 | 65 | normal | none | 6.7588 | 6.0287 | 40.7467 | 28.9735 | 25.8438 | 748.786 | 6.0918e-16 | 32.5766 | 0.13611 | 4.0628 | 377.9505 | 0.17238 | 89.036 | 294.5433 | 8.5691 | 228.9142 | 0 | 35.9647 | 4.9424 | 6.3252 | 0.39962 | 140.8581 | 0.42537 | 343.8062 | 39.1477 | 56.8157 | 2.1985 | 0.7931 | 446.3703 | 115.4736 | 171.562 | 292.8907 | 124.9888 | 141.4721 | 351.0291 | 98.3177 | 125.1851
4428212 | VCUG | 6 | 05m_109019_419x230x572.dat | 0.0850;0.0850;0.1928 | 419;230;572 | (0.3498;73.1327;1.2114) | 110 | 7.85 | 62 | 85.7359 | 60 | iodine | [138] | [75] | 0 | 5 | 65 | normal | none | 6.7588 | 6.0287 | 40.7467 | 28.9735 | 25.8438 | 748.786 | 4.865e-16 | 48.0284 | 0.23069 | 6.6863 | 517.0773 | 0.33881 | 138.9465 | 425.9167 | 14.7941 | 307.3769 | 0.20132 | 57.3439 | 8.3165 | 11.1917 | 0.62275 | 198.5083 | 0.78885 | 493.8915 | 58.7457 | 85.7219 | 3.7613 | 1.3893 | 637.9397 | 166.804 | 251.578 | 378.4011 | 163.696 | 155.9438 | 489.0405 | 135.0035 | 176.8265
4428212 | VCUG | 6 | 05m_109019_419x230x572.dat | 0.0850;0.0850;0.1928 | 419;230;572 | (0.3498;73.1327;1.2114) | 110 | 9.9905 | 69 | 85.7359 | 60 | iodine | [138] | [75] | 0 | 5 | 65 | normal | none | 6.7588 | 6.0287 | 40.7467 | 28.9735 | 25.8438 | 748.786 | 4.7039e-16 | 57.446 | 0.27358 | 8.3592 | 557.644 | 0.39338 | 155.2521 | 470.1846 | 17.8335 | 326.6228 | 0.050286 | 66.1941 | 10.0279 | 13.1198 | 0.63286 | 216.5226 | 0.90776 | 541.8911 | 65.0631 | 96.1947 | 4.7469 | 1.7304 | 701.0996 | 185.1846 | 278.2692 | 402.1203 | 173.6786 | 158.3799 | 552.3293 | 147.7763 | 193.9012
4428212 | VCUG | 7 | 05m_109019_419x230x572.dat | 0.0850;0.0850;0.1928 | 419;230;572 | (0.3498;73.1327;1.2114) | 60 | 2.5 | 38 | 85.7359 | 60 | iodine | [138] | [100] | 1 | 5 | 65 | normal | none | 6.7588 | 6.0287 | 40.7467 | 28.9735 | 25.8438 | 748.786 | 7.6115e-16 | 15.1586 | 0.04494 | 1.3448 | 265.5455 | 0.040464 | 46.657 | 186.8357 | 3.3167 | 165.7623 | 0.24192 | 17.5222 | 1.856 | 2.5599 | 0.18459 | 91.43 | 0.14263 | 219.6281 | 22.2137 | 32.422 | 0.61474 | 0.24121 | 277.3828 | 72.6371 | 104.2587 | 223.6211 | 94.0676 | 130.3338 | 210.9833 | 65.7259 | 81.9466
4428212 | VCUG | 7 | 05m_109019_419x230x572.dat | 0.0850;0.0850;0.1928 | 419;230;572 | (0.3498;73.1327;1.2114) | 60 | 5.7448 | 47 | 85.7359 | 60 | iodine | [138] | [100] | 1 | 5 | 65 | normal | none | 6.7588 | 6.0287 | 40.7467 | 28.9735 | 25.8438 | 748.786 | 4.9422e-16 | 38.3512 | 0.12324 | 3.4843 | 468.8581 | 0.090939 | 111.2213 | 368.4174 | 9.4925 | 286.774 | 0 | 42.922 | 5.292 | 7.4116 | 0.33471 | 180.2773 | 0.39511 | 429.4224 | 49.4231 | 71.2554 | 2.007 | 1.3839 | 541.2345 | 139.7471 | 213.8334 | 351.3421 | 152.7936 | 155.078 | 419.4269 | 119.9703 | 153.9186
4428212 | VCUG | 7 | 05m_109019_419x230x572.dat | 0.0850;0.0850;0.1928 | 419;230;572 | (0.3498;73.1327;1.2114) | 60 | 6.3535 | 49 | 85.7359 | 60 | iodine | [138] | [100] | 1 | 5 | 65 | normal | none | 6.7588 | 6.0287 | 40.7467 | 28.9735 | 25.8438 | 748.786 | 4.7188e-16 | 40.8596 | 0.14095 | 3.5795 | 496.2449 | 0.22745 | 119.2878 | 399.1872 | 10.8895 | 302.7016 | 0.016203 | 47.819 | 6.0665 | 8.0503 | 0.3866 | 193.8846 | 0.41004 | 460.7913 | 54.0938 | 77.8984 | 2.1781 | 0.8244 | 579.8036 | 150.0148 | 231.6524 | 368.3072 | 160.315 | 157.6907 | 447.5041 | 127.2938 | 164.6256
4428212 | VCUG | 7 | 05m_109019_419x230x572.dat | 0.0850;0.0850;0.1928 | 419;230;572 | (0.3498;73.1327;1.2114) | 80 | 2.9 | 44 | 85.7359 | 60 | iodine | [138] | [100] | 1 | 5 | 65 | normal | none | 6.7588 | 6.0287 | 40.7467 | 28.9735 | 25.8438 | 748.786 | 6.8146e-16 | 22.7305 | 0.07931 | 2.2229 | 313.1796 | 0.1185 | 65.1966 | 231.1794 | 5.517 | 192.4392 | 0 | 25.3763 | 3.1545 | 3.9666 | 0.3346 | 113.7613 | 0.26703 | 272.1942 | 29.6656 | 43.3597 | 1.2202 | 0.72293 | 344.4946 | 90.3467 | 133.5166 | 251.4539 | 107.051 | 134.9616 | 265.356 | 79.1741 | 99.9375
4428212 | VCUG | 7 | 05m_109019_419x230x572.dat | 0.0850;0.0850;0.1928 | 419;230;572 | (0.3498;73.1327;1.2114) | 80 | 7.702 | 57 | 85.7359 | 60 | iodine | [138] | [100] | 1 | 5 | 65 | normal | none | 6.7588 | 6.0287 | 40.7467 | 28.9735 | 25.8438 | 748.786 | 4.5548e-16 | 52.92 | 0.21096 | 5.8655 | 531.5714 | 0.30278 | 143.6398 | 434.5967 | 14.4452 | 320.9803 | 0.73334 | 57.7545 | 8.0877 | 10.4538 | 0.81518 | 210.2684 | 0.66176 | 506.3014 | 61.219 | 89.2949 | 3.4831 | 1.3237 | 639.4357 | 168.6203 | 260.9315 | 387.4816 | 168.8661 | 159.1105 | 497.9146 | 139.3749 | 180.4734
4428212 | VCUG | 7 | 05m_109019_419x230x572.dat | 0.0850;0.0850;0.1928 | 419;230;572 | (0.3498;73.1327;1.2114) | 80 | 8.502 | 60 | 85.7359 | 60 | iodine | [138] | [100] | 1 | 5 | 65 | normal | none | 6.7588 | 6.0287 | 40.7467 | 28.9735 | 25.8438 | 748.786 | 4.4419e-16 | 55.5705 | 0.2315 | 6.9522 | 552.5308 | 0.32238 | 150.2705 | 460.296 | 15.8087 | 331.0277 | 0 | 62.4527 | 8.8892 | 11.9023 | 0.813 | 219.3756 | 0.70517 | 530.806 | 64.9223 | 94.6729 | 3.8591 | 1.6653 | 665.0946 | 177.4944 | 275.4093 | 399.2228 | 173.9691 | 160.5119 | 519.5721 | 144.772 | 189.0742
4428212 | VCUG | 7 | 05m_109019_419x230x572.dat | 0.0850;0.0850;0.1928 | 419;230;572 | (0.3498;73.1327;1.2114) | 110 | 3.9 | 52 | 85.7359 | 60 | iodine | [138] | [100] | 1 | 5 | 65 | normal | none | 6.7588 | 6.0287 | 40.7467 | 28.9735 | 25.8438 | 748.786 | 6.0918e-16 | 32.4945 | 0.13613 | 4.0591 | 377.3595 | 0.17473 | 89.1854 | 291.8512 | 8.559 | 228.8321 | 0 | 35.9319 | 4.9407 | 6.3456 | 0.38775 | 140.8187 | 0.42534 | 342.9198 | 39.1395 | 56.7927 | 2.1931 | 0.7931 | 433.1066 | 115.304 | 171.3169 | 292.4959 | 124.7899 | 141.3913 | 343.8883 | 97.7184 | 124.2688
4428212 | VCUG | 7 | 05m_109019_419x230x572.dat | 0.0850;0.0850;0.1928 | 419;230;572 | (0.3498;73.1327;1.2114) | 110 | 7.85 | 62 | 85.7359 | 60 | iodine | [138] | [100] | 1 | 5 | 65 | normal | none | 6.7588 | 6.0287 | 40.7467 | 28.9735 | 25.8438 | 748.786 | 4.865e-16 | 48.0983 | 0.23038 | 6.6824 | 515.9879 | 0.33881 | 139.0329 | 422.1346 | 14.7736 | 307.2536 | 0.20132 | 57.2904 | 8.3062 | 11.182 | 0.64018 | 198.3726 | 0.79128 | 492.5143 | 58.7169 | 85.6499 | 3.7582 | 1.3893 | 619.5637 | 166.4998 | 251.1308 | 377.7546 | 163.3416 | 155.7972 | 478.9481 | 134.141 | 175.4994
4428212 | VCUG | 7 | 05m_109019_419x230x572.dat | 0.0850;0.0850;0.1928 | 419;230;572 | (0.3498;73.1327;1.2114) | 110 | 9.9905 | 69 | 85.7359 | 60 | iodine | [138] | [100] | 1 | 5 | 65 | normal | none | 6.7588 | 6.0287 | 40.7467 | 28.9735 | 25.8438 | 748.786 | 4.7039e-16 | 57.5778 | 0.27365 | 8.3188 | 556.1559 | 0.38094 | 154.7866 | 467.3785 | 17.8276 | 326.4527 | 0.050286 | 66.1282 | 10.0162 | 13.1372 | 0.63286 | 216.3738 | 0.90893 | 540.1054 | 65.0057 | 96.099 | 4.7518 | 1.7304 | 679.2028 | 184.8145 | 277.7141 | 401.3337 | 173.252 | 158.1516 | 542.1037 | 146.8455 | 192.4387
4428212 | VCUG | 8 | 05m_109019_419x230x572.dat | 0.0850;0.0850;0.1928 | 419;230;572 | (-0.1751;73.0726;1.2071) | 60 | 2.5 | 38 | 85.8561 | 60 | iodine | [138] | [100] | 1 | 5 | 65 | normal | none | 6.8214 | 6.0312 | 41.1415 | 29.283 | 25.8909 | 758.1629 | 7.533e-16 | 16.7755 | 0.047227 | 1.439 | 317.7474 | 0.073259 | 73.4008 | 189.9369 | 2.9352 | 186.0739 | 0.33021 | 27.3635 | 1.8169 | 2.4447 | 0.13382 | 64.4946 | 0.15708 | 241.1646 | 15.2488 | 19.6787 | 0.6533 | 0.4253 | 281.2149 | 72.9486 | 104.5453 | 229.9045 | 94.1768 | 129.8954 | 211.8802 | 67.9246 | 87.786
4428212 | VCUG | 8 | 05m_109019_419x230x572.dat | 0.0850;0.0850;0.1928 | 419;230;572 | (-0.1751;73.0726;1.2071) | 60 | 5.7448 | 47 | 85.8561 | 60 | iodine | [138] | [100] | 1 | 5 | 65 | normal | none | 6.8214 | 6.0312 | 41.1415 | 29.283 | 25.8909 | 758.1629 | 4.8912e-16 | 40.2461 | 0.12808 | 3.5121 | 544.0634 | 0.18818 | 151.5633 | 372.0591 | 8.4596 | 311.7666 | 0.088701 | 58.6753 | 5.1918 | 6.9335 | 0.4547 | 139.6765 | 0.41252 | 469.5207 | 36.2266 | 48.3096 | 1.975 | 0.9355 | 548.2137 | 140.2623 | 214.353 | 358.9247 | 152.9265 | 154.5309 | 418.6943 | 122.4613 | 161.7054
4428212 | VCUG | 8 | 05m_109019_419x230x572.dat | 0.0850;0.0850;0.1928 | 419;230;572 | (-0.1751;73.0726;1.2071) | 60 | 6.3535 | 49 | 85.8561 | 60 | iodine | [138] | [100] | 1 | 5 | 65 | normal | none | 6.8214 | 6.0312 | 41.1415 | 29.283 | 25.8909 | 758.1629 | 4.6701e-16 | 44.2106 | 0.14372 | 3.6877 | 573.2159 | 0.23856 | 170.4573 | 402.022 | 9.9582 | 327.6131 | 0.026937 | 64.0623 | 5.9317 | 7.4477 | 0.28854 | 151.0832 | 0.45733 | 503.0896 | 40.1765 | 53.735 | 2.2819 | 1.0343 | 588.1191 | 150.5402 | 232.1563 | 375.6534 | 160.4515 | 157.4334 | 446.5174 | 130.4954 | 172.6029
4428212 | VCUG | 8 | 05m_109019_419x230x572.dat | 0.0850;0.0850;0.1928 | 419;230;572 | (-0.1751;73.0726;1.2071) | 80 | 2.9 | 44 | 85.8561 | 60 | iodine | [138] | [100] | 1 | 5 | 65 | normal | none | 6.8214 | 6.0312 | 41.1415 | 29.283 | 25.8909 | 758.1629 | 6.7443e-16 | 23.8749 | 0.079004 | 2.1706 | 368.3101 | 0.09418 | 96.8608 | 237.3406 | 5.0269 | 213.6021 | 0 | 36.1252 | 3.0795 | 3.8118 | 0.20521 | 84.824 | 0.26108 | 297.4653 | 21.4848 | 28.2682 | 1.1425 | 0.52735 | 346.514 | 90.6856 | 133.821 | 257.929 | 107.1302 | 134.7514 | 266.6987 | 81.638 | 106.0538
4428212 | VCUG | 8 | 05m_109019_419x230x572.dat | 0.0850;0.0850;0.1928 | 419;230;572 | (-0.1751;73.0726;1.2071) | 80 | 7.702 | 57 | 85.8561 | 60 | iodine | [138] | [100] | 1 | 5 | 65 | normal | none | 6.8214 | 6.0312 | 41.1415 | 29.283 | 25.8909 | 758.1629 | 4.5077e-16 | 53.4928 | 0.20894 | 5.992 | 608.446 | 0.34854 | 185.8858 | 444.2608 | 13.6823 | 345.0752 | 0.02013 | 73.7491 | 8.144 | 10.2526 | 0.75974 | 170.6253 | 0.62384 | 549.6579 | 47.4697 | 65.1816 | 3.5654 | 2.0642 | 644.9612 | 169.143 | 261.4496 | 395.2226 | 169.0238 | 158.6441 | 501.141 | 142.2634 | 188.8916
4428212 | VCUG | 8 | 05m_109019_419x230x572.dat | 0.0850;0.0850;0.1928 | 419;230;572 | (-0.1751;73.0726;1.2071) | 80 | 8.502 | 60 | 85.8561 | 60 | iodine | [138] | [100] | 1 | 5 | 65 | normal | none | 6.8214 | 6.0312 | 41.1415 | 29.283 | 25.8909 | 758.1629 | 4.396e-16 | 58.5052 | 0.22227 | 6.8007 | 628.7729 | 0.36517 | 193.4408 | 473.064 | 15.1846 | 356.0264 | 0.16628 | 78.4323 | 8.9651 | 11.4986 | 0.64915 | 181.8007 | 0.7073 | 575.5202 | 51.037 | 70.1202 | 3.9656 | 1.7966 | 670.3787 | 178.127 | 276.0874 | 407.6628 | 174.205 | 160.414 | 534.5059 | 149.0904 | 197.7288
4428212 | VCUG | 8 | 05m_109019_419x230x572.dat | 0.0850;0.0850;0.1928 | 419;230;572 | (-0.1751;73.0726;1.2071) | 110 | 3.9 | 52 | 85.8561 | 60 | iodine | [138] | [100] | 1 | 5 | 65 | normal | none | 6.8214 | 6.0312 | 41.1415 | 29.283 | 25.8909 | 758.1629 | 6.0289e-16 | 33.9862 | 0.13255 | 3.4875 | 438.3043 | 0.21282 | 118.6946 | 300.651 | 8.1723 | 250.3103 | 0.3554 | 47.5906 | 4.8971 | 6.062 | 0.27896 | 110.6053 | 0.4019 | 372.9691 | 29.7616 | 40.4268 | 2.1254 | 0.88041 | 439.9629 | 115.7143 | 171.688 | 299.3519 | 124.8907 | 141.1252 | 337.8385 | 99.4417 | 131.238
4428212 | VCUG | 8 | 05m_109019_419x230x572.dat | 0.0850;0.0850;0.1928 | 419;230;572 | (-0.1751;73.0726;1.2071) | 110 | 7.85 | 62 | 85.8561 | 60 | iodine | [138] | [100] | 1 | 5 | 65 | normal | none | 6.8214 | 6.0312 | 41.1415 | 29.283 | 25.8909 | 758.1629 | 4.8148e-16 | 51.0173 | 0.22393 | 6.3088 | 588.826 | 0.42799 | 174.7994 | 440.7628 | 13.9247 | 330.4579 | 0.046257 | 71.1821 | 8.4549 | 10.6454 | 0.52251 | 164.4065 | 0.76406 | 533.6216 | 46.849 | 63.7987 | 3.921 | 1.3976 | 628.4743 | 167.0897 | 251.7393 | 386.1119 | 163.5612 | 155.4971 | 498.3349 | 138.3507 | 184.5507
4428212 | VCUG | 8 | 05m_109019_419x230x572.dat | 0.0850;0.0850;0.1928 | 419;230;572 | (-0.1751;73.0726;1.2071) | 110 | 9.9905 | 69 | 85.8561 | 60 | iodine | [138] | [100] | 1 | 5 | 65 | normal | none | 6.8214 | 6.0312 | 41.1415 | 29.283 | 25.8909 | 758.1629 | 4.6553e-16 | 61.3107 | 0.27624 | 8.4362 | 629.6039 | 0.45608 | 195.5982 | 476.8321 | 16.8139 | 349.0424 | 0.54813 | 79.7584 | 10.0399 | 13.1892 | 0.68004 | 184.4325 | 0.93745 | 584.1934 | 52.9503 | 73.559 | 4.5666 | 2.12 | 691.1036 | 185.466 | 278.4092 | 407.3109 | 173.5032 | 157.678 | 553.3254 | 150.8219 | 200.9177
4428212 | VCUG | 9 | 05m_109019_419x230x572.dat | 0.0850;0.0850;0.1928 | 419;230;572 | (0.3498;73.1327;1.2114) | 60 | 2.5 | 38 | 85.7359 | 60 | iodine | [138] | [100] | 1 | 5 | 65 | normal | none | 6.7588 | 6.0287 | 40.7467 | 28.9735 | 25.8438 | 748.786 | 7.6115e-16 | 15.1586 | 0.04494 | 1.3448 | 265.5455 | 0.040464 | 46.657 | 186.8357 | 3.3167 | 165.7623 | 0.24192 | 17.5222 | 1.856 | 2.5599 | 0.18459 | 91.43 | 0.14263 | 219.6281 | 22.2137 | 32.422 | 0.61474 | 0.24121 | 277.3828 | 72.6371 | 104.2587 | 223.6211 | 94.0676 | 130.3338 | 210.9833 | 65.7259 | 81.9466
4428212 | VCUG | 9 | 05m_109019_419x230x572.dat | 0.0850;0.0850;0.1928 | 419;230;572 | (0.3498;73.1327;1.2114) | 60 | 5.7448 | 47 | 85.7359 | 60 | iodine | [138] | [100] | 1 | 5 | 65 | normal | none | 6.7588 | 6.0287 | 40.7467 | 28.9735 | 25.8438 | 748.786 | 4.9422e-16 | 38.3512 | 0.12324 | 3.4843 | 468.8581 | 0.090939 | 111.2213 | 368.4174 | 9.4925 | 286.774 | 0 | 42.922 | 5.292 | 7.4116 | 0.33471 | 180.2773 | 0.39511 | 429.4224 | 49.4231 | 71.2554 | 2.007 | 1.3839 | 541.2345 | 139.7471 | 213.8334 | 351.3421 | 152.7936 | 155.078 | 419.4269 | 119.9703 | 153.9186
4428212 | VCUG | 9 | 05m_109019_419x230x572.dat | 0.0850;0.0850;0.1928 | 419;230;572 | (0.3498;73.1327;1.2114) | 60 | 6.3535 | 49 | 85.7359 | 60 | iodine | [138] | [100] | 1 | 5 | 65 | normal | none | 6.7588 | 6.0287 | 40.7467 | 28.9735 | 25.8438 | 748.786 | 4.7188e-16 | 40.8596 | 0.14095 | 3.5795 | 496.2449 | 0.22745 | 119.2878 | 399.1872 | 10.8895 | 302.7016 | 0.016203 | 47.819 | 6.0665 | 8.0503 | 0.3866 | 193.8846 | 0.41004 | 460.7913 | 54.0938 | 77.8984 | 2.1781 | 0.8244 | 579.8036 | 150.0148 | 231.6524 | 368.3072 | 160.315 | 157.6907 | 447.5041 | 127.2938 | 164.6256
4428212 | VCUG | 9 | 05m_109019_419x230x572.dat | 0.0850;0.0850;0.1928 | 419;230;572 | (0.3498;73.1327;1.2114) | 80 | 2.9 | 44 | 85.7359 | 60 | iodine | [138] | [100] | 1 | 5 | 65 | normal | none | 6.7588 | 6.0287 | 40.7467 | 28.9735 | 25.8438 | 748.786 | 6.8146e-16 | 22.7305 | 0.07931 | 2.2229 | 313.1796 | 0.1185 | 65.1966 | 231.1794 | 5.5161 | 192.4392 | 0 | 25.3763 | 3.1545 | 3.9666 | 0.3346 | 113.7613 | 0.26703 | 272.1942 | 29.6671 | 43.3597 | 1.2202 | 0.72293 | 344.4946 | 90.3467 | 133.5166 | 251.4539 | 107.051 | 134.9496 | 265.356 | 79.1741 | 99.9374
4428212 | VCUG | 9 | 05m_109019_419x230x572.dat | 0.0850;0.0850;0.1928 | 419;230;572 | (0.3498;73.1327;1.2114) | 80 | 7.702 | 57 | 85.7359 | 60 | iodine | [138] | [100] | 1 | 5 | 65 | normal | none | 6.7588 | 6.0287 | 40.7467 | 28.9735 | 25.8438 | 748.786 | 4.5548e-16 | 52.92 | 0.21096 | 5.8655 | 531.5714 | 0.30278 | 143.6398 | 434.5967 | 14.4452 | 320.9803 | 0.73334 | 57.7545 | 8.0877 | 10.4538 | 0.81518 | 210.2684 | 0.66176 | 506.3014 | 61.219 | 89.2949 | 3.4831 | 1.3237 | 639.4357 | 168.6203 | 260.9315 | 387.4816 | 168.8661 | 159.1105 | 497.9146 | 139.3749 | 180.4734
4428212 | VCUG | 9 | 05m_109019_419x230x572.dat | 0.0850;0.0850;0.1928 | 419;230;572 | (0.3498;73.1327;1.2114) | 80 | 8.502 | 60 | 85.7359 | 60 | iodine | [138] | [100] | 1 | 5 | 65 | normal | none | 6.7588 | 6.0287 | 40.7467 | 28.9735 | 25.8438 | 748.786 | 4.4419e-16 | 55.5705 | 0.2315 | 6.9522 | 552.5308 | 0.32238 | 150.2705 | 460.296 | 15.8087 | 331.0277 | 0 | 62.4527 | 8.8892 | 11.9023 | 0.813 | 219.3756 | 0.70517 | 530.806 | 64.9223 | 94.6729 | 3.8591 | 1.6653 | 665.0946 | 177.4944 | 275.4093 | 399.2228 | 173.9691 | 160.5119 | 519.5721 | 144.772 | 189.0742
4428212 | VCUG | 9 | 05m_109019_419x230x572.dat | 0.0850;0.0850;0.1928 | 419;230;572 | (0.3498;73.1327;1.2114) | 110 | 3.9 | 52 | 85.7359 | 60 | iodine | [138] | [100] | 1 | 5 | 65 | normal | none | 6.7588 | 6.0287 | 40.7467 | 28.9735 | 25.8438 | 748.786 | 6.0918e-16 | 32.4945 | 0.13613 | 4.0591 | 377.3595 | 0.17473 | 89.1854 | 291.8512 | 8.559 | 228.8321 | 0 | 35.9319 | 4.9407 | 6.3456 | 0.38775 | 140.8187 | 0.42534 | 342.9198 | 39.1395 | 56.7927 | 2.1931 | 0.7931 | 433.1066 | 115.304 | 171.3169 | 292.4959 | 124.7899 | 141.3913 | 343.8883 | 97.7184 | 124.2688
4428212 | VCUG | 9 | 05m_109019_419x230x572.dat | 0.0850;0.0850;0.1928 | 419;230;572 | (0.3498;73.1327;1.2114) | 110 | 7.85 | 62 | 85.7359 | 60 | iodine | [138] | [100] | 1 | 5 | 65 | normal | none | 6.7588 | 6.0287 | 40.7467 | 28.9735 | 25.8438 | 748.786 | 4.865e-16 | 48.0983 | 0.23038 | 6.6824 | 515.9879 | 0.33881 | 139.0329 | 422.1346 | 14.7736 | 307.2536 | 0.20132 | 57.2904 | 8.3062 | 11.182 | 0.64018 | 198.3726 | 0.79128 | 492.5143 | 58.7169 | 85.6499 | 3.7582 | 1.3893 | 619.5637 | 166.4998 | 251.1308 | 377.7546 | 163.3416 | 155.7972 | 478.9481 | 134.141 | 175.4994
4428212 | VCUG | 9 | 05m_109019_419x230x572.dat | 0.0850;0.0850;0.1928 | 419;230;572 | (0.3498;73.1327;1.2114) | 110 | 9.9905 | 69 | 85.7359 | 60 | iodine | [138] | [100] | 1 | 5 | 65 | normal | none | 6.7588 | 6.0287 | 40.7467 | 28.9735 | 25.8438 | 748.786 | 4.7039e-16 | 57.5778 | 0.27365 | 8.3188 | 556.1559 | 0.38094 | 154.7866 | 467.3785 | 17.8276 | 326.4527 | 0.050286 | 66.1282 | 10.0162 | 13.1372 | 0.63286 | 216.3738 | 0.90893 | 540.1054 | 65.0057 | 96.099 | 4.7518 | 1.7304 | 679.2028 | 184.8145 | 277.7141 | 401.3337 | 173.252 | 158.1516 | 542.1037 | 146.8455 | 192.4387
4428212 | VCUG | 10 | 05m_109019_419x230x572.dat | 0.0850;0.0850;0.1928 | 419;230;572 | (0.3498;73.1327;1.2114) | 60 | 2.5 | 38 | 85.7359 | 60 | iodine | [138] | [70] | 0 | 5 | 65 | normal | none | 6.7588 | 6.0287 | 40.7467 | 28.9735 | 25.8438 | 748.786 | 7.6115e-16 | 15.16 | 0.045067 | 1.3453 | 265.8082 | 0.040464 | 46.6964 | 187.6765 | 3.3171 | 165.7623 | 0.24192 | 17.5274 | 1.8571 | 2.5593 | 0.18459 | 91.4498 | 0.141 | 220.0748 | 22.2111 | 32.4351 | 0.61474 | 0.24121 | 286.6057 | 72.7023 | 104.3476 | 223.8277 | 94.157 | 130.3877 | 215.5685 | 66.106 | 82.4712
4428212 | VCUG | 10 | 05m_109019_419x230x572.dat | 0.0850;0.0850;0.1928 | 419;230;572 | (0.3498;73.1327;1.2114) | 60 | 5.7448 | 47 | 85.7359 | 60 | iodine | [138] | [70] | 0 | 5 | 65 | normal | none | 6.7588 | 6.0287 | 40.7467 | 28.9735 | 25.8438 | 748.786 | 4.9422e-16 | 38.3734 | 0.123 | 3.5213 | 469.971 | 0.090939 | 111.3467 | 369.0245 | 9.4925 | 286.8347 | 0 | 42.9382 | 5.2934 | 7.4183 | 0.33471 | 180.3178 | 0.39511 | 430.4341 | 49.4353 | 71.2757 | 2.0071 | 1.3839 | 559.1819 | 139.932 | 214.0983 | 351.7539 | 153.0458 | 155.1858 | 431.0007 | 120.9313 | 154.9678
4428212 | VCUG | 10 | 05m_109019_419x230x572.dat | 0.0850;0.0850;0.1928 | 419;230;572 | (0.3498;73.1327;1.2114) | 60 | 6.3535 | 49 | 85.7359 | 60 | iodine | [138] | [70] | 0 | 5 | 65 | normal | none | 6.7588 | 6.0287 | 40.7467 | 28.9735 | 25.8438 | 748.786 | 4.7188e-16 | 40.8829 | 0.14106 | 3.564 | 497.3469 | 0.22745 | 119.5379 | 400.6282 | 10.8887 | 302.7651 | 0.016203 | 47.8444 | 6.0697 | 8.0484 | 0.3866 | 193.9354 | 0.41258 | 462.0416 | 54.0981 | 77.9281 | 2.176 | 0.8244 | 599.5119 | 150.2399 | 231.971 | 368.8757 | 160.596 | 157.8106 | 460.1132 | 128.3585 | 165.8236
4428212 | VCUG | 10 | 05m_109019_419x230x572.dat | 0.0850;0.0850;0.1928 | 419;230;572 | (0.3498;73.1327;1.2114) | 80 | 2.9 | 44 | 85.7359 | 60 | iodine | [138] | [70] | 0 | 5 | 65 | normal | none | 6.7588 | 6.0287 | 40.7467 | 28.9735 | 25.8438 | 748.786 | 6.8146e-16 | 22.7746 | 0.079313 | 2.2229 | 313.6785 | 0.1185 | 65.3683 | 232.9991 | 5.5159 | 192.4832 | 0 | 25.3895 | 3.1573 | 3.9782 | 0.3346 | 113.8053 | 0.26475 | 272.8546 | 29.6642 | 43.3729 | 1.224 | 0.71978 | 353.9449 | 90.4753 | 133.6996 | 251.7389 | 107.2132 | 135.0097 | 270.0811 | 79.5965 | 100.5922
4428212 | VCUG | 10 | 05m_109019_419x230x572.dat | 0.0850;0.0850;0.1928 | 419;230;572 | (0.3498;73.1327;1.2114) | 80 | 7.702 | 57 | 85.7359 | 60 | iodine | [138] | [70] | 0 | 5 | 65 | normal | none | 6.7588 | 6.0287 | 40.7467 | 28.9735 | 25.8438 | 748.786 | 4.5548e-16 | 53.0869 | 0.21026 | 5.8683 | 532.9765 | 0.30278 | 144.013 | 437.9119 | 14.4452 | 321.134 | 0.73334 | 57.8094 | 8.1016 | 10.4604 | 0.83409 | 210.398 | 0.6644 | 508.1456 | 61.2256 | 89.3366 | 3.4891 | 1.3194 | 664.9692 | 168.9574 | 261.4291 | 388.4564 | 169.2834 | 159.2905 | 507.5748 | 140.2908 | 182.095
4428212 | VCUG | 10 | 05m_109019_419x230x572.dat | 0.0850;0.0850;0.1928 | 419;230;572 | (0.3498;73.1327;1.2114) | 80 | 8.502 | 60 | 85.7359 | 60 | iodine | [138] | [70] | 0 | 5 | 65 | normal | none | 6.7588 | 6.0287 | 40.7467 | 28.9735 | 25.8438 | 748.786 | 4.4419e-16 | 55.602 | 0.23184 | 6.9497 | 554.1968 | 0.32238 | 150.6892 | 467.1399 | 15.8145 | 331.1628 | 0 | 62.5157 | 8.9042 | 11.9174 | 0.80965 | 219.5175 | 0.70127 | 532.8096 | 64.9471 | 94.7832 | 3.8641 | 1.6653 | 692.8529 | 177.8858 | 275.9877 | 400.1599 | 174.4288 | 160.7224 | 533.3499 | 145.997 | 191.1517
4428212 | VCUG | 10 | 05m_109019_419x230x572.dat | 0.0850;0.0850;0.1928 | 419;230;572 | (0.3498;73.1327;1.2114) | 110 | 3.9 | 52 | 85.7359 | 60 | iodine | [138] | [70] | 0 | 5 | 65 | normal | none | 6.7588 | 6.0287 | 40.7467 | 28.9735 | 25.8438 | 748.786 | 6.0918e-16 | 32.501 | 0.13628 | 4.0558 | 378.1639 | 0.17238 | 89.1115 | 295.5283 | 8.5676 | 228.9142 | 0 | 35.9696 | 4.9457 | 6.315 | 0.39962 | 140.8713 | 0.42526 | 343.954 | 39.1575 | 56.8108 | 2.1954 | 0.7931 | 449.3743 | 115.5167 | 171.6242 | 293.0881 | 125.041 | 141.4855 | 352.8676 | 98.4782 | 125.4336
4428212 | VCUG | 10 | 05m_109019_419x230x572.dat | 0.0850;0.0850;0.1928 | 419;230;572 | (0.3498;73.1327;1.2114) | 110 | 7.85 | 62 | 85.7359 | 60 | iodine | [138] | [70] | 0 | 5 | 65 | normal | none | 6.7588 | 6.0287 | 40.7467 | 28.9735 | 25.8438 | 748.786 | 4.865e-16 | 48.0202 | 0.23087 | 6.6966 | 517.4473 | 0.33881 | 139.2364 | 426.6772 | 14.8065 | 307.3564 | 0.20132 | 57.3459 | 8.314 | 11.1913 | 0.62275 | 198.5268 | 0.79379 | 494.282 | 58.7293 | 85.7383 | 3.7722 | 1.3893 | 644.1062 | 166.8724 | 251.6796 | 378.3821 | 163.7832 | 155.9826 | 494.3026 | 135.4368 | 177.243
4428212 | VCUG | 10 | 05m_109019_419x230x572.dat | 0.0850;0.0850;0.1928 | 419;230;572 | (0.3498;73.1327;1.2114) | 110 | 9.9905 | 69 | 85.7359 | 60 | iodine | [138] | [70] | 0 | 5 | 65 | normal | none | 6.7588 | 6.0287 | 40.7467 | 28.9735 | 25.8438 | 748.786 | 4.7039e-16 | 57.4758 | 0.27339 | 8.3505 | 557.8566 | 0.39344 | 155.3159 | 471.8003 | 17.8543 | 326.6653 | 0.050286 | 66.2111 | 10.023 | 13.1119 | 0.63286 | 216.5864 | 0.90646 | 542.2738 | 65.0652 | 96.2011 | 4.7422 | 1.7304 | 706.4143 | 185.2833 | 278.416 | 402.5333 | 173.7895 | 158.3974 | 557.5803 | 148.2365 | 194.3368
4428212 | VCUG | 11 | 05m_109019_419x230x572.dat | 0.0850;0.0850;0.1928 | 419;230;572 | (0.3498;73.1327;1.2114) | 60 | 2.5 | 38 | 85.7359 | 60 | iodine | [138] | [50] | 1 | 5 | 65 | normal | none | 6.7588 | 6.0287 | 40.7467 | 28.9735 | 25.8438 | 748.786 | 7.6115e-16 | 15.16 | 0.04494 | 1.3445 | 266.1892 | 0.040464 | 46.8383 | 188.202 | 3.3183 | 165.7886 | 0.24192 | 17.534 | 1.8567 | 2.5593 | 0.18459 | 91.4603 | 0.141 | 220.5609 | 22.2124 | 32.443 | 0.61474 | 0.24121 | 294.9878 | 72.7786 | 104.4516 | 224.0221 | 94.2627 | 130.4308 | 219.3128 | 66.431 | 82.9449
4428212 | VCUG | 11 | 05m_109019_419x230x572.dat | 0.0850;0.0850;0.1928 | 419;230;572 | (0.3498;73.1327;1.2114) | 60 | 5.7448 | 47 | 85.7359 | 60 | iodine | [138] | [50] | 1 | 5 | 65 | normal | none | 6.7588 | 6.0287 | 40.7467 | 28.9735 | 25.8438 | 748.786 | 4.9422e-16 | 38.4483 | 0.12311 | 3.4889 | 470.6185 | 0.090939 | 111.4641 | 372.5249 | 9.4996 | 286.9156 | 0 | 42.9665 | 5.2952 | 7.4169 | 0.33471 | 180.3238 | 0.39511 | 431.6886 | 49.4616 | 71.2939 | 2.007 | 1.3839 | 576.9472 | 140.1489 | 214.4093 | 352.4838 | 153.3105 | 155.3152 | 439.7417 | 121.7021 | 156.1587
4428212 | VCUG | 11 | 05m_109019_419x230x572.dat | 0.0850;0.0850;0.1928 | 419;230;572 | (0.3498;73.1327;1.2114) | 60 | 6.3535 | 49 | 85.7359 | 60 | iodine | [138] | [50] | 1 | 5 | 65 | normal | none | 6.7588 | 6.0287 | 40.7467 | 28.9735 | 25.8438 | 748.786 | 4.7188e-16 | 40.9825 | 0.14111 | 3.5871 | 498.2581 | 0.22745 | 119.4976 | 403.807 | 10.9031 | 302.8711 | 0.016203 | 47.8783 | 6.071 | 8.0477 | 0.3866 | 193.9714 | 0.41004 | 463.4403 | 54.1171 | 77.9768 | 2.1768 | 0.8244 | 620.4492 | 150.492 | 232.3345 | 369.5226 | 160.9107 | 157.9601 | 467.7422 | 129.0359 | 167.1515
4428212 | VCUG | 11 | 05m_109019_419x230x572.dat | 0.0850;0.0850;0.1928 | 419;230;572 | (0.3498;73.1327;1.2114) | 80 | 2.9 | 44 | 85.7359 | 60 | iodine | [138] | [50] | 1 | 5 | 65 | normal | none | 6.7588 | 6.0287 | 40.7467 | 28.9735 | 25.8438 | 748.786 | 6.8146e-16 | 22.7892 | 0.079271 | 2.2213 | 314.1921 | 0.1185 | 65.3375 | 234.1437 | 5.5328 | 192.5419 | 0 | 25.4042 | 3.1584 | 3.9669 | 0.3346 | 113.8405 | 0.2647 | 273.6176 | 29.67 | 43.392 | 1.2202 | 0.71978 | 366.3007 | 90.6053 | 133.8865 | 252.2411 | 107.3805 | 135.0819 | 274.7329 | 80.0119 | 101.31
4428212 | VCUG | 11 | 05m_109019_419x230x572.dat | 0.0850;0.0850;0.1928 | 419;230;572 | (0.3498;73.1327;1.2114) | 80 | 7.702 | 57 | 85.7359 | 60 | iodine | [138] | [50] | 1 | 5 | 65 | normal | none | 6.7588 | 6.0287 | 40.7467 | 28.9735 | 25.8438 | 748.786 | 4.5548e-16 | 53.1001 | 0.21052 | 5.8901 | 534.206 | 0.30342 | 143.9976 | 443.1372 | 14.4687 | 321.2876 | 0.73334 | 57.8687 | 8.1066 | 10.4696 | 0.81518 | 210.5231 | 0.66157 | 509.7263 | 61.2585 | 89.4156 | 3.491 | 1.3194 | 686.2655 | 169.3148 | 261.9662 | 389.3093 | 169.7103 | 159.4489 | 519.8036 | 141.3525 | 183.705
4428212 | VCUG | 11 | 05m_109019_419x230x572.dat | 0.0850;0.0850;0.1928 | 419;230;572 | (0.3498;73.1327;1.2114) | 80 | 8.502 | 60 | 85.7359 | 60 | iodine | [138] | [50] | 1 | 5 | 65 | normal | none | 6.7588 | 6.0287 | 40.7467 | 28.9735 | 25.8438 | 748.786 | 4.4419e-16 | 55.7078 | 0.23188 | 6.9785 | 555.1873 | 0.32304 | 150.5249 | 471.3723 | 15.8184 | 331.3429 | 0 | 62.5855 | 8.9115 | 11.9072 | 0.80965 | 219.6796 | 0.70467 | 534.7232 | 64.9921 | 94.8283 | 3.8618 | 1.6653 | 716.7614 | 178.2697 | 276.574 | 401.2636 | 174.8965 | 160.907 | 551.045 | 147.5003 | 192.8118
4428212 | VCUG | 11 | 05m_109019_419x230x572.dat | 0.0850;0.0850;0.1928 | 419;230;572 | (0.3498;73.1327;1.2114) | 110 | 3.9 | 52 | 85.7359 | 60 | iodine | [138] | [50] | 1 | 5 | 65 | normal | none | 6.7588 | 6.0287 | 40.7467 | 28.9735 | 25.8438 | 748.786 | 6.0918e-16 | 32.5848 | 0.13651 | 4.0574 | 378.8862 | 0.17238 | 89.2773 | 297.9578 | 8.5789 | 228.9962 | 0 | 35.9992 | 4.9509 | 6.3384 | 0.38775 | 140.886 | 0.42549 | 345.0046 | 39.1871 | 56.837 | 2.1982 | 0.7931 | 462.7037 | 115.7277 | 171.9354 | 293.3462 | 125.2993 | 141.5932 | 360.2382 | 99.1135 | 126.3596
4428212 | VCUG | 11 | 05m_109019_419x230x572.dat | 0.0850;0.0850;0.1928 | 419;230;572 | (0.3498;73.1327;1.2114) | 110 | 7.85 | 62 | 85.7359 | 60 | iodine | [138] | [50] | 1 | 5 | 65 | normal | none | 6.7588 | 6.0287 | 40.7467 | 28.9735 | 25.8438 | 748.786 | 4.865e-16 | 48.0531 | 0.23056 | 6.6818 | 518.7423 | 0.33881 | 139.2775 | 430.2332 | 14.8211 | 307.5414 | 0.20132 | 57.4055 | 8.3208 | 11.2102 | 0.62275 | 198.683 | 0.79173 | 496.1114 | 58.7539 | 85.8616 | 3.7854 | 1.3893 | 662.4205 | 167.2411 | 252.2328 | 379.2377 | 164.1938 | 156.1275 | 503.9634 | 136.3128 | 178.5887
4428212 | VCUG | 11 | 05m_109019_419x230x572.dat | 0.0850;0.0850;0.1928 | 419;230;572 | (0.3498;73.1327;1.2114) | 110 | 9.9905 | 69 | 85.7359 | 60 | iodine | [138] | [50] | 1 | 5 | 65 | normal | none | 6.7588 | 6.0287 | 40.7467 | 28.9735 | 25.8438 | 748.786 | 4.7039e-16 | 57.6756 | 0.27365 | 8.3865 | 559.1747 | 0.38102 | 155.0183 | 476.3497 | 17.8633 | 326.8567 | 0.050286 | 66.2982 | 10.0304 | 13.151 | 0.63286 | 216.8202 | 0.91029 | 544.3359 | 65.1354 | 96.335 | 4.7586 | 1.7418 | 724.9946 | 185.7195 | 279.0703 | 403.5952 | 174.2781 | 158.6344 | 569.9317 | 149.3341 | 195.8219
4428212 | VCUG | 12 | 05m_109019_419x230x572.dat | 0.0850;0.0850;0.1928 | 419;230;572 | (0.3498;73.1327;1.2114) | 60 | 2.5 | 38 | 85.7359 | 60 | iodine | [138] | [30] | 0 | 5 | 65 | normal | none | 6.7588 | 6.0287 | 40.7467 | 28.9735 | 25.8438 | 748.786 | 7.6115e-16 | 15.1718 | 0.045012 | 1.3431 | 266.7542 | 0.040464 | 46.8423 | 191.0792 | 3.3185 | 165.828 | 0.24192 | 17.5498 | 1.8581 | 2.5556 | 0.18459 | 91.497 | 0.141 | 221.3361 | 22.2269 | 32.4575 | 0.61801 | 0.24121 | 307.2061 | 72.9067 | 104.6307 | 224.3989 | 94.4427 | 130.4846 | 227.1562 | 67.0842 | 83.8299
4428212 | VCUG | 12 | 05m_109019_419x230x572.dat | 0.0850;0.0850;0.1928 | 419;230;572 | (0.3498;73.1327;1.2114) | 60 | 5.7448 | 47 | 85.7359 | 60 | iodine | [138] | [30] | 0 | 5 | 65 | normal | none | 6.7588 | 6.0287 | 40.7467 | 28.9735 | 25.8438 | 748.786 | 4.9422e-16 | 38.4544 | 0.12322 | 3.5181 | 471.7313 | 0.090939 | 111.4115 | 377.7048 | 9.5056 | 287.0168 | 0 | 43.0191 | 5.2994 | 7.4293 | 0.33471 | 180.4594 | 0.39511 | 433.6715 | 49.4535 | 71.3262 | 2.0072 | 1.3839 | 601.6527 | 140.4856 | 214.908 | 353.3448 | 153.7702 | 155.511 | 456.5155 | 123.1101 | 157.9216
4428212 | VCUG | 12 | 05m_109019_419x230x572.dat | 0.0850;0.0850;0.1928 | 419;230;572 | (0.3498;73.1327;1.2114) | 60 | 6.3535 | 49 | 85.7359 | 60 | iodine | [138] | [30] | 0 | 5 | 65 | normal | none | 6.7588 | 6.0287 | 40.7467 | 28.9735 | 25.8438 | 748.786 | 4.7188e-16 | 40.9508 | 0.14136 | 3.5632 | 499.5085 | 0.22745 | 119.7413 | 409.6558 | 10.9158 | 302.9983 | 0.016203 | 47.9398 | 6.0786 | 8.0609 | 0.3866 | 194.177 | 0.41423 | 465.6442 | 54.1362 | 77.9853 | 2.177 | 0.8244 | 646.3242 | 150.884 | 232.9219 | 370.6007 | 161.4371 | 158.186 | 482.7671 | 130.359 | 169.0205
4428212 | VCUG | 12 | 05m_109019_419x230x572.dat | 0.0850;0.0850;0.1928 | 419;230;572 | (0.3498;73.1327;1.2114) | 80 | 2.9 | 44 | 85.7359 | 60 | iodine | [138] | [30] | 0 | 5 | 65 | normal | none | 6.7588 | 6.0287 | 40.7467 | 28.9735 | 25.8438 | 748.786 | 6.8146e-16 | 22.8068 | 0.079343 | 2.2393 | 314.8378 | 0.1185 | 65.2861 | 236.7557 | 5.5394 | 192.6153 | 0 | 25.435 | 3.1623 | 3.9763 | 0.3346 | 113.8582 | 0.26525 | 274.7475 | 29.6994 | 43.4111 | 1.2233 | 0.71978 | 380.1533 | 90.807 | 134.1849 | 252.757 | 107.6478 | 135.1902 | 285.181 | 80.8817 | 102.2897
4428212 | VCUG | 12 | 05m_109019_419x230x572.dat | 0.0850;0.0850;0.1928 | 419;230;572 | (0.3498;73.1327;1.2114) | 80 | 7.702 | 57 | 85.7359 | 60 | iodine | [138] | [30] | 0 | 5 | 65 | normal | none | 6.7588 | 6.0287 | 40.7467 | 28.9735 | 25.8438 | 748.786 | 4.5548e-16 | 53.021 | 0.21062 | 5.8677 | 536.16 | 0.30278 | 144.3467 | 449.7676 | 14.4766 | 321.5291 | 0.73334 | 57.974 | 8.1077 | 10.4459 | 0.81518 | 210.7822 | 0.66157 | 512.4926 | 61.3529 | 89.521 | 3.4928 | 1.3194 | 712.9406 | 169.8441 | 262.7779 | 390.8121 | 170.3469 | 159.728 | 536.0502 | 142.825 | 185.8014
4428212 | VCUG | 12 | 05m_109019_419x230x572.dat | 0.0850;0.0850;0.1928 | 419;230;572 | (0.3498;73.1327;1.2114) | 80 | 8.502 | 60 | 85.7359 | 60 | iodine | [138] | [30] | 0 | 5 | 65 | normal | none | 6.7588 | 6.0287 | 40.7467 | 28.9735 | 25.8438 | 748.786 | 4.4419e-16 | 55.6628 | 0.23177 | 6.947 | 557.3485 | 0.32362 | 150.8648 | 478.3738 | 15.8654 | 331.6356 | 0 | 62.6981 | 8.9101 | 11.9196 | 0.80965 | 219.9115 | 0.70188 | 537.5148 | 65.0731 | 94.9183 | 3.8765 | 1.7037 | 742.3359 | 178.8751 | 277.5024 | 402.7213 | 175.597 | 161.2042 | 571.0588 | 149.2746 | 194.9654
4428212 | VCUG | 12 | 05m_109019_419x230x572.dat | 0.0850;0.0850;0.1928 | 419;230;572 | (0.3498;73.1327;1.2114) | 110 | 3.9 | 52 | 85.7359 | 60 | iodine | [138] | [30] | 0 | 5 | 65 | normal | none | 6.7588 | 6.0287 | 40.7467 | 28.9735 | 25.8438 | 748.786 | 6.0918e-16 | 32.529 | 0.13659 | 4.073 | 380.1009 | 0.17309 | 89.2642 | 301.0603 | 8.6058 | 229.1768 | 0 | 36.0599 | 4.9535 | 6.3653 | 0.39136 | 141.0682 | 0.42552 | 346.6461 | 39.215 | 56.9109 | 2.2046 | 0.7931 | 480.2191 | 116.0543 | 172.4232 | 294.3484 | 125.6766 | 141.7682 | 371.532 | 100.116 | 127.6349
4428212 | VCUG | 12 | 05m_109019_419x230x572.dat | 0.0850;0.0850;0.1928 | 419;230;572 | (0.3498;73.1327;1.2114) | 110 | 7.85 | 62 | 85.7359 | 60 | iodine | [138] | [30] | 0 | 5 | 65 | normal | none | 6.7588 | 6.0287 | 40.7467 | 28.9735 | 25.8438 | 748.786 | 4.865e-16 | 48.1785 | 0.23178 | 6.6807 | 520.3456 | 0.33881 | 139.4892 | 435.4952 | 14.8241 | 307.7675 | 0.20132 | 57.5227 | 8.3352 | 11.2532 | 0.62275 | 198.9132 | 0.795 | 498.6191 | 58.8259 | 85.95 | 3.7802 | 1.4393 | 687.4769 | 167.7697 | 253.0394 | 380.8538 | 164.8116 | 156.4191 | 520.2633 | 137.8027 | 180.4782
4428212 | VCUG | 12 | 05m_109019_419x230x572.dat | 0.0850;0.0850;0.1928 | 419;230;572 | (0.3498;73.1327;1.2114) | 110 | 9.9905 | 69 | 85.7359 | 60 | iodine | [138] | [30] | 0 | 5 | 65 | normal | none | 6.7588 | 6.0287 | 40.7467 | 28.9735 | 25.8438 | 748.786 | 4.7039e-16 | 57.6756 | 0.27462 | 8.3667 | 561.2368 | 0.38094 | 155.7262 | 482.4723 | 17.9039 | 327.1968 | 0.050286 | 66.4215 | 10.0466 | 13.1912 | 0.63286 | 217.0541 | 0.90897 | 547.0571 | 65.2246 | 96.4583 | 4.7408 | 1.7324 | 752.3124 | 186.3516 | 280.0364 | 404.9324 | 174.9716 | 158.9378 | 590.1277 | 151.1473 | 197.9785
4428212 | VCUG | 13 | 05m_109019_419x230x572.dat | 0.0850;0.0850;0.1928 | 419;230;572 | (0.1749;69.2650;7.9602) | 60 | 2.5 | 38 | 83.87 | 60 | iodine | [138] | [10] | 1 | 5 | 65 | normal | none | 7.8373 | 10.2516 | 80.3445 | 32.8656 | 42.99 | 1412.893 | 3.8464e-16 | 879.5531 | 0.43064 | 46.6724 | 363.6401 | 1.1634 | 392.2904 | 512.1692 | 187.0613 | 927.6502 | 1.1306 | 371.1797 | 233.5049 | 129.7946 | 2.1901 | 528.6262 | 3.3585 | 328.7242 | 833.0938 | 344.2453 | 30.2128 | 10.1984 | 479.0212 | 162.5151 | 235.6993 | 326.9401 | 154.0249 | 242.074 | 467.9458 | 309.8935 | 260.6535
4428212 | VCUG | 13 | 05m_109019_419x230x572.dat | 0.0850;0.0850;0.1928 | 419;230;572 | (0.1749;69.2650;7.9602) | 60 | 5.7448 | 47 | 83.87 | 60 | iodine | [138] | [10] | 1 | 5 | 65 | normal | none | 7.8373 | 10.2516 | 80.3445 | 32.8656 | 42.99 | 1412.893 | 2.4973e-16 | 1377.5356 | 1.3296 | 113.0948 | 666.4035 | 3.1304 | 766.7124 | 791.179 | 385.5746 | 1449.9743 | 5.9304 | 696.2359 | 378.9194 | 277.1649 | 5.7959 | 955.4373 | 9.0714 | 658.9955 | 1292.8837 | 665.923 | 74.7812 | 29.8808 | 884.4803 | 301.7257 | 465.3575 | 545.3801 | 249.4563 | 289.0851 | 817.5276 | 531.6616 | 465.3806
4428212 | VCUG | 13 | 05m_109019_419x230x572.dat | 0.0850;0.0850;0.1928 | 419;230;572 | (0.1749;69.2650;7.9602) | 60 | 6.3535 | 49 | 83.87 | 60 | iodine | [138] | [10] | 1 | 5 | 65 | normal | none | 7.8373 | 10.2516 | 80.3445 | 32.8656 | 42.99 | 1412.893 | 2.3844e-16 | 1446.0583 | 1.5686 | 123.5818 | 707.6795 | 3.9301 | 822.2989 | 835.5097 | 415.6914 | 1508.6314 | 4.1021 | 742.7405 | 396.1688 | 300.1536 | 7.0877 | 1011.9053 | 10.2562 | 708.6441 | 1341.2107 | 712.125 | 82.8841 | 30.0862 | 943.5866 | 322.4949 | 501.6915 | 573.9516 | 262.0065 | 294.4852 | 874.8066 | 562.5643 | 494.5372
4428212 | VCUG | 13 | 05m_109019_419x230x572.dat | 0.0850;0.0850;0.1928 | 419;230;572 | (0.1749;69.2650;7.9602) | 80 | 2.9 | 44 | 83.87 | 60 | iodine | [138] | [10] | 1 | 5 | 65 | normal | none | 7.8373 | 10.2516 | 80.3445 | 32.8656 | 42.99 | 1412.893 | 3.4437e-16 | 985.6265 | 0.83071 | 68.6007 | 435.9558 | 1.8147 | 478.0036 | 557.5692 | 237.5557 | 1031.3042 | 1.5638 | 449.5458 | 265 | 169.0334 | 3.4338 | 625.8969 | 5.2354 | 411.7086 | 920.3188 | 419.7523 | 43.5811 | 15.8893 | 573.6856 | 198.31 | 295.3201 | 375.5658 | 175.5012 | 251.6649 | 544.0663 | 359.4768 | 308.1137
4428212 | VCUG | 13 | 05m_109019_419x230x572.dat | 0.0850;0.0850;0.1928 | 419;230;572 | (0.1749;69.2650;7.9602) | 80 | 7.702 | 57 | 83.87 | 60 | iodine | [138] | [10] | 1 | 5 | 65 | normal | none | 7.8373 | 10.2516 | 80.3445 | 32.8656 | 42.99 | 1412.893 | 2.3014e-16 | 1487.6874 | 2.3558 | 158.0499 | 767.5681 | 5.2715 | 894.6199 | 871.5038 | 462.2355 | 1553.9942 | 1.3413 | 805.9357 | 414.6997 | 337.8864 | 9.1752 | 1077.9411 | 12.8351 | 785.2528 | 1366.8057 | 770.7401 | 99.6774 | 40.9577 | 1003.2483 | 358.6951 | 558.4852 | 616.1108 | 277.0163 | 297.6931 | 900.7465 | 594.4334 | 533.6575
4428212 | VCUG | 13 | 05m_109019_419x230x572.dat | 0.0850;0.0850;0.1928 | 419;230;572 | (0.1749;69.2650;7.9602) | 80 | 8.502 | 60 | 83.87 | 60 | iodine | [138] | [10] | 1 | 5 | 65 | normal | none | 7.8373 | 10.2516 | 80.3445 | 32.8656 | 42.99 | 1412.893 | 2.2445e-16 | 1509.4118 | 2.6823 | 172.8352 | 798.9038 | 4.962 | 933.7252 | 891.5768 | 487.068 | 1587.4265 | 2.4455 | 840.6958 | 426.3627 | 359.7005 | 9.1341 | 1119.3386 | 14.1941 | 824.077 | 1392.5458 | 803.6266 | 107.3047 | 43.6922 | 1041.9032 | 376.3035 | 587.3411 | 639.0039 | 285.7102 | 300.7086 | 939.5173 | 614.405 | 554.9075
4428212 | VCUG | 13 | 05m_109019_419x230x572.dat | 0.0850;0.0850;0.1928 | 419;230;572 | (0.1749;69.2650;7.9602) | 110 | 3.9 | 52 | 83.87 | 60 | iodine | [138] | [10] | 1 | 5 | 65 | normal | none | 7.8373 | 10.2516 | 80.3445 | 32.8656 | 42.99 | 1412.893 | 3.0784e-16 | 1115.7997 | 1.4893 | 99.2132 | 533.7479 | 3.1553 | 602.7118 | 649.619 | 306.2578 | 1168.9764 | 0.95877 | 554.8626 | 306.8165 | 218.8883 | 5.3092 | 753.9907 | 8.3312 | 524.7497 | 1038.0651 | 522.8332 | 60.8007 | 25.0762 | 698.0205 | 248.6187 | 371.9517 | 448.7952 | 204.5299 | 263.4297 | 656.8955 | 426.8666 | 374.867
4428212 | VCUG | 13 | 05m_109019_419x230x572.dat | 0.0850;0.0850;0.1928 | 419;230;572 | (0.1749;69.2650;7.9602) | 110 | 7.85 | 62 | 83.87 | 60 | iodine | [138] | [10] | 1 | 5 | 65 | normal | none | 7.8373 | 10.2516 | 80.3445 | 32.8656 | 42.99 | 1412.893 | 2.4586e-16 | 1419.0675 | 2.5967 | 161.1048 | 743.6387 | 5.4987 | 857.932 | 843.7775 | 449.73 | 1485.4878 | 2.2537 | 778.7402 | 399.022 | 328.8312 | 10.8396 | 1037.3847 | 13.3516 | 760.0709 | 1305.547 | 745.225 | 98.0604 | 39.4511 | 967.9953 | 352.6515 | 535.4909 | 597.0433 | 267.9233 | 290.8872 | 855.7763 | 570.698 | 517.207
4428212 | VCUG | 13 | 05m_109019_419x230x572.dat | 0.0850;0.0850;0.1928 | 419;230;572 | (0.1749;69.2650;7.9602) | 110 | 9.9905 | 69 | 83.87 | 60 | iodine | [138] | [10] | 1 | 5 | 65 | normal | none | 7.8373 | 10.2516 | 80.3445 | 32.8656 | 42.99 | 1412.893 | 2.3773e-16 | 1475.7387 | 3.278 | 186.9964 | 804.2256 | 6.2558 | 937.6533 | 899.0804 | 497.7458 | 1545.2287 | 3.8626 | 845.1962 | 420.3771 | 368.0618 | 11.7889 | 1116.2579 | 15.9705 | 835.4373 | 1353.5001 | 810.0726 | 114.4399 | 45.0424 | 1036.5042 | 388.418 | 587.499 | 639.2424 | 284.5341 | 296.1919 | 919.6919 | 609.4535 | 559.0932
4428212 | VCUG | 1 | 10f_138032_419x226x576.dat | 0.0990;0.0990;0.2425 | 419;226;576 | (0.3854;71.2860;13.1655) | 60 | 2.5 | 38 | 86.78 | 60 | iodine | [138] | [0] | 1 | 5 | 60 | normal | none | 8.3867 | 12.2401 | 102.6537 | 36.3897 | 53.1099 | 1932.653 | 2.9507e-16 | 698.8821 | 0.18645 | 13.5764 | 220.4586 | 0.30133 | 224.922 | 260.7743 | 72.2978 | 854.0311 | 0 | 275.8622 | 90.3273 | 78.9437 | 1.0236 | 316.7066 | 1.1946 | 207.9634 | 644.7596 | 222.6852 | 10.8689 | 3.5175 | 256.1043 | 194.0817 | 202.7906 | 447.9645 | 139.0371 | 214.9295 | 281.6778 | 240.5352 | 167.4298
4428212 | VCUG | 1 | 10f_138032_419x226x576.dat | 0.0990;0.0990;0.2425 | 419;226;576 | (0.3854;71.2860;13.1655) | 60 | 5.7448 | 47 | 86.78 | 60 | iodine | [138] | [0] | 1 | 5 | 60 | normal | none | 8.3867 | 12.2401 | 102.6537 | 36.3897 | 53.1099 | 1932.653 | 1.9157e-16 | 1181.8001 | 0.57138 | 36.9276 | 449.8044 | 1.2644 | 494.0436 | 588.9165 | 173.2454 | 1378.2274 | 0.84861 | 534.8376 | 177.2491 | 184.1082 | 2.5729 | 668.0511 | 3.3645 | 465.9289 | 1061.7931 | 472.5582 | 32.0532 | 10.1821 | 551.4371 | 372.777 | 419.202 | 704.5866 | 226.4484 | 255.5253 | 631.7724 | 436.8799 | 338.6661
4428212 | VCUG | 1 | 10f_138032_419x226x576.dat | 0.0990;0.0990;0.2425 | 419;226;576 | (0.3854;71.2860;13.1655) | 60 | 6.3535 | 49 | 86.78 | 60 | iodine | [138] | [0] | 1 | 5 | 60 | normal | none | 8.3867 | 12.2401 | 102.6537 | 36.3897 | 53.1099 | 1932.653 | 1.8292e-16 | 1251.5952 | 0.67642 | 40.8187 | 486.763 | 1.3202 | 535.845 | 648.2119 | 191.8723 | 1440.5864 | 0.15944 | 574.7366 | 190.921 | 203.063 | 3.4513 | 725.2954 | 3.8733 | 509.1009 | 1112.3529 | 513.119 | 36.1155 | 12.4257 | 599.9391 | 400.8557 | 455.3802 | 735.0871 | 238.6735 | 260.568 | 691.0725 | 465.7921 | 366.4609
4428212 | VCUG | 1 | 10f_138032_419x226x576.dat | 0.0990;0.0990;0.2425 | 419;226;576 | (0.3854;71.2860;13.1655) | 80 | 2.9 | 44 | 86.78 | 60 | iodine | [138] | [0] | 1 | 5 | 60 | normal | none | 8.3867 | 12.2401 | 102.6537 | 36.3897 | 53.1099 | 1932.653 | 2.6418e-16 | 808.4374 | 0.35784 | 22.3483 | 281.403 | 0.67398 | 295.5564 | 353.1392 | 102.3937 | 963.1068 | 0.11319 | 342.6613 | 112.9738 | 110.483 | 0.98563 | 411.127 | 2.0717 | 280.9828 | 730.8377 | 289.0343 | 18.6326 | 6.5271 | 336.3171 | 242.314 | 262.2339 | 504.8461 | 159.8267 | 223.5302 | 386.1058 | 289.4499 | 213.4754
4428212 | VCUG | 1 | 10f_138032_419x226x576.dat | 0.0990;0.0990;0.2425 | 419;226;576 | (0.3854;71.2860;13.1655) | 80 | 7.702 | 57 | 86.78 | 60 | iodine | [138] | [0] | 1 | 5 | 60 | normal | none | 8.3867 | 12.2401 | 102.6537 | 36.3897 | 53.1099 | 1932.653 | 1.7655e-16 | 1318.515 | 1.0583 | 55.9232 | 549.3142 | 2.4793 | 608.7632 | 747.3605 | 231.8092 | 1496.3069 | 2.4255 | 640.1416 | 213.9394 | 243.2901 | 3.7113 | 818.6698 | 5.6474 | 591.0916 | 1151.9943 | 580.5567 | 47.4199 | 16.6402 | 681.9983 | 454.4061 | 519.4056 | 771.8806 | 255.9757 | 264.4955 | 792.559 | 507.2199 | 414.3409
4428212 | VCUG | 1 | 10f_138032_419x226x576.dat | 0.0990;0.0990;0.2425 | 419;226;576 | (0.3854;71.2860;13.1655) | 80 | 8.502 | 60 | 86.78 | 60 | iodine | [138] | [0] | 1 | 5 | 60 | normal | none | 8.3867 | 12.2401 | 102.6537 | 36.3897 | 53.1099 | 1932.653 | 1.7218e-16 | 1352.3676 | 1.2146 | 62.127 | 579.9819 | 2.8242 | 645.7795 | 781.7422 | 249.4606 | 1535.8389 | 0.278 | 672.7281 | 225.3172 | 262.4528 | 4.3276 | 865.0855 | 6.107 | 629.982 | 1181.9059 | 613.3134 | 52.084 | 18.86 | 724.186 | 479.5444 | 550.2525 | 797.622 | 265.279 | 267.5089 | 844.6417 | 529.276 | 436.6664
4428212 | VCUG | 1 | 10f_138032_419x226x576.dat | 0.0990;0.0990;0.2425 | 419;226;576 | (0.3854;71.2860;13.1655) | 110 | 3.9 | 52 | 86.78 | 60 | iodine | [138] | [0] | 1 | 5 | 60 | normal | none | 8.3867 | 12.2401 | 102.6537 | 36.3897 | 53.1099 | 1932.653 | 2.3616e-16 | 959.9753 | 0.68779 | 35.7508 | 366.1041 | 1.5656 | 393.1237 | 479.5007 | 144.4811 | 1109.4488 | 0.90717 | 434.4046 | 144.0111 | 152.3571 | 2.0496 | 536.326 | 3.6689 | 378.5447 | 845.3508 | 378.4473 | 28.9005 | 9.9199 | 446.6843 | 310.754 | 340.1932 | 581.0858 | 188.2863 | 234.5385 | 522.776 | 355.534 | 276.7577
4428212 | VCUG | 1 | 10f_138032_419x226x576.dat | 0.0990;0.0990;0.2425 | 419;226;576 | (0.3854;71.2860;13.1655) | 110 | 7.85 | 62 | 86.78 | 60 | iodine | [138] | [0] | 1 | 5 | 60 | normal | none | 8.3867 | 12.2401 | 102.6537 | 36.3897 | 53.1099 | 1932.653 | 1.8862e-16 | 1277.3044 | 1.2398 | 61.0977 | 538.2365 | 2.3838 | 599.5781 | 743.2563 | 231.7407 | 1433.2827 | 1.141 | 624.2314 | 208.2432 | 239.4813 | 4.5784 | 796.062 | 5.8945 | 578.9012 | 1102.9819 | 568.5627 | 48.4975 | 16.6937 | 661.2908 | 449.7945 | 502.4709 | 754.8347 | 249.1071 | 259.4023 | 772.7872 | 493.2324 | 407.1185
4428212 | VCUG | 1 | 10f_138032_419x226x576.dat | 0.0990;0.0990;0.2425 | 419;226;576 | (0.3854;71.2860;13.1655) | 110 | 9.9905 | 69 | 86.78 | 60 | iodine | [138] | [0] | 1 | 5 | 60 | normal | none | 8.3867 | 12.2401 | 102.6537 | 36.3897 | 53.1099 | 1932.653 | 1.8238e-16 | 1356.3907 | 1.5795 | 72.5952 | 599.7881 | 2.9646 | 663.5008 | 824.8663 | 267.1165 | 1503.5551 | 0 | 687.9551 | 229.3165 | 272.5666 | 5.812 | 887.0986 | 7.5649 | 654.3442 | 1161.7981 | 634.0022 | 57.2592 | 20.6156 | 745.9655 | 501.1118 | 559.378 | 799.1303 | 266.9911 | 264.2631 | 877.613 | 535.6125 | 452.0924
4428212 | VCUG | 2 | 10f_138032_419x226x576.dat | 0.0990;0.0990;0.2425 | 419;226;576 | (0.2263;71.2860;1.2253) | 60 | 2.5 | 38 | 86.78 | 60 | iodine | [138] | [10] | 0 | 5 | 60 | normal | none | 5.5911 | 5.1876 | 29.0044 | 24.2598 | 22.509 | 546.064 | 1.0636e-15 | 0.85832 | 0.012268 | 0.064387 | 88.4583 | 0.0043073 | 1.7208 | 240.82 | 0.14922 | 4.3021 | 0 | 0.81915 | 0.11865 | 0.13176 | 0.003355 | 2.5997 | 0.019623 | 32.6672 | 0.76595 | 1.2251 | 0.046354 | 0.051653 | 266.7515 | 80.169 | 75.7026 | 117.496 | 64.3918 | 61.1239 | 273.2578 | 35.7666 | 56.0406
4428212 | VCUG | 2 | 10f_138032_419x226x576.dat | 0.0990;0.0990;0.2425 | 419;226;576 | (0.2263;71.2860;1.2253) | 60 | 5.7448 | 47 | 86.78 | 60 | iodine | [138] | [10] | 0 | 5 | 60 | normal | none | 5.5911 | 5.1876 | 29.0044 | 24.2598 | 22.509 | 546.064 | 6.906e-16 | 2.5914 | 0.029319 | 0.12581 | 169.5194 | 0.011243 | 5.4039 | 525.2684 | 0.5201 | 11.7851 | 0 | 2.6038 | 0.36499 | 0.47686 | 0.059545 | 8.1907 | 0.056658 | 83.5752 | 2.4718 | 4.04 | 0.11213 | 0.082785 | 546.2068 | 155.7195 | 160.3087 | 191.9058 | 107.1811 | 74.4067 | 584.1014 | 70.1808 | 114.3384
4428212 | VCUG | 2 | 10f_138032_419x226x576.dat | 0.0990;0.0990;0.2425 | 419;226;576 | (0.2263;71.2860;1.2253) | 60 | 6.3535 | 49 | 86.78 | 60 | iodine | [138] | [10] | 0 | 5 | 60 | normal | none | 5.5911 | 5.1876 | 29.0044 | 24.2598 | 22.509 | 546.064 | 6.5939e-16 | 3.1385 | 0.033557 | 0.1879 | 182.0766 | 0.025331 | 6.3992 | 571.3136 | 0.58135 | 13.5276 | 0 | 3.0596 | 0.44661 | 0.6467 | 0.030076 | 9.3933 | 0.087026 | 93.4345 | 2.7715 | 4.7406 | 0.12305 | 0.14064 | 588.3748 | 167.4717 | 174.6181 | 202.1594 | 113.0873 | 76.1809 | 634.5536 | 75.6685 | 123.5742
4428212 | VCUG | 2 | 10f_138032_419x226x576.dat | 0.0990;0.0990;0.2425 | 419;226;576 | (0.2263;71.2860;1.2253) | 80 | 2.9 | 44 | 86.78 | 60 | iodine | [138] | [10] | 0 | 5 | 60 | normal | none | 5.5911 | 5.1876 | 29.0044 | 24.2598 | 22.509 | 546.064 | 9.5223e-16 | 1.5052 | 0.018055 | 0.12243 | 109.5956 | 0.0042416 | 3.2281 | 320.1334 | 0.32417 | 7.1569 | 0 | 1.6127 | 0.24877 | 0.3108 | 0.04633 | 4.7851 | 0.028787 | 48.584 | 1.4961 | 2.4878 | 0.082477 | 0.042104 | 339.6246 | 100.4497 | 99.2253 | 135.3603 | 74.4887 | 64.0555 | 355.3351 | 44.8178 | 71.8342
4428212 | VCUG | 2 | 10f_138032_419x226x576.dat | 0.0990;0.0990;0.2425 | 419;226;576 | (0.2263;71.2860;1.2253) | 80 | 7.702 | 57 | 86.78 | 60 | iodine | [138] | [10] | 0 | 5 | 60 | normal | none | 5.5911 | 5.1876 | 29.0044 | 24.2598 | 22.509 | 546.064 | 6.3645e-16 | 5.1012 | 0.041918 | 0.33479 | 202.8431 | 0.026406 | 9.6328 | 644.6513 | 1.0342 | 18.182 | 0 | 4.7073 | 0.72896 | 1.0789 | 0.012518 | 13.631 | 0.081197 | 114.8774 | 4.0341 | 7.1828 | 0.27623 | 0.13981 | 654.7699 | 189.7784 | 200.457 | 217.5272 | 121.2839 | 77.7898 | 716.0471 | 84.9123 | 139.0773
4428212 | VCUG | 2 | 10f_138032_419x226x576.dat | 0.0990;0.0990;0.2425 | 419;226;576 | (0.2263;71.2860;1.2253) | 80 | 8.502 | 60 | 86.78 | 60 | iodine | [138] | [10] | 0 | 5 | 60 | normal | none | 5.5911 | 5.1876 | 29.0044 | 24.2598 | 22.509 | 546.064 | 6.2068e-16 | 5.43 | 0.047849 | 0.38835 | 213.6358 | 0.058142 | 10.5693 | 678.8977 | 1.2119 | 20.123 | 0 | 5.3275 | 0.85035 | 1.1693 | 0.041383 | 15.4467 | 0.070107 | 124.2277 | 4.5439 | 8.1446 | 0.30085 | 0.24154 | 690.3528 | 200.3259 | 212.8328 | 225.7099 | 125.7383 | 78.9748 | 756.1514 | 89.3853 | 146.6423
4428212 | VCUG | 2 | 10f_138032_419x226x576.dat | 0.0990;0.0990;0.2425 | 419;226;576 | (0.2263;71.2860;1.2253) | 110 | 3.9 | 52 | 86.78 | 60 | iodine | [138] | [10] | 0 | 5 | 60 | normal | none | 5.5911 | 5.1876 | 29.0044 | 24.2598 | 22.509 | 546.064 | 8.512e-16 | 2.8832 | 0.026739 | 0.23542 | 138.2282 | 0.02818 | 5.5049 | 413.1573 | 0.65533 | 11.0957 | 0 | 2.9119 | 0.46392 | 0.65298 | 0.035868 | 8.2897 | 0.058906 | 70.8834 | 2.5378 | 4.473 | 0.15394 | 0.04951 | 438.1102 | 129.357 | 130.1718 | 160.2681 | 88.3138 | 67.7448 | 467.3278 | 57.326 | 92.3116
4428212 | VCUG | 2 | 10f_138032_419x226x576.dat | 0.0990;0.0990;0.2425 | 419;226;576 | (0.2263;71.2860;1.2253) | 110 | 7.85 | 62 | 86.78 | 60 | iodine | [138] | [10] | 0 | 5 | 60 | normal | none | 5.5911 | 5.1876 | 29.0044 | 24.2598 | 22.509 | 546.064 | 6.7976e-16 | 5.1662 | 0.044433 | 0.46703 | 198.4219 | 0.071172 | 10.4417 | 625.7765 | 1.2557 | 18.8521 | 0 | 5.1937 | 0.85861 | 1.1863 | 0.12475 | 14.6441 | 0.10111 | 114.7061 | 4.3684 | 7.8657 | 0.28307 | 0.14026 | 637.5747 | 188.1243 | 194.3848 | 213.1462 | 117.8781 | 76.0955 | 700.2877 | 83.3391 | 136.0214
4428212 | VCUG | 2 | 10f_138032_419x226x576.dat | 0.0990;0.0990;0.2425 | 419;226;576 | (0.2263;71.2860;1.2253) | 110 | 9.9905 | 69 | 86.78 | 60 | iodine | [138] | [10] | 0 | 5 | 60 | normal | none | 5.5911 | 5.1876 | 29.0044 | 24.2598 | 22.509 | 546.064 | 6.5723e-16 | 6.6861 | 0.051706 | 0.56767 | 218.7051 | 0.029738 | 11.3881 | 698.7183 | 1.6714 | 22.7895 | 0 | 6.54 | 1.1118 | 1.4851 | 0.10436 | 18.2219 | 0.096003 | 133.729 | 5.4436 | 9.7999 | 0.42929 | 0.16729 | 702.9178 | 209.8592 | 217.4498 | 228.7378 | 126.5513 | 78.0437 | 778.7358 | 92.0662 | 151.1515
4428212 | VCUG | 3 | 10f_138032_419x226x576.dat | 0.0990;0.0990;0.2425 | 419;226;576 | (0.2263;71.2860;1.2253) | 60 | 2.5 | 38 | 86.78 | 60 | iodine | [138] | [30] | 0 | 5 | 60 | normal | none | 5.5911 | 5.1876 | 29.0044 | 24.2598 | 22.509 | 546.064 | 1.0636e-15 | 0.83139 | 0.012125 | 0.063029 | 88.1095 | 0.0046787 | 1.6702 | 237.2472 | 0.14941 | 4.2728 | 0 | 0.81032 | 0.11844 | 0.12955 | 0.003355 | 2.5736 | 0.019623 | 32.0495 | 0.76268 | 1.2088 | 0.043797 | 0.051653 | 251.9241 | 80.0113 | 75.5361 | 117.2569 | 64.1826 | 61.0264 | 271.4808 | 35.5849 | 55.0739
4428212 | VCUG | 3 | 10f_138032_419x226x576.dat | 0.0990;0.0990;0.2425 | 419;226;576 | (0.2263;71.2860;1.2253) | 60 | 5.7448 | 47 | 86.78 | 60 | iodine | [138] | [30] | 0 | 5 | 60 | normal | none | 5.5911 | 5.1876 | 29.0044 | 24.2598 | 22.509 | 546.064 | 6.906e-16 | 2.5683 | 0.028946 | 0.12588 | 168.6796 | 0.010774 | 5.3685 | 522.3579 | 0.51322 | 11.6987 | 0 | 2.5701 | 0.36305 | 0.45928 | 0.059545 | 8.1117 | 0.057822 | 81.9288 | 2.4538 | 3.9812 | 0.10793 | 0.095576 | 519.2157 | 155.2425 | 159.7836 | 191.4829 | 106.64 | 74.1564 | 583.4208 | 70.0348 | 112.8338
4428212 | VCUG | 3 | 10f_138032_419x226x576.dat | 0.0990;0.0990;0.2425 | 419;226;576 | (0.2263;71.2860;1.2253) | 60 | 6.3535 | 49 | 86.78 | 60 | iodine | [138] | [30] | 0 | 5 | 60 | normal | none | 5.5911 | 5.1876 | 29.0044 | 24.2598 | 22.509 | 546.064 | 6.5939e-16 | 3.1083 | 0.033168 | 0.17366 | 180.9847 | 0.025331 | 6.3813 | 566.4758 | 0.57585 | 13.4193 | 0 | 3.0176 | 0.44521 | 0.64434 | 0.030076 | 9.3077 | 0.087734 | 91.51 | 2.7644 | 4.6682 | 0.12088 | 0.12813 | 560.1215 | 166.9068 | 173.9971 | 201.5308 | 112.4737 | 75.9017 | 632.3547 | 75.3844 | 121.8023
4428212 | VCUG | 3 | 10f_138032_419x226x576.dat | 0.0990;0.0990;0.2425 | 419;226;576 | (0.2263;71.2860;1.2253) | 80 | 2.9 | 44 | 86.78 | 60 | iodine | [138] | [30] | 0 | 5 | 60 | normal | none | 5.5911 | 5.1876 | 29.0044 | 24.2598 | 22.509 | 546.064 | 9.5223e-16 | 1.5182 | 0.017671 | 0.11988 | 108.9445 | 0.0042416 | 3.2077 | 317.6445 | 0.32146 | 7.0995 | 0 | 1.5924 | 0.24743 | 0.31122 | 0.04633 | 4.7211 | 0.028697 | 47.6409 | 1.4861 | 2.4424 | 0.082715 | 0.042104 | 322.3493 | 100.1679 | 98.9152 | 135.0734 | 74.1856 | 63.9078 | 353.9384 | 44.6549 | 70.8013
4428212 | VCUG | 3 | 10f_138032_419x226x576.dat | 0.0990;0.0990;0.2425 | 419;226;576 | (0.2263;71.2860;1.2253) | 80 | 7.702 | 57 | 86.78 | 60 | iodine | [138] | [30] | 0 | 5 | 60 | normal | none | 5.5911 | 5.1876 | 29.0044 | 24.2598 | 22.509 | 546.064 | 6.3645e-16 | 4.9931 | 0.041502 | 0.33726 | 201.2876 | 0.026406 | 9.4444 | 637.7537 | 1.022 | 18.0233 | 0 | 4.6351 | 0.71781 | 1.0592 | 0.012518 | 13.4874 | 0.078601 | 112.5253 | 4.0089 | 7.0629 | 0.28224 | 0.12948 | 626.771 | 188.9932 | 199.5686 | 216.6095 | 120.5605 | 77.4475 | 711.0192 | 84.3512 | 137.0255
4428212 | VCUG | 3 | 10f_138032_419x226x576.dat | 0.0990;0.0990;0.2425 | 419;226;576 | (0.2263;71.2860;1.2253) | 80 | 8.502 | 60 | 86.78 | 60 | iodine | [138] | [30] | 0 | 5 | 60 | normal | none | 5.5911 | 5.1876 | 29.0044 | 24.2598 | 22.509 | 546.064 | 6.2068e-16 | 5.3968 | 0.047544 | 0.38211 | 211.9763 | 0.058142 | 10.2948 | 670.3426 | 1.2097 | 19.9232 | 0 | 5.2483 | 0.84067 | 1.1189 | 0.038011 | 15.1736 | 0.066675 | 121.6854 | 4.4859 | 8.0476 | 0.30497 | 0.23954 | 663.5598 | 199.4516 | 211.8368 | 224.8449 | 124.9702 | 78.6004 | 750.3352 | 88.7482 | 144.4732
4428212 | VCUG | 3 | 10f_138032_419x226x576.dat | 0.0990;0.0990;0.2425 | 419;226;576 | (0.2263;71.2860;1.2253) | 110 | 3.9 | 52 | 86.78 | 60 | iodine | [138] | [30] | 0 | 5 | 60 | normal | none | 5.5911 | 5.1876 | 29.0044 | 24.2598 | 22.509 | 546.064 | 8.512e-16 | 2.8453 | 0.027074 | 0.23479 | 137.4176 | 0.026546 | 5.5153 | 409.903 | 0.64879 | 11.0007 | 0 | 2.8741 | 0.45805 | 0.65198 | 0.035868 | 8.175 | 0.058696 | 69.5946 | 2.5169 | 4.4095 | 0.14974 | 0.04935 | 418.1737 | 128.9111 | 129.6743 | 159.7369 | 87.892 | 67.5446 | 464.238 | 56.9956 | 91.0464
4428212 | VCUG | 3 | 10f_138032_419x226x576.dat | 0.0990;0.0990;0.2425 | 419;226;576 | (0.2263;71.2860;1.2253) | 110 | 7.85 | 62 | 86.78 | 60 | iodine | [138] | [30] | 0 | 5 | 60 | normal | none | 5.5911 | 5.1876 | 29.0044 | 24.2598 | 22.509 | 546.064 | 6.7976e-16 | 5.0522 | 0.044174 | 0.47527 | 197.0391 | 0.070984 | 10.3259 | 618.0238 | 1.2495 | 18.6594 | 0 | 5.1213 | 0.84963 | 1.1978 | 0.11747 | 14.4324 | 0.099463 | 112.4376 | 4.3143 | 7.7462 | 0.27268 | 0.13013 | 612.8749 | 187.358 | 193.5131 | 212.4118 | 117.2096 | 75.801 | 695.3448 | 82.8012 | 134.0618
4428212 | VCUG | 3 | 10f_138032_419x226x576.dat | 0.0990;0.0990;0.2425 | 419;226;576 | (0.2263;71.2860;1.2253) | 110 | 9.9905 | 69 | 86.78 | 60 | iodine | [138] | [30] | 0 | 5 | 60 | normal | none | 5.5911 | 5.1876 | 29.0044 | 24.2598 | 22.509 | 546.064 | 6.5723e-16 | 6.5233 | 0.051642 | 0.56216 | 217.0771 | 0.029738 | 11.0374 | 690.1065 | 1.6504 | 22.5841 | 0 | 6.4629 | 1.095 | 1.4637 | 0.10436 | 17.9845 | 0.09797 | 131.217 | 5.3689 | 9.6366 | 0.41754 | 0.15269 | 680.0187 | 208.9253 | 216.3923 | 228.0068 | 125.8011 | 77.6999 | 772.1932 | 91.3712 | 149.1149
4428212 | VCUG | 4 | 10f_138032_419x226x576.dat | 0.0990;0.0990;0.2425 | 419;226;576 | (0.2263;71.2860;1.2253) | 60 | 2.5 | 38 | 86.78 | 60 | iodine | [138] | [50] | 0 | 5 | 60 | normal | none | 5.5911 | 5.1876 | 29.0044 | 24.2598 | 22.509 | 546.064 | 1.0636e-15 | 0.83111 | 0.012177 | 0.06307 | 87.9205 | 0.0043073 | 1.6837 | 235.5078 | 0.1487 | 4.2696 | 0 | 0.80713 | 0.11802 | 0.12921 | 0.003355 | 2.5547 | 0.019623 | 31.7561 | 0.75955 | 1.2029 | 0.043797 | 0.051653 | 242.2492 | 79.9305 | 75.4559 | 117.2037 | 64.0793 | 60.9742 | 270.2585 | 35.478 | 54.5003
4428212 | VCUG | 4 | 10f_138032_419x226x576.dat | 0.0990;0.0990;0.2425 | 419;226;576 | (0.2263;71.2860;1.2253) | 60 | 5.7448 | 47 | 86.78 | 60 | iodine | [138] | [50] | 0 | 5 | 60 | normal | none | 5.5911 | 5.1876 | 29.0044 | 24.2598 | 22.509 | 546.064 | 6.906e-16 | 2.5631 | 0.028881 | 0.12551 | 168.2307 | 0.010774 | 5.2963 | 517.6663 | 0.51112 | 11.6542 | 0 | 2.556 | 0.36089 | 0.4636 | 0.059545 | 8.0413 | 0.05501 | 81.0789 | 2.4432 | 3.9519 | 0.10775 | 0.082785 | 499.7109 | 154.9901 | 159.5173 | 191.2237 | 106.3527 | 74.0389 | 580.2786 | 69.7364 | 111.5497
4428212 | VCUG | 4 | 10f_138032_419x226x576.dat | 0.0990;0.0990;0.2425 | 419;226;576 | (0.2263;71.2860;1.2253) | 60 | 6.3535 | 49 | 86.78 | 60 | iodine | [138] | [50] | 0 | 5 | 60 | normal | none | 5.5911 | 5.1876 | 29.0044 | 24.2598 | 22.509 | 546.064 | 6.5939e-16 | 3.079 | 0.033308 | 0.1729 | 180.4084 | 0.025331 | 6.3237 | 561.911 | 0.57166 | 13.3731 | 0 | 3.0008 | 0.4425 | 0.63897 | 0.030076 | 9.218 | 0.087026 | 90.5758 | 2.756 | 4.6205 | 0.12069 | 0.12813 | 537.2823 | 166.6164 | 173.6865 | 201.288 | 112.1467 | 75.7517 | 626.2581 | 74.8537 | 120.3442
4428212 | VCUG | 4 | 10f_138032_419x226x576.dat | 0.0990;0.0990;0.2425 | 419;226;576 | (0.2263;71.2860;1.2253) | 80 | 2.9 | 44 | 86.78 | 60 | iodine | [138] | [50] | 0 | 5 | 60 | normal | none | 5.5911 | 5.1876 | 29.0044 | 24.2598 | 22.509 | 546.064 | 9.5223e-16 | 1.5151 | 0.017768 | 0.12522 | 108.6505 | 0.0042416 | 3.1894 | 313.6119 | 0.31822 | 7.0707 | 0 | 1.5821 | 0.24593 | 0.30902 | 0.04633 | 4.6933 | 0.028697 | 47.182 | 1.4843 | 2.4289 | 0.078746 | 0.042104 | 309.4637 | 100.0083 | 98.7451 | 134.9052 | 74.0097 | 63.8385 | 352.8357 | 44.5369 | 69.8906
4428212 | VCUG | 4 | 10f_138032_419x226x576.dat | 0.0990;0.0990;0.2425 | 419;226;576 | (0.2263;71.2860;1.2253) | 80 | 7.702 | 57 | 86.78 | 60 | iodine | [138] | [50] | 0 | 5 | 60 | normal | none | 5.5911 | 5.1876 | 29.0044 | 24.2598 | 22.509 | 546.064 | 6.3645e-16 | 4.9584 | 0.041436 | 0.35247 | 200.4548 | 0.026406 | 9.3957 | 630.8875 | 1.0171 | 17.9212 | 0 | 4.6041 | 0.71206 | 1.0655 | 0.012518 | 13.3801 | 0.076017 | 111.2715 | 3.9769 | 7.0261 | 0.27737 | 0.12948 | 603.847 | 188.5598 | 199.0905 | 216.1211 | 120.138 | 77.2655 | 704.2159 | 83.7351 | 135.3224
4428212 | VCUG | 4 | 10f_138032_419x226x576.dat | 0.0990;0.0990;0.2425 | 419;226;576 | (0.2263;71.2860;1.2253) | 80 | 8.502 | 60 | 86.78 | 60 | iodine | [138] | [50] | 0 | 5 | 60 | normal | none | 5.5911 | 5.1876 | 29.0044 | 24.2598 | 22.509 | 546.064 | 6.2068e-16 | 5.3847 | 0.04767 | 0.40261 | 210.9935 | 0.058142 | 10.0997 | 665.2837 | 1.1961 | 19.8217 | 0 | 5.2114 | 0.83463 | 1.1128 | 0.038011 | 15.0778 | 0.063172 | 120.1919 | 4.4768 | 7.9844 | 0.29869 | 0.23977 | 636.96 | 198.9588 | 211.292 | 224.4047 | 124.4969 | 78.4009 | 746.9679 | 88.3858 | 142.7689
4428212 | VCUG | 4 | 10f_138032_419x226x576.dat | 0.0990;0.0990;0.2425 | 419;226;576 | (0.2263;71.2860;1.2253) | 110 | 3.9 | 52 | 86.78 | 60 | iodine | [138] | [50] | 0 | 5 | 60 | normal | none | 5.5911 | 5.1876 | 29.0044 | 24.2598 | 22.509 | 546.064 | 8.512e-16 | 2.8211 | 0.026759 | 0.24752 | 136.8301 | 0.026546 | 5.4444 | 405.0276 | 0.64772 | 10.9522 | 0 | 2.8491 | 0.45557 | 0.64165 | 0.035868 | 8.1124 | 0.055769 | 68.8521 | 2.5009 | 4.3831 | 0.14624 | 0.04935 | 402.6192 | 128.6479 | 129.3865 | 159.5377 | 87.6387 | 67.4341 | 461.6064 | 56.7413 | 89.8943
4428212 | VCUG | 4 | 10f_138032_419x226x576.dat | 0.0990;0.0990;0.2425 | 419;226;576 | (0.2263;71.2860;1.2253) | 110 | 7.85 | 62 | 86.78 | 60 | iodine | [138] | [50] | 0 | 5 | 60 | normal | none | 5.5911 | 5.1876 | 29.0044 | 24.2598 | 22.509 | 546.064 | 6.7976e-16 | 5.0557 | 0.044271 | 0.46557 | 196.1712 | 0.074298 | 10.171 | 613.5075 | 1.2478 | 18.5609 | 0 | 5.0844 | 0.84215 | 1.1854 | 0.12642 | 14.3035 | 0.09789 | 111.2372 | 4.2877 | 7.6811 | 0.27698 | 0.13013 | 590.4701 | 186.8997 | 193.0074 | 211.9406 | 116.7926 | 75.6058 | 689.5486 | 82.2583 | 132.5611
4428212 | VCUG | 4 | 10f_138032_419x226x576.dat | 0.0990;0.0990;0.2425 | 419;226;576 | (0.2263;71.2860;1.2253) | 110 | 9.9905 | 69 | 86.78 | 60 | iodine | [138] | [50] | 0 | 5 | 60 | normal | none | 5.5911 | 5.1876 | 29.0044 | 24.2598 | 22.509 | 546.064 | 6.5723e-16 | 6.5465 | 0.051563 | 0.53573 | 215.9359 | 0.029738 | 11.0293 | 684.0964 | 1.6343 | 22.4426 | 0 | 6.4098 | 1.0919 | 1.4571 | 0.10436 | 17.8217 | 0.093825 | 129.7365 | 5.3512 | 9.5688 | 0.42331 | 0.13363 | 655.3394 | 208.3642 | 215.7652 | 227.4048 | 125.3162 | 77.4699 | 767.6133 | 90.9118 | 147.3641
4428212 | VCUG | 5 | 10f_138032_419x226x576.dat | 0.0990;0.0990;0.2425 | 419;226;576 | (0.1693;75.3658;4.6607) | 60 | 2.5 | 38 | 88.5212 | 60 | iodine | [138] | [50] | 0 | 5 | 60 | normal | none | 7.453 | 6.6734 | 49.737 | 32.9874 | 29.5369 | 974.3481 | 6.2763e-16 | 4.7866 | 0.025776 | 0.28021 | 154.5042 | 0.016277 | 8.2841 | 200.2941 | 0.74594 | 32.4604 | 0 | 3.9914 | 0.54158 | 0.8731 | 0.062061 | 19.612 | 0.066452 | 113.5069 | 5.8167 | 9.4588 | 0.10935 | 0.071832 | 172.6185 | 88.9818 | 94.7116 | 270.3406 | 70.3567 | 109.6524 | 222.4729 | 48.472 | 61.4389
4428212 | VCUG | 5 | 10f_138032_419x226x576.dat | 0.0990;0.0990;0.2425 | 419;226;576 | (0.1693;75.3658;4.6607) | 60 | 5.7448 | 47 | 88.5212 | 60 | iodine | [138] | [50] | 0 | 5 | 60 | normal | none | 7.453 | 6.6734 | 49.737 | 32.9874 | 29.5369 | 974.3481 | 4.0751e-16 | 13.4584 | 0.062425 | 0.75821 | 282.616 | 0.07531 | 21.985 | 447.1011 | 2.5111 | 71.6883 | 0 | 11.5441 | 1.6621 | 2.8941 | 0.13402 | 49.3382 | 0.14852 | 243.2946 | 14.783 | 25.0298 | 0.47058 | 0.27231 | 383.4714 | 174.9381 | 200.5355 | 406.2133 | 117.9203 | 129.3241 | 485.431 | 90.1688 | 124.0168
4428212 | VCUG | 5 | 10f_138032_419x226x576.dat | 0.0990;0.0990;0.2425 | 419;226;576 | (0.1693;75.3658;4.6607) | 60 | 6.3535 | 49 | 88.5212 | 60 | iodine | [138] | [50] | 0 | 5 | 60 | normal | none | 7.453 | 6.6734 | 49.737 | 32.9874 | 29.5369 | 974.3481 | 3.891e-16 | 16.1087 | 0.071663 | 0.86304 | 301.825 | 0.050789 | 25.412 | 488.1011 | 2.9856 | 78.6945 | 0 | 13.2909 | 1.9442 | 3.0344 | 0.20072 | 54.9088 | 0.1299 | 264.5337 | 16.726 | 28.3012 | 0.5816 | 0.36104 | 420.2779 | 188.5723 | 218.4884 | 423.1135 | 124.5407 | 131.5205 | 523.9531 | 96.4335 | 134.1815
4428212 | VCUG | 5 | 10f_138032_419x226x576.dat | 0.0990;0.0990;0.2425 | 419;226;576 | (0.1693;75.3658;4.6607) | 80 | 2.9 | 44 | 88.5212 | 60 | iodine | [138] | [50] | 0 | 5 | 60 | normal | none | 7.453 | 6.6734 | 49.737 | 32.9874 | 29.5369 | 974.3481 | 5.6192e-16 | 8.7789 | 0.038473 | 0.59746 | 186.7334 | 0.058714 | 12.5303 | 270.3034 | 1.5398 | 43.6215 | 0.30296 | 6.8782 | 1.0288 | 1.6447 | 0.11917 | 29.1196 | 0.10581 | 148.8083 | 8.9902 | 14.7296 | 0.31704 | 0.19928 | 232.042 | 112.5328 | 124.2835 | 299.3181 | 81.697 | 113.5839 | 290.8399 | 59.2034 | 78.614
4428212 | VCUG | 5 | 10f_138032_419x226x576.dat | 0.0990;0.0990;0.2425 | 419;226;576 | (0.1693;75.3658;4.6607) | 80 | 7.702 | 57 | 88.5212 | 60 | iodine | [138] | [50] | 0 | 5 | 60 | normal | none | 7.453 | 6.6734 | 49.737 | 32.9874 | 29.5369 | 974.3481 | 3.7557e-16 | 22.4597 | 0.094628 | 1.4188 | 331.2603 | 0.11868 | 33.9248 | 560.7541 | 4.5435 | 91.7283 | 0.11153 | 18.1832 | 2.9673 | 4.3433 | 0.18734 | 68.6325 | 0.2198 | 301.2522 | 21.237 | 36.2999 | 0.96146 | 0.46793 | 484.4692 | 215.2871 | 251.2778 | 444.7569 | 134.0881 | 133.0682 | 591.8804 | 107.5187 | 152.3757
4428212 | VCUG | 5 | 10f_138032_419x226x576.dat | 0.0990;0.0990;0.2425 | 419;226;576 | (0.1693;75.3658;4.6607) | 80 | 8.502 | 60 | 88.5212 | 60 | iodine | [138] | [50] | 0 | 5 | 60 | normal | none | 7.453 | 6.6734 | 49.737 | 32.9874 | 29.5369 | 974.3481 | 3.6627e-16 | 24.6162 | 0.10586 | 1.8678 | 346.25 | 0.086502 | 36.2495 | 596.8048 | 5.134 | 97.6992 | 0.071685 | 20.1506 | 3.3268 | 5.1214 | 0.23835 | 74.3392 | 0.27941 | 320.6676 | 23.2789 | 39.0862 | 1.0054 | 0.6593 | 518.5833 | 227.6754 | 266.8256 | 456.794 | 139.1339 | 134.2557 | 630.6053 | 113.1623 | 161.3039
4428212 | VCUG | 5 | 10f_138032_419x226x576.dat | 0.0990;0.0990;0.2425 | 419;226;576 | (0.1693;75.3658;4.6607) | 110 | 3.9 | 52 | 88.5212 | 60 | iodine | [138] | [50] | 0 | 5 | 60 | normal | none | 7.453 | 6.6734 | 49.737 | 32.9874 | 29.5369 | 974.3481 | 5.0233e-16 | 13.1239 | 0.065242 | 0.98386 | 230.8853 | 0.10083 | 20.2278 | 358.9094 | 2.8487 | 58.5714 | 0 | 11.0615 | 1.8406 | 2.9614 | 0.27329 | 42.2474 | 0.13988 | 197.3992 | 13.0722 | 21.9558 | 0.57942 | 0.24848 | 312.2665 | 146.0852 | 163.2391 | 340.9806 | 97.3851 | 118.6504 | 392.5926 | 74.7687 | 101.7776
4428212 | VCUG | 5 | 10f_138032_419x226x576.dat | 0.0990;0.0990;0.2425 | 419;226;576 | (0.1693;75.3658;4.6607) | 110 | 7.85 | 62 | 88.5212 | 60 | iodine | [138] | [50] | 0 | 5 | 60 | normal | none | 7.453 | 6.6734 | 49.737 | 32.9874 | 29.5369 | 974.3481 | 4.0116e-16 | 23.2004 | 0.10378 | 1.9361 | 323.162 | 0.16181 | 36.4442 | 551.5492 | 4.898 | 88.9394 | 0.08971 | 18.9856 | 3.2516 | 4.7041 | 0.17422 | 67.5564 | 0.24938 | 296.1654 | 21.1745 | 35.9856 | 1.1532 | 0.51964 | 478.8103 | 213.8889 | 243.8987 | 432.8409 | 130.6484 | 130.304 | 581.2629 | 105.5497 | 150.0431
4428212 | VCUG | 5 | 10f_138032_419x226x576.dat | 0.0990;0.0990;0.2425 | 419;226;576 | (0.1693;75.3658;4.6607) | 110 | 9.9905 | 69 | 88.5212 | 60 | iodine | [138] | [50] | 0 | 5 | 60 | normal | none | 7.453 | 6.6734 | 49.737 | 32.9874 | 29.5369 | 974.3481 | 3.8788e-16 | 27.668 | 0.1312 | 2.4181 | 354.2029 | 0.16166 | 41.5097 | 617.6831 | 6.2784 | 100.6381 | 0 | 23.2203 | 4.0308 | 5.7138 | 0.19623 | 78.5774 | 0.28475 | 333.6298 | 25.141 | 42.1852 | 1.4636 | 0.6644 | 539.8765 | 239.5423 | 273.033 | 455.6212 | 140.6188 | 132.6475 | 653.9825 | 116.3532 | 167.3025
4428212 | VCUG | 6 | 10f_138032_419x226x576.dat | 0.0990;0.0990;0.2425 | 419;226;576 | (0.0867;75.2258;4.6738) | 60 | 2.5 | 38 | 88.6612 | 60 | iodine | [138] | [50] | 0 | 5 | 60 | normal | none | 7.5309 | 6.6793 | 50.3015 | 33.385 | 29.6099 | 988.5271 | 6.2016e-16 | 5.0321 | 0.025416 | 0.39151 | 179.7935 | 0.034425 | 14.1018 | 200.4496 | 0.73925 | 35.604 | 0.020179 | 6.4314 | 0.55302 | 0.71511 | 0.064718 | 15.4464 | 0.044876 | 133.1859 | 3.3542 | 6.4026 | 0.14465 | 0.064861 | 173.2145 | 88.0024 | 93.6306 | 280.2049 | 70.1987 | 109.8831 | 226.1367 | 49.8813 | 64.2918
4428212 | VCUG | 6 | 10f_138032_419x226x576.dat | 0.0990;0.0990;0.2425 | 419;226;576 | (0.0867;75.2258;4.6738) | 60 | 5.7448 | 47 | 88.6612 | 60 | iodine | [138] | [50] | 0 | 5 | 60 | normal | none | 7.5309 | 6.6793 | 50.3015 | 33.385 | 29.6099 | 988.5271 | 4.0268e-16 | 14.1039 | 0.065633 | 0.86759 | 326.5895 | 0.041383 | 36.7789 | 454.4589 | 2.3869 | 76.9575 | 0 | 16.8055 | 1.6543 | 2.3023 | 0.19437 | 41.4203 | 0.16945 | 275.7547 | 9.6191 | 18.048 | 0.55143 | 0.26455 | 384.204 | 173.5527 | 198.8079 | 417.4328 | 117.7476 | 129.6238 | 490.8901 | 92.373 | 129.3566
4428212 | VCUG | 6 | 10f_138032_419x226x576.dat | 0.0990;0.0990;0.2425 | 419;226;576 | (0.0867;75.2258;4.6738) | 60 | 6.3535 | 49 | 88.6612 | 60 | iodine | [138] | [50] | 0 | 5 | 60 | normal | none | 7.5309 | 6.6793 | 50.3015 | 33.385 | 29.6099 | 988.5271 | 3.8448e-16 | 16.1281 | 0.070373 | 0.81352 | 348.161 | 0.063507 | 40.6812 | 494.8537 | 2.8857 | 84.1168 | 0 | 18.9114 | 1.9503 | 2.7677 | 0.11842 | 46.3668 | 0.15079 | 298.3791 | 11.2446 | 21.1971 | 0.65531 | 0.24126 | 419.4006 | 187.2493 | 216.7458 | 433.3946 | 124.4317 | 131.8282 | 533.7897 | 98.8818 | 139.7194
4428212 | VCUG | 6 | 10f_138032_419x226x576.dat | 0.0990;0.0990;0.2425 | 419;226;576 | (0.0867;75.2258;4.6738) | 80 | 2.9 | 44 | 88.6612 | 60 | iodine | [138] | [50] | 0 | 5 | 60 | normal | none | 7.5309 | 6.6793 | 50.3015 | 33.385 | 29.6099 | 988.5271 | 5.5524e-16 | 8.5864 | 0.040244 | 0.65711 | 216.0155 | 0.003639 | 20.7245 | 268.2994 | 1.4528 | 47.1852 | 0 | 9.9651 | 1.052 | 1.6218 | 0.10505 | 23.8654 | 0.080355 | 171.3698 | 5.6651 | 10.6549 | 0.32582 | 0.065907 | 234.0799 | 111.4464 | 123.0612 | 310.0652 | 81.5623 | 113.7542 | 295.8372 | 60.8722 | 81.7464
4428212 | VCUG | 6 | 10f_138032_419x226x576.dat | 0.0990;0.0990;0.2425 | 419;226;576 | (0.0867;75.2258;4.6738) | 80 | 7.702 | 57 | 88.6612 | 60 | iodine | [138] | [50] | 0 | 5 | 60 | normal | none | 7.5309 | 6.6793 | 50.3015 | 33.385 | 29.6099 | 988.5271 | 3.711e-16 | 22.7782 | 0.094475 | 1.5833 | 379.866 | 0.06171 | 49.8054 | 568.7346 | 4.3519 | 96.4661 | 0.60304 | 24.2444 | 2.9843 | 4.3384 | 0.19583 | 59.3606 | 0.2502 | 338.0449 | 14.8433 | 28.2643 | 0.90842 | 0.63082 | 486.4128 | 213.9402 | 249.4723 | 453.5049 | 134.0195 | 133.4567 | 601.1783 | 109.7716 | 158.3257
4428212 | VCUG | 6 | 10f_138032_419x226x576.dat | 0.0990;0.0990;0.2425 | 419;226;576 | (0.0867;75.2258;4.6738) | 80 | 8.502 | 60 | 88.6612 | 60 | iodine | [138] | [50] | 0 | 5 | 60 | normal | none | 7.5309 | 6.6793 | 50.3015 | 33.385 | 29.6099 | 988.5271 | 3.619e-16 | 26.3983 | 0.10154 | 1.658 | 395.4654 | 0.11057 | 55.1999 | 603.3942 | 4.9201 | 102.4308 | 0.62376 | 26.5309 | 3.381 | 4.7529 | 0.18082 | 64.1277 | 0.26546 | 357.3336 | 16.3041 | 30.7624 | 1.0599 | 0.56908 | 516.6858 | 226.3537 | 265.0324 | 466.2592 | 139.1432 | 134.7551 | 637.2983 | 115.5379 | 166.9936
4428212 | VCUG | 6 | 10f_138032_419x226x576.dat | 0.0990;0.0990;0.2425 | 419;226;576 | (0.0867;75.2258;4.6738) | 110 | 3.9 | 52 | 88.6612 | 60 | iodine | [138] | [50] | 0 | 5 | 60 | normal | none | 7.5309 | 6.6793 | 50.3015 | 33.385 | 29.6099 | 988.5271 | 4.9635e-16 | 13.2989 | 0.064295 | 1.1086 | 265.1353 | 0.033833 | 29.8801 | 366.4548 | 2.6824 | 62.1093 | 0.45087 | 14.8985 | 1.8835 | 2.5913 | 0.14678 | 36.5165 | 0.1352 | 223.2294 | 9.1675 | 16.9286 | 0.611 | 0.2028 | 313.9919 | 144.8865 | 161.856 | 351.2166 | 97.2442 | 118.9971 | 390.7924 | 75.9352 | 106.0996
4428212 | VCUG | 6 | 10f_138032_419x226x576.dat | 0.0990;0.0990;0.2425 | 419;226;576 | (0.0867;75.2258;4.6738) | 110 | 7.85 | 62 | 88.6612 | 60 | iodine | [138] | [50] | 0 | 5 | 60 | normal | none | 7.5309 | 6.6793 | 50.3015 | 33.385 | 29.6099 | 988.5271 | 3.964e-16 | 24.1643 | 0.10097 | 1.7709 | 369.1232 | 0.10731 | 49.9774 | 556.5607 | 4.9112 | 93.4715 | 0 | 24.547 | 3.3426 | 4.6123 | 0.1972 | 59.6495 | 0.22481 | 330.5257 | 15.4309 | 28.8649 | 1.0686 | 0.50974 | 482.3677 | 212.5923 | 242.2366 | 442.3896 | 130.5992 | 130.9567 | 598.7657 | 108.4632 | 155.6404
4428212 | VCUG | 6 | 10f_138032_419x226x576.dat | 0.0990;0.0990;0.2425 | 419;226;576 | (0.0867;75.2258;4.6738) | 110 | 9.9905 | 69 | 88.6612 | 60 | iodine | [138] | [50] | 0 | 5 | 60 | normal | none | 7.5309 | 6.6793 | 50.3015 | 33.385 | 29.6099 | 988.5271 | 3.8326e-16 | 27.6208 | 0.12251 | 2.1901 | 401.7089 | 0.16507 | 56.1286 | 623.9848 | 6.1076 | 104.5028 | 0.47117 | 29.1106 | 4.1196 | 5.7655 | 0.34 | 69.6755 | 0.26989 | 368.7289 | 18.869 | 34.6525 | 1.4426 | 0.8036 | 541.4826 | 238.2677 | 271.3432 | 463.4513 | 140.6248 | 132.9467 | 664.2183 | 118.4775 | 172.9821
4428212 | VCUG | 7 | 10f_138032_419x226x576.dat | 0.0990;0.0990;0.2425 | 419;226;576 | (0.2263;71.2860;1.2253) | 60 | 2.5 | 38 | 86.78 | 60 | iodine | [138] | [70] | 0 | 5 | 60 | normal | none | 5.5911 | 5.1876 | 29.0044 | 24.2598 | 22.509 | 546.064 | 1.0636e-15 | 0.83111 | 0.012176 | 0.063029 | 87.8114 | 0.0043073 | 1.6678 | 234.2385 | 0.14892 | 4.2655 | 0 | 0.80473 | 0.11756 | 0.12921 | 0.003355 | 2.5515 | 0.019623 | 31.5841 | 0.75796 | 1.2044 | 0.043797 | 0.051653 | 235.2351 | 79.8829 | 75.408 | 117.1771 | 64.0155 | 60.9531 | 268.3686 | 35.3239 | 54.0802
4428212 | VCUG | 7 | 10f_138032_419x226x576.dat | 0.0990;0.0990;0.2425 | 419;226;576 | (0.2263;71.2860;1.2253) | 60 | 5.7448 | 47 | 86.78 | 60 | iodine | [138] | [70] | 0 | 5 | 60 | normal | none | 5.5911 | 5.1876 | 29.0044 | 24.2598 | 22.509 | 546.064 | 6.906e-16 | 2.5411 | 0.029069 | 0.12541 | 167.8397 | 0.010774 | 5.3616 | 513.6264 | 0.51022 | 11.6271 | 0 | 2.55 | 0.36037 | 0.45869 | 0.059545 | 8.0458 | 0.05501 | 80.5561 | 2.4396 | 3.9344 | 0.10753 | 0.082785 | 485.4914 | 154.8388 | 159.3635 | 191.0737 | 106.1872 | 73.9597 | 577.9473 | 69.534 | 110.5634
4428212 | VCUG | 7 | 10f_138032_419x226x576.dat | 0.0990;0.0990;0.2425 | 419;226;576 | (0.2263;71.2860;1.2253) | 60 | 6.3535 | 49 | 86.78 | 60 | iodine | [138] | [70] | 0 | 5 | 60 | normal | none | 5.5911 | 5.1876 | 29.0044 | 24.2598 | 22.509 | 546.064 | 6.5939e-16 | 3.0869 | 0.03308 | 0.17522 | 180.0748 | 0.025331 | 6.3684 | 556.9064 | 0.57189 | 13.3435 | 0 | 2.9917 | 0.44207 | 0.6437 | 0.030076 | 9.21 | 0.087161 | 89.9767 | 2.7472 | 4.6188 | 0.12069 | 0.12813 | 523.8002 | 166.4363 | 173.5017 | 201.088 | 111.9513 | 75.6712 | 625.2724 | 74.749 | 119.3275
4428212 | VCUG | 7 | 10f_138032_419x226x576.dat | 0.0990;0.0990;0.2425 | 419;226;576 | (0.2263;71.2860;1.2253) | 80 | 2.9 | 44 | 86.78 | 60 | iodine | [138] | [70] | 0 | 5 | 60 | normal | none | 5.5911 | 5.1876 | 29.0044 | 24.2598 | 22.509 | 546.064 | 9.5223e-16 | 1.5086 | 0.01767 | 0.12167 | 108.4089 | 0.0042416 | 3.1763 | 311.081 | 0.31762 | 7.0532 | 0 | 1.5772 | 0.2463 | 0.30911 | 0.04633 | 4.674 | 0.02961 | 46.8386 | 1.4755 | 2.4081 | 0.078744 | 0.042104 | 300.0542 | 99.9127 | 98.6458 | 134.836 | 73.9059 | 63.7879 | 350.5568 | 44.3439 | 69.2436
4428212 | VCUG | 7 | 10f_138032_419x226x576.dat | 0.0990;0.0990;0.2425 | 419;226;576 | (0.2263;71.2860;1.2253) | 80 | 7.702 | 57 | 86.78 | 60 | iodine | [138] | [70] | 0 | 5 | 60 | normal | none | 5.5911 | 5.1876 | 29.0044 | 24.2598 | 22.509 | 546.064 | 6.3645e-16 | 4.9301 | 0.041527 | 0.3294 | 199.8421 | 0.026406 | 9.2227 | 626.0639 | 1.008 | 17.8772 | 0 | 4.5875 | 0.70907 | 1.062 | 0.012518 | 13.3188 | 0.07586 | 110.4073 | 3.983 | 7.0143 | 0.27642 | 0.12948 | 585.0397 | 188.2771 | 198.7852 | 215.9139 | 119.86 | 77.1316 | 700.4607 | 83.3843 | 134.025
4428212 | VCUG | 7 | 10f_138032_419x226x576.dat | 0.0990;0.0990;0.2425 | 419;226;576 | (0.2263;71.2860;1.2253) | 80 | 8.502 | 60 | 86.78 | 60 | iodine | [138] | [70] | 0 | 5 | 60 | normal | none | 5.5911 | 5.1876 | 29.0044 | 24.2598 | 22.509 | 546.064 | 6.2068e-16 | 5.3489 | 0.047267 | 0.38061 | 210.2524 | 0.058142 | 10.2266 | 660.0797 | 1.1888 | 19.7492 | 0 | 5.188 | 0.83149 | 1.1137 | 0.038011 | 15.0119 | 0.063031 | 119.2767 | 4.4725 | 7.9385 | 0.29835 | 0.23954 | 616.6759 | 198.636 | 210.9412 | 223.9798 | 124.191 | 78.2649 | 739.7823 | 87.7727 | 141.3256
4428212 | VCUG | 7 | 10f_138032_419x226x576.dat | 0.0990;0.0990;0.2425 | 419;226;576 | (0.2263;71.2860;1.2253) | 110 | 3.9 | 52 | 86.78 | 60 | iodine | [138] | [70] | 0 | 5 | 60 | normal | none | 5.5911 | 5.1876 | 29.0044 | 24.2598 | 22.509 | 546.064 | 8.512e-16 | 2.873 | 0.026829 | 0.23741 | 136.513 | 0.026546 | 5.507 | 402.1258 | 0.64361 | 10.93 | 0 | 2.8381 | 0.45162 | 0.63983 | 0.035868 | 8.1122 | 0.055835 | 68.2835 | 2.4895 | 4.3614 | 0.14644 | 0.049615 | 391.3645 | 128.4738 | 129.2001 | 159.3385 | 87.4742 | 67.3595 | 458.9631 | 56.5167 | 89.1186
4428212 | VCUG | 7 | 10f_138032_419x226x576.dat | 0.0990;0.0990;0.2425 | 419;226;576 | (0.2263;71.2860;1.2253) | 110 | 7.85 | 62 | 86.78 | 60 | iodine | [138] | [70] | 0 | 5 | 60 | normal | none | 5.5911 | 5.1876 | 29.0044 | 24.2598 | 22.509 | 546.064 | 6.7976e-16 | 5.0106 | 0.043789 | 0.44989 | 195.5239 | 0.070984 | 10.2025 | 609.3884 | 1.235 | 18.4961 | 0 | 5.064 | 0.83601 | 1.1618 | 0.13708 | 14.236 | 0.097068 | 110.3899 | 4.2835 | 7.6422 | 0.27108 | 0.13013 | 573.523 | 186.5881 | 192.6742 | 211.608 | 116.5146 | 75.4686 | 683.7525 | 81.7513 | 131.364
4428212 | VCUG | 7 | 10f_138032_419x226x576.dat | 0.0990;0.0990;0.2425 | 419;226;576 | (0.2263;71.2860;1.2253) | 110 | 9.9905 | 69 | 86.78 | 60 | iodine | [138] | [70] | 0 | 5 | 60 | normal | none | 5.5911 | 5.1876 | 29.0044 | 24.2598 | 22.509 | 546.064 | 6.5723e-16 | 6.4945 | 0.051457 | 0.53768 | 215.0991 | 0.029738 | 11.0778 | 675.9106 | 1.6291 | 22.3757 | 0 | 6.3761 | 1.0837 | 1.4646 | 0.12465 | 17.7685 | 0.090969 | 128.7202 | 5.324 | 9.5146 | 0.41688 | 0.13588 | 634.8292 | 207.9764 | 215.3431 | 226.9462 | 124.9763 | 77.3121 | 760.6447 | 90.306 | 145.6552
4428212 | VCUG | 8 | 10f_138032_419x226x576.dat | 0.0990;0.0990;0.2425 | 419;226;576 | (0.2263;71.2860;1.2253) | 60 | 2.5 | 38 | 86.78 | 60 | iodine | [138] | [100] | 0 | 5 | 60 | normal | none | 5.5911 | 5.1876 | 29.0044 | 24.2598 | 22.509 | 546.064 | 1.0636e-15 | 0.83111 | 0.012131 | 0.063029 | 87.6996 | 0.0043073 | 1.6681 | 232.4614 | 0.1487 | 4.2593 | 0 | 0.8029 | 0.11758 | 0.13155 | 0.003355 | 2.5454 | 0.019623 | 31.4289 | 0.75873 | 1.1987 | 0.043797 | 0.051653 | 229.0296 | 79.8341 | 75.3624 | 117.124 | 63.9622 | 60.9304 | 267.6165 | 35.2571 | 53.6612
4428212 | VCUG | 8 | 10f_138032_419x226x576.dat | 0.0990;0.0990;0.2425 | 419;226;576 | (0.2263;71.2860;1.2253) | 60 | 5.7448 | 47 | 86.78 | 60 | iodine | [138] | [100] | 0 | 5 | 60 | normal | none | 5.5911 | 5.1876 | 29.0044 | 24.2598 | 22.509 | 546.064 | 6.906e-16 | 2.5623 | 0.02893 | 0.12541 | 167.5067 | 0.010774 | 5.3115 | 508.6017 | 0.50893 | 11.6147 | 0 | 2.5434 | 0.3604 | 0.453 | 0.059545 | 8.0075 | 0.05501 | 80.1376 | 2.4424 | 3.9254 | 0.10753 | 0.082785 | 471.4456 | 154.7033 | 159.2261 | 190.9237 | 106.0392 | 73.898 | 573.082 | 69.1301 | 109.4914
4428212 | VCUG | 8 | 10f_138032_419x226x576.dat | 0.0990;0.0990;0.2425 | 419;226;576 | (0.2263;71.2860;1.2253) | 60 | 6.3535 | 49 | 86.78 | 60 | iodine | [138] | [100] | 0 | 5 | 60 | normal | none | 5.5911 | 5.1876 | 29.0044 | 24.2598 | 22.509 | 546.064 | 6.5939e-16 | 3.0787 | 0.033117 | 0.17363 | 179.726 | 0.025331 | 6.226 | 553.9188 | 0.56761 | 13.3165 | 0 | 2.9852 | 0.44151 | 0.63763 | 0.030076 | 9.1777 | 0.087026 | 89.496 | 2.7439 | 4.6029 | 0.12069 | 0.12813 | 506.3144 | 166.272 | 173.3373 | 200.888 | 111.7794 | 75.5859 | 620.4498 | 74.3325 | 118.2724
4428212 | VCUG | 8 | 10f_138032_419x226x576.dat | 0.0990;0.0990;0.2425 | 419;226;576 | (0.2263;71.2860;1.2253) | 80 | 2.9 | 44 | 86.78 | 60 | iodine | [138] | [100] | 0 | 5 | 60 | normal | none | 5.5911 | 5.1876 | 29.0044 | 24.2598 | 22.509 | 546.064 | 9.5223e-16 | 1.501 | 0.017674 | 0.11956 | 108.2094 | 0.0042416 | 3.2269 | 308.3716 | 0.31625 | 7.0413 | 0 | 1.5727 | 0.24545 | 0.3131 | 0.04633 | 4.6642 | 0.029033 | 46.576 | 1.4702 | 2.4024 | 0.078699 | 0.042104 | 289.7416 | 99.8223 | 98.553 | 134.6975 | 73.8103 | 63.7448 | 348.7821 | 44.1912 | 68.5588
4428212 | VCUG | 8 | 10f_138032_419x226x576.dat | 0.0990;0.0990;0.2425 | 419;226;576 | (0.2263;71.2860;1.2253) | 80 | 7.702 | 57 | 86.78 | 60 | iodine | [138] | [100] | 0 | 5 | 60 | normal | none | 5.5911 | 5.1876 | 29.0044 | 24.2598 | 22.509 | 546.064 | 6.3645e-16 | 4.9457 | 0.041448 | 0.34114 | 199.2136 | 0.026406 | 9.3611 | 620.7061 | 1.0056 | 17.8395 | 0 | 4.5722 | 0.70987 | 1.0535 | 0.012518 | 13.2597 | 0.076153 | 109.5903 | 3.9568 | 6.9595 | 0.27958 | 0.12948 | 564.394 | 188.0045 | 198.4994 | 215.5439 | 119.5995 | 77.0091 | 696.6112 | 83.0434 | 132.6114
4428212 | VCUG | 8 | 10f_138032_419x226x576.dat | 0.0990;0.0990;0.2425 | 419;226;576 | (0.2263;71.2860;1.2253) | 80 | 8.502 | 60 | 86.78 | 60 | iodine | [138] | [100] | 0 | 5 | 60 | normal | none | 5.5911 | 5.1876 | 29.0044 | 24.2598 | 22.509 | 546.064 | 6.2068e-16 | 5.3338 | 0.047264 | 0.38002 | 209.5918 | 0.06973 | 10.0858 | 653.2485 | 1.1839 | 19.6977 | 0 | 5.1677 | 0.83208 | 1.1111 | 0.038011 | 14.9788 | 0.065143 | 118.4373 | 4.4419 | 7.9123 | 0.29543 | 0.23954 | 595.3606 | 198.3289 | 210.6126 | 223.6307 | 123.9004 | 78.1147 | 734.7717 | 87.3205 | 139.7473
4428212 | VCUG | 8 | 10f_138032_419x226x576.dat | 0.0990;0.0990;0.2425 | 419;226;576 | (0.2263;71.2860;1.2253) | 110 | 3.9 | 52 | 86.78 | 60 | iodine | [138] | [100] | 0 | 5 | 60 | normal | none | 5.5911 | 5.1876 | 29.0044 | 24.2598 | 22.509 | 546.064 | 8.512e-16 | 2.8419 | 0.026792 | 0.23779 | 136.1018 | 0.026546 | 5.3904 | 398.1079 | 0.64057 | 10.9013 | 0 | 2.8253 | 0.45202 | 0.63912 | 0.035868 | 8.0671 | 0.055769 | 67.8277 | 2.4854 | 4.3453 | 0.14633 | 0.04935 | 378.2654 | 128.3025 | 129.0185 | 159.0729 | 87.3107 | 67.2924 | 453.6295 | 56.0561 | 88.1432
4428212 | VCUG | 8 | 10f_138032_419x226x576.dat | 0.0990;0.0990;0.2425 | 419;226;576 | (0.2263;71.2860;1.2253) | 110 | 7.85 | 62 | 86.78 | 60 | iodine | [138] | [100] | 0 | 5 | 60 | normal | none | 5.5911 | 5.1876 | 29.0044 | 24.2598 | 22.509 | 546.064 | 6.7976e-16 | 4.9308 | 0.04399 | 0.44245 | 194.8913 | 0.082064 | 10.1478 | 602.8714 | 1.2318 | 18.4388 | 0 | 5.0391 | 0.83392 | 1.1634 | 0.11747 | 14.1623 | 0.09721 | 109.5513 | 4.2765 | 7.6029 | 0.27056 | 0.13013 | 553.1335 | 186.2756 | 192.3409 | 211.22 | 116.2328 | 75.3551 | 679.1185 | 81.323 | 129.851
4428212 | VCUG | 8 | 10f_138032_419x226x576.dat | 0.0990;0.0990;0.2425 | 419;226;576 | (0.2263;71.2860;1.2253) | 110 | 9.9905 | 69 | 86.78 | 60 | iodine | [138] | [100] | 0 | 5 | 60 | normal | none | 5.5911 | 5.1876 | 29.0044 | 24.2598 | 22.509 | 546.064 | 6.5723e-16 | 6.4359 | 0.051046 | 0.5504 | 214.3992 | 0.029738 | 10.9222 | 667.9986 | 1.6159 | 22.2965 | 0 | 6.3456 | 1.0799 | 1.4375 | 0.10436 | 17.633 | 0.091397 | 127.6962 | 5.2981 | 9.4543 | 0.41655 | 0.13508 | 611.2758 | 207.5904 | 214.9244 | 226.6452 | 124.6326 | 77.1568 | 754.3608 | 89.7354 | 143.867
4428212 | VCUG | 9 | 10f_138032_419x226x576.dat | 0.0990;0.0990;0.2425 | 419;226;576 | (0.1693;75.3658;4.6607) | 60 | 2.5 | 38 | 88.5212 | 60 | iodine | [138] | [100] | 1 | 5 | 60 | normal | none | 7.453 | 6.6734 | 49.737 | 32.9874 | 29.5369 | 974.3481 | 6.2763e-16 | 4.785 | 0.025776 | 0.27996 | 154.3353 | 0.016277 | 8.2597 | 197.6492 | 0.74428 | 32.454 | 0 | 3.9898 | 0.54171 | 0.86733 | 0.083871 | 19.6088 | 0.066452 | 113.2966 | 5.8154 | 9.4563 | 0.10935 | 0.071832 | 163.4888 | 88.9025 | 94.6354 | 270.2505 | 70.2773 | 109.6242 | 219.4297 | 48.2233 | 60.8008
4428212 | VCUG | 9 | 10f_138032_419x226x576.dat | 0.0990;0.0990;0.2425 | 419;226;576 | (0.1693;75.3658;4.6607) | 60 | 5.7448 | 47 | 88.5212 | 60 | iodine | [138] | [100] | 1 | 5 | 60 | normal | none | 7.453 | 6.6734 | 49.737 | 32.9874 | 29.5369 | 974.3481 | 4.0751e-16 | 13.4592 | 0.062415 | 0.756 | 282.0761 | 0.07531 | 21.9659 | 440.0584 | 2.5091 | 71.6687 | 0 | 11.5375 | 1.6614 | 2.8851 | 0.13402 | 49.3038 | 0.14852 | 242.6714 | 14.7808 | 25.0274 | 0.47058 | 0.27231 | 361.7789 | 174.6898 | 200.2822 | 405.959 | 117.6821 | 129.2353 | 481.652 | 89.8339 | 122.4462
4428212 | VCUG | 9 | 10f_138032_419x226x576.dat | 0.0990;0.0990;0.2425 | 419;226;576 | (0.1693;75.3658;4.6607) | 60 | 6.3535 | 49 | 88.5212 | 60 | iodine | [138] | [100] | 1 | 5 | 60 | normal | none | 7.453 | 6.6734 | 49.737 | 32.9874 | 29.5369 | 974.3481 | 3.891e-16 | 16.0499 | 0.071663 | 0.88823 | 301.131 | 0.050789 | 25.4261 | 481.5989 | 2.9851 | 78.6559 | 0 | 13.2804 | 1.9435 | 3.0355 | 0.20072 | 54.8523 | 0.1299 | 263.7884 | 16.7271 | 28.2755 | 0.58548 | 0.36104 | 396.6079 | 188.2752 | 218.193 | 422.8956 | 124.2692 | 131.411 | 518.7616 | 95.9861 | 132.5373
4428212 | VCUG | 9 | 10f_138032_419x226x576.dat | 0.0990;0.0990;0.2425 | 419;226;576 | (0.1693;75.3658;4.6607) | 80 | 2.9 | 44 | 88.5212 | 60 | iodine | [138] | [100] | 1 | 5 | 60 | normal | none | 7.453 | 6.6734 | 49.737 | 32.9874 | 29.5369 | 974.3481 | 5.6192e-16 | 8.7768 | 0.03847 | 0.59914 | 186.3241 | 0.058714 | 12.496 | 265.6408 | 1.5382 | 43.5966 | 0.30296 | 6.8717 | 1.027 | 1.6401 | 0.11917 | 29.1036 | 0.10581 | 148.3883 | 8.9928 | 14.7203 | 0.31946 | 0.19928 | 218.2857 | 112.3695 | 124.116 | 299.1505 | 81.5442 | 113.5209 | 288.5976 | 59 | 77.5937
4428212 | VCUG | 9 | 10f_138032_419x226x576.dat | 0.0990;0.0990;0.2425 | 419;226;576 | (0.1693;75.3658;4.6607) | 80 | 7.702 | 57 | 88.5212 | 60 | iodine | [138] | [100] | 1 | 5 | 60 | normal | none | 7.453 | 6.6734 | 49.737 | 32.9874 | 29.5369 | 974.3481 | 3.7557e-16 | 22.493 | 0.094553 | 1.4188 | 330.2485 | 0.12089 | 33.6985 | 554.5235 | 4.5422 | 91.6484 | 0.11153 | 18.1582 | 2.9646 | 4.3486 | 0.18734 | 68.5552 | 0.21974 | 300.1339 | 21.2096 | 36.2387 | 0.95586 | 0.46793 | 451.9049 | 214.8104 | 250.7697 | 444.2302 | 133.6649 | 132.884 | 581.8955 | 106.6509 | 150.2766
4428212 | VCUG | 9 | 10f_138032_419x226x576.dat | 0.0990;0.0990;0.2425 | 419;226;576 | (0.1693;75.3658;4.6607) | 80 | 8.502 | 60 | 88.5212 | 60 | iodine | [138] | [100] | 1 | 5 | 60 | normal | none | 7.453 | 6.6734 | 49.737 | 32.9874 | 29.5369 | 974.3481 | 3.6627e-16 | 24.6154 | 0.10574 | 1.8883 | 345.076 | 0.086502 | 36.0092 | 585.9385 | 5.123 | 97.6036 | 0.071685 | 20.1148 | 3.3235 | 5.1304 | 0.23835 | 74.2382 | 0.27941 | 319.4117 | 23.2437 | 39.0535 | 1.0095 | 0.6593 | 481.1516 | 227.126 | 266.2415 | 456.2796 | 138.6461 | 134.0713 | 622.6057 | 112.4363 | 158.6327
4428212 | VCUG | 9 | 10f_138032_419x226x576.dat | 0.0990;0.0990;0.2425 | 419;226;576 | (0.1693;75.3658;4.6607) | 110 | 3.9 | 52 | 88.5212 | 60 | iodine | [138] | [100] | 1 | 5 | 60 | normal | none | 7.453 | 6.6734 | 49.737 | 32.9874 | 29.5369 | 974.3481 | 5.0233e-16 | 13.11 | 0.065147 | 0.98368 | 230.2682 | 0.10083 | 20.1184 | 352.7381 | 2.8444 | 58.5057 | 0 | 11.0438 | 1.8389 | 2.9596 | 0.27329 | 42.1757 | 0.13984 | 196.6925 | 13.0648 | 21.8941 | 0.57576 | 0.24848 | 291.961 | 145.7865 | 162.9222 | 340.6805 | 97.1217 | 118.5495 | 385.1473 | 74.1318 | 100.2727
4428212 | VCUG | 9 | 10f_138032_419x226x576.dat | 0.0990;0.0990;0.2425 | 419;226;576 | (0.1693;75.3658;4.6607) | 110 | 7.85 | 62 | 88.5212 | 60 | iodine | [138] | [100] | 1 | 5 | 60 | normal | none | 7.453 | 6.6734 | 49.737 | 32.9874 | 29.5369 | 974.3481 | 4.0116e-16 | 23.0842 | 0.10376 | 1.9097 | 322.1649 | 0.16152 | 36.3146 | 544.6941 | 4.8866 | 88.8596 | 0.08971 | 18.9465 | 3.2453 | 4.7126 | 0.17422 | 67.4243 | 0.24873 | 294.8941 | 21.174 | 35.9357 | 1.1551 | 0.53213 | 447.7006 | 213.3411 | 243.3092 | 432.2773 | 130.1901 | 130.1176 | 573.3858 | 104.8298 | 147.9602
4428212 | VCUG | 9 | 10f_138032_419x226x576.dat | 0.0990;0.0990;0.2425 | 419;226;576 | (0.1693;75.3658;4.6607) | 110 | 9.9905 | 69 | 88.5212 | 60 | iodine | [138] | [100] | 1 | 5 | 60 | normal | none | 7.453 | 6.6734 | 49.737 | 32.9874 | 29.5369 | 974.3481 | 3.8788e-16 | 27.6732 | 0.13099 | 2.4183 | 352.9655 | 0.16166 | 41.3911 | 606.2622 | 6.2632 | 100.5118 | 0 | 23.1672 | 4.0308 | 5.7252 | 0.19176 | 78.4537 | 0.28269 | 331.9799 | 25.1139 | 42.0821 | 1.4636 | 0.66417 | 504.4795 | 238.8357 | 272.2692 | 454.9655 | 140.0519 | 132.4133 | 641.3499 | 115.2588 | 164.5843
4428212 | VCUG | 10 | 10f_138032_419x226x576.dat | 0.0990;0.0990;0.2425 | 419;226;576 | (0.0867;75.2258;4.6738) | 60 | 2.5 | 38 | 88.6612 | 60 | iodine | [138] | [100] | 1 | 5 | 60 | normal | none | 7.5309 | 6.6793 | 50.3015 | 33.385 | 29.6099 | 988.5271 | 6.2016e-16 | 5.031 | 0.025416 | 0.39151 | 179.6161 | 0.034425 | 14.1016 | 197.2407 | 0.73798 | 35.5991 | 0.020179 | 6.4292 | 0.55283 | 0.71555 | 0.064718 | 15.4371 | 0.044876 | 132.9762 | 3.3514 | 6.3973 | 0.14465 | 0.064861 | 163.3299 | 87.9232 | 93.5555 | 280.1138 | 70.1183 | 109.852 | 224.5564 | 49.7453 | 63.5908
4428212 | VCUG | 10 | 10f_138032_419x226x576.dat | 0.0990;0.0990;0.2425 | 419;226;576 | (0.0867;75.2258;4.6738) | 60 | 5.7448 | 47 | 88.6612 | 60 | iodine | [138] | [100] | 1 | 5 | 60 | normal | none | 7.5309 | 6.6793 | 50.3015 | 33.385 | 29.6099 | 988.5271 | 4.0268e-16 | 14.0716 | 0.065509 | 0.86759 | 326.0184 | 0.041383 | 36.7416 | 448.2753 | 2.3834 | 76.9302 | 0 | 16.7988 | 1.6533 | 2.3023 | 0.19437 | 41.3905 | 0.16945 | 275.1587 | 9.6166 | 18.0544 | 0.55143 | 0.26455 | 363.2194 | 173.3112 | 198.5621 | 417.1053 | 117.5108 | 129.5439 | 484.5575 | 91.8324 | 127.8573
4428212 | VCUG | 10 | 10f_138032_419x226x576.dat | 0.0990;0.0990;0.2425 | 419;226;576 | (0.0867;75.2258;4.6738) | 60 | 6.3535 | 49 | 88.6612 | 60 | iodine | [138] | [100] | 1 | 5 | 60 | normal | none | 7.5309 | 6.6793 | 50.3015 | 33.385 | 29.6099 | 988.5271 | 3.8448e-16 | 16.0816 | 0.070347 | 0.81352 | 347.4588 | 0.063507 | 40.7176 | 488.0392 | 2.8837 | 84.0986 | 0 | 18.9002 | 1.9504 | 2.7664 | 0.11842 | 46.3044 | 0.15079 | 297.7029 | 11.2415 | 21.175 | 0.6507 | 0.24126 | 395.7581 | 186.9576 | 216.4527 | 433.1251 | 124.1546 | 131.7049 | 525.8048 | 98.2179 | 138.0223
4428212 | VCUG | 10 | 10f_138032_419x226x576.dat | 0.0990;0.0990;0.2425 | 419;226;576 | (0.0867;75.2258;4.6738) | 80 | 2.9 | 44 | 88.6612 | 60 | iodine | [138] | [100] | 1 | 5 | 60 | normal | none | 7.5309 | 6.6793 | 50.3015 | 33.385 | 29.6099 | 988.5271 | 5.5524e-16 | 8.6033 | 0.040244 | 0.65711 | 215.6193 | 0.003639 | 20.7263 | 265.4358 | 1.4531 | 47.1636 | 0 | 9.9568 | 1.0515 | 1.6211 | 0.10505 | 23.8312 | 0.079951 | 170.961 | 5.6596 | 10.6381 | 0.32582 | 0.065907 | 220.5001 | 111.2777 | 122.889 | 309.8446 | 81.4122 | 113.6948 | 292.7394 | 60.6025 | 80.8692
4428212 | VCUG | 10 | 10f_138032_419x226x576.dat | 0.0990;0.0990;0.2425 | 419;226;576 | (0.0867;75.2258;4.6738) | 80 | 7.702 | 57 | 88.6612 | 60 | iodine | [138] | [100] | 1 | 5 | 60 | normal | none | 7.5309 | 6.6793 | 50.3015 | 33.385 | 29.6099 | 988.5271 | 3.711e-16 | 22.7728 | 0.094372 | 1.5838 | 378.9498 | 0.06171 | 49.6868 | 558.6027 | 4.3527 | 96.396 | 0.60304 | 24.2166 | 2.98 | 4.3265 | 0.19583 | 59.2636 | 0.2502 | 336.8862 | 14.812 | 28.2319 | 0.90392 | 0.63082 | 455.3164 | 213.4607 | 248.9654 | 453.0987 | 133.5959 | 133.2747 | 592.2859 | 109.0002 | 155.9985
4428212 | VCUG | 10 | 10f_138032_419x226x576.dat | 0.0990;0.0990;0.2425 | 419;226;576 | (0.0867;75.2258;4.6738) | 80 | 8.502 | 60 | 88.6612 | 60 | iodine | [138] | [100] | 1 | 5 | 60 | normal | none | 7.5309 | 6.6793 | 50.3015 | 33.385 | 29.6099 | 988.5271 | 3.619e-16 | 26.3797 | 0.10141 | 1.658 | 394.3878 | 0.11057 | 55.1115 | 588.3625 | 4.9115 | 102.3507 | 0.62376 | 26.5035 | 3.3758 | 4.7516 | 0.11622 | 63.9951 | 0.26503 | 355.9796 | 16.2812 | 30.6989 | 1.0541 | 0.56908 | 482.2014 | 225.7966 | 264.4376 | 465.7126 | 138.6566 | 134.5462 | 627.1851 | 114.6497 | 164.0915
4428212 | VCUG | 10 | 10f_138032_419x226x576.dat | 0.0990;0.0990;0.2425 | 419;226;576 | (0.0867;75.2258;4.6738) | 110 | 3.9 | 52 | 88.6612 | 60 | iodine | [138] | [100] | 1 | 5 | 60 | normal | none | 7.5309 | 6.6793 | 50.3015 | 33.385 | 29.6099 | 988.5271 | 4.9635e-16 | 13.2801 | 0.064221 | 1.1086 | 264.4905 | 0.033833 | 29.7512 | 360.8741 | 2.6747 | 62.0711 | 0.45087 | 14.8772 | 1.8802 | 2.5931 | 0.14678 | 36.446 | 0.13555 | 222.5242 | 9.1441 | 16.904 | 0.61096 | 0.2028 | 295.2752 | 144.582 | 161.5342 | 350.875 | 96.9829 | 118.8869 | 384.9699 | 75.4207 | 104.7204
4428212 | VCUG | 10 | 10f_138032_419x226x576.dat | 0.0990;0.0990;0.2425 | 419;226;576 | (0.0867;75.2258;4.6738) | 110 | 7.85 | 62 | 88.6612 | 60 | iodine | [138] | [100] | 1 | 5 | 60 | normal | none | 7.5309 | 6.6793 | 50.3015 | 33.385 | 29.6099 | 988.5271 | 3.964e-16 | 24.0811 | 0.10105 | 1.7709 | 367.9628 | 0.10731 | 49.8866 | 547.706 | 4.8963 | 93.3908 | 0 | 24.5061 | 3.3391 | 4.6047 | 0.1972 | 59.5158 | 0.22491 | 329.2139 | 15.3908 | 28.8018 | 1.0614 | 0.50974 | 449.2698 | 212.0508 | 241.6513 | 441.8668 | 130.1354 | 130.7457 | 584.4871 | 107.2568 | 153.2412
4428212 | VCUG | 10 | 10f_138032_419x226x576.dat | 0.0990;0.0990;0.2425 | 419;226;576 | (0.0867;75.2258;4.6738) | 110 | 9.9905 | 69 | 88.6612 | 60 | iodine | [138] | [100] | 1 | 5 | 60 | normal | none | 7.5309 | 6.6793 | 50.3015 | 33.385 | 29.6099 | 988.5271 | 3.8326e-16 | 27.6208 | 0.12154 | 2.1906 | 400.5087 | 0.16507 | 55.9538 | 612.687 | 6.1063 | 104.3619 | 0.47117 | 29.061 | 4.1155 | 5.7501 | 0.34 | 69.5007 | 0.26989 | 367.1113 | 18.8169 | 34.5899 | 1.444 | 0.80112 | 504.0148 | 237.5688 | 270.5923 | 462.6893 | 140.0533 | 132.6971 | 650.2592 | 117.2623 | 170.1851
4428212 | VCUG | 11 | 10f_138032_419x226x576.dat | 0.0990;0.0990;0.2425 | 419;226;576 | (0.3854;71.2860;13.1655) | 60 | 2.5 | 38 | 86.78 | 60 | iodine | [138] | [75] | 1 | 5 | 60 | normal | none | 8.3867 | 12.2401 | 102.6537 | 36.3897 | 53.1099 | 1932.653 | 2.9507e-16 | 698.8482 | 0.18645 | 13.5764 | 219.6012 | 0.30133 | 224.9287 | 254.6063 | 72.2944 | 853.9633 | 0 | 275.8453 | 90.324 | 78.9437 | 1.0236 | 316.649 | 1.1916 | 206.4756 | 644.7257 | 222.6446 | 10.8689 | 3.5175 | 217.7373 | 193.6401 | 202.3308 | 447.5495 | 138.484 | 214.6761 | 282.2607 | 240.4936 | 165.2277
4428212 | VCUG | 11 | 10f_138032_419x226x576.dat | 0.0990;0.0990;0.2425 | 419;226;576 | (0.3854;71.2860;13.1655) | 60 | 5.7448 | 47 | 86.78 | 60 | iodine | [138] | [75] | 1 | 5 | 60 | normal | none | 8.3867 | 12.2401 | 102.6537 | 36.3897 | 53.1099 | 1932.653 | 1.9157e-16 | 1181.7479 | 0.57086 | 36.9276 | 447.5494 | 1.2644 | 493.9183 | 572.8912 | 173.2245 | 1377.9664 | 0.84861 | 534.7854 | 177.2335 | 184.1082 | 2.5729 | 667.7901 | 3.3691 | 461.8312 | 1061.7931 | 472.4643 | 32.0464 | 10.1821 | 475.1265 | 371.3902 | 417.6927 | 703.1115 | 224.9598 | 254.8371 | 636.0528 | 436.9252 | 333.8629
4428212 | VCUG | 11 | 10f_138032_419x226x576.dat | 0.0990;0.0990;0.2425 | 419;226;576 | (0.3854;71.2860;13.1655) | 60 | 6.3535 | 49 | 86.78 | 60 | iodine | [138] | [75] | 1 | 5 | 60 | normal | none | 8.3867 | 12.2401 | 102.6537 | 36.3897 | 53.1099 | 1932.653 | 1.8292e-16 | 1251.5405 | 0.67571 | 40.8132 | 484.0405 | 1.3202 | 535.6701 | 633.3419 | 191.8559 | 1440.313 | 0.15944 | 574.6819 | 190.9101 | 203.0302 | 3.4513 | 724.9674 | 3.8733 | 504.3938 | 1112.2982 | 512.9605 | 36.1079 | 12.4257 | 518.668 | 399.2139 | 453.5887 | 733.4391 | 236.9876 | 259.79 | 693.478 | 465.6524 | 361.4297
4428212 | VCUG | 11 | 10f_138032_419x226x576.dat | 0.0990;0.0990;0.2425 | 419;226;576 | (0.3854;71.2860;13.1655) | 80 | 2.9 | 44 | 86.78 | 60 | iodine | [138] | [75] | 1 | 5 | 60 | normal | none | 8.3867 | 12.2401 | 102.6537 | 36.3897 | 53.1099 | 1932.653 | 2.6418e-16 | 808.4753 | 0.35763 | 22.3483 | 280.0062 | 0.67398 | 295.5602 | 342.8619 | 102.3824 | 962.9554 | 0.11319 | 342.6121 | 112.9662 | 110.4603 | 0.98563 | 411.0134 | 2.0717 | 278.5829 | 730.7999 | 288.9131 | 18.6209 | 6.5271 | 289.2425 | 241.4739 | 261.3191 | 504.1329 | 158.9683 | 223.1255 | 385.3109 | 289.2472 | 210.446
4428212 | VCUG | 11 | 10f_138032_419x226x576.dat | 0.0990;0.0990;0.2425 | 419;226;576 | (0.3854;71.2860;13.1655) | 80 | 7.702 | 57 | 86.78 | 60 | iodine | [138] | [75] | 1 | 5 | 60 | normal | none | 8.3867 | 12.2401 | 102.6537 | 36.3897 | 53.1099 | 1932.653 | 1.7655e-16 | 1318.4017 | 1.0583 | 55.9209 | 545.5137 | 2.4793 | 608.7632 | 727.5366 | 231.7865 | 1495.8538 | 2.4255 | 639.9717 | 213.9167 | 243.2731 | 3.7113 | 818.1601 | 5.6472 | 584.8613 | 1151.881 | 580.2735 | 47.4023 | 16.6402 | 601.6266 | 452.0526 | 516.7547 | 769.8531 | 253.8495 | 263.5529 | 785.9321 | 506.3035 | 408.6112
4428212 | VCUG | 11 | 10f_138032_419x226x576.dat | 0.0990;0.0990;0.2425 | 419;226;576 | (0.3854;71.2860;13.1655) | 80 | 8.502 | 60 | 86.78 | 60 | iodine | [138] | [75] | 1 | 5 | 60 | normal | none | 8.3867 | 12.2401 | 102.6537 | 36.3897 | 53.1099 | 1932.653 | 1.7218e-16 | 1352.3676 | 1.2148 | 62.0689 | 575.5969 | 2.8242 | 645.431 | 764.5509 | 249.4257 | 1535.3161 | 0.278 | 672.5538 | 225.2939 | 262.4528 | 4.3276 | 864.5047 | 6.1064 | 623.2448 | 1181.7898 | 613.023 | 52.0736 | 18.86 | 638.81 | 476.8767 | 547.256 | 794.8318 | 262.9591 | 266.4629 | 830.877 | 527.7089 | 430.7497
4428212 | VCUG | 11 | 10f_138032_419x226x576.dat | 0.0990;0.0990;0.2425 | 419;226;576 | (0.3854;71.2860;13.1655) | 110 | 3.9 | 52 | 86.78 | 60 | iodine | [138] | [75] | 1 | 5 | 60 | normal | none | 8.3867 | 12.2401 | 102.6537 | 36.3897 | 53.1099 | 1932.653 | 2.3616e-16 | 959.8483 | 0.68711 | 35.7432 | 363.8514 | 1.5659 | 393.1491 | 465.3579 | 144.4769 | 1109.1947 | 0.90717 | 434.3199 | 143.9942 | 152.3359 | 2.0496 | 535.9873 | 3.6678 | 375.1191 | 845.3084 | 378.2737 | 28.9055 | 9.9199 | 389.6134 | 309.3808 | 338.6597 | 579.8492 | 187.0314 | 233.9496 | 517.4407 | 354.877 | 272.7803
4428212 | VCUG | 11 | 10f_138032_419x226x576.dat | 0.0990;0.0990;0.2425 | 419;226;576 | (0.3854;71.2860;13.1655) | 110 | 7.85 | 62 | 86.78 | 60 | iodine | [138] | [75] | 1 | 5 | 60 | normal | none | 8.3867 | 12.2401 | 102.6537 | 36.3897 | 53.1099 | 1932.653 | 1.8862e-16 | 1277.3044 | 1.24 | 61.1507 | 534.2072 | 2.3787 | 599.313 | 723.1625 | 231.693 | 1432.7525 | 1.141 | 624.0723 | 208.2167 | 239.4866 | 4.5784 | 795.5318 | 5.8935 | 572.9632 | 1102.8229 | 568.2446 | 48.4805 | 16.6587 | 587.49 | 447.4043 | 499.7756 | 752.2877 | 247.0668 | 258.4816 | 764.1453 | 492.1075 | 401.5749
4428212 | VCUG | 11 | 10f_138032_419x226x576.dat | 0.0990;0.0990;0.2425 | 419;226;576 | (0.3854;71.2860;13.1655) | 110 | 9.9905 | 69 | 86.78 | 60 | iodine | [138] | [75] | 1 | 5 | 60 | normal | none | 8.3867 | 12.2401 | 102.6537 | 36.3897 | 53.1099 | 1932.653 | 1.8238e-16 | 1356.1714 | 1.5791 | 72.4746 | 594.963 | 2.937 | 662.788 | 804.5791 | 267.0562 | 1502.9519 | 0 | 687.7906 | 229.2837 | 272.5831 | 5.812 | 886.4955 | 7.5594 | 647.3259 | 1161.6885 | 633.6732 | 57.2318 | 20.6271 | 664.6523 | 498.1794 | 556.075 | 796.0313 | 264.6597 | 263.2139 | 859.6286 | 533.6372 | 445.9421
4428212 | VCUG | 12 | 10f_138032_419x226x576.dat | 0.0990;0.0990;0.2425 | 419;226;576 | (0.3854;71.2860;13.1655) | 60 | 2.5 | 38 | 86.78 | 60 | iodine | [138] | [10] | 1 | 5 | 60 | normal | none | 8.3867 | 12.2401 | 102.6537 | 36.3897 | 53.1099 | 1932.653 | 2.9507e-16 | 698.8482 | 0.18645 | 13.5764 | 220.279 | 0.30133 | 224.9186 | 259.3069 | 72.2944 | 853.9972 | 0 | 275.8554 | 90.3273 | 78.947 | 1.0236 | 316.6591 | 1.1916 | 207.4177 | 644.7596 | 222.6649 | 10.8689 | 3.5175 | 248.3299 | 193.934 | 202.6337 | 447.8049 | 138.8537 | 214.8314 | 284.8092 | 240.7406 | 166.9816
4428212 | VCUG | 12 | 10f_138032_419x226x576.dat | 0.0990;0.0990;0.2425 | 419;226;576 | (0.3854;71.2860;13.1655) | 60 | 5.7448 | 47 | 86.78 | 60 | iodine | [138] | [10] | 1 | 5 | 60 | normal | none | 8.3867 | 12.2401 | 102.6537 | 36.3897 | 53.1099 | 1932.653 | 1.9157e-16 | 1181.7479 | 0.57086 | 36.9276 | 449.1571 | 1.2644 | 493.9288 | 587.7681 | 173.2454 | 1378.123 | 0.84861 | 534.8376 | 177.2387 | 184.1395 | 2.5729 | 667.9467 | 3.3645 | 464.4777 | 1061.7931 | 472.5582 | 32.0475 | 10.1821 | 541.5192 | 372.3001 | 418.6612 | 703.849 | 225.9776 | 255.3113 | 638.7149 | 437.294 | 338.0848
4428212 | VCUG | 12 | 10f_138032_419x226x576.dat | 0.0990;0.0990;0.2425 | 419;226;576 | (0.3854;71.2860;13.1655) | 60 | 6.3535 | 49 | 86.78 | 60 | iodine | [138] | [10] | 1 | 5 | 60 | normal | none | 8.3867 | 12.2401 | 102.6537 | 36.3897 | 53.1099 | 1932.653 | 1.8292e-16 | 1251.5405 | 0.67571 | 40.8646 | 485.943 | 1.3202 | 535.8997 | 646.9545 | 191.8668 | 1440.477 | 0.15944 | 574.7366 | 190.9101 | 203.0466 | 3.4513 | 725.1314 | 3.8735 | 507.4662 | 1112.3529 | 513.0261 | 36.115 | 12.4257 | 588.6772 | 400.272 | 454.7174 | 734.5721 | 238.1663 | 260.3087 | 697.5235 | 466.187 | 365.7719
4428212 | VCUG | 12 | 10f_138032_419x226x576.dat | 0.0990;0.0990;0.2425 | 419;226;576 | (0.3854;71.2860;13.1655) | 80 | 2.9 | 44 | 86.78 | 60 | iodine | [138] | [10] | 1 | 5 | 60 | normal | none | 8.3867 | 12.2401 | 102.6537 | 36.3897 | 53.1099 | 1932.653 | 2.6418e-16 | 808.4374 | 0.35767 | 22.3483 | 281.0623 | 0.67398 | 295.6246 | 351.8408 | 102.3862 | 963.069 | 0.11319 | 342.6462 | 112.97 | 110.4603 | 0.98563 | 411.0891 | 2.077 | 280.203 | 730.7999 | 288.9964 | 18.627 | 6.5271 | 329.7457 | 242.0423 | 261.9327 | 504.6678 | 159.5666 | 223.4085 | 391.2917 | 289.8118 | 213.0679
4428212 | VCUG | 12 | 10f_138032_419x226x576.dat | 0.0990;0.0990;0.2425 | 419;226;576 | (0.3854;71.2860;13.1655) | 80 | 7.702 | 57 | 86.78 | 60 | iodine | [138] | [10] | 1 | 5 | 60 | normal | none | 8.3867 | 12.2401 | 102.6537 | 36.3897 | 53.1099 | 1932.653 | 1.7655e-16 | 1318.4017 | 1.0582 | 55.9226 | 548.2607 | 2.4793 | 608.8199 | 743.4524 | 231.8149 | 1496.137 | 2.4255 | 640.085 | 213.928 | 243.2674 | 3.7113 | 818.4433 | 5.6479 | 589.1659 | 1151.9377 | 580.5 | 47.4187 | 16.6402 | 677.2406 | 453.6779 | 518.576 | 771.5071 | 255.3627 | 264.2405 | 794.4847 | 507.2559 | 413.6062
4428212 | VCUG | 12 | 10f_138032_419x226x576.dat | 0.0990;0.0990;0.2425 | 419;226;576 | (0.3854;71.2860;13.1655) | 80 | 8.502 | 60 | 86.78 | 60 | iodine | [138] | [10] | 1 | 5 | 60 | normal | none | 8.3867 | 12.2401 | 102.6537 | 36.3897 | 53.1099 | 1932.653 | 1.7218e-16 | 1352.3676 | 1.2138 | 62.0689 | 578.9713 | 2.8242 | 645.8956 | 783.3103 | 249.4548 | 1535.6646 | 0.278 | 672.67 | 225.3055 | 262.4412 | 4.3276 | 864.9693 | 6.1134 | 627.8912 | 1181.9059 | 613.1972 | 52.084 | 18.86 | 721.224 | 478.7287 | 549.3123 | 796.5278 | 264.6304 | 267.2287 | 850.74 | 529.5963 | 436.4555
4428212 | VCUG | 12 | 10f_138032_419x226x576.dat | 0.0990;0.0990;0.2425 | 419;226;576 | (0.3854;71.2860;13.1655) | 110 | 3.9 | 52 | 86.78 | 60 | iodine | [138] | [10] | 1 | 5 | 60 | normal | none | 8.3867 | 12.2401 | 102.6537 | 36.3897 | 53.1099 | 1932.653 | 2.3616e-16 | 959.8483 | 0.68715 | 35.7542 | 365.5579 | 1.5656 | 392.9755 | 477.3412 | 144.4811 | 1109.3641 | 0.90717 | 434.3623 | 144.0026 | 152.3359 | 2.0496 | 536.199 | 3.6678 | 377.6174 | 845.3508 | 378.3965 | 28.9072 | 9.9199 | 439.4012 | 310.3322 | 339.7172 | 580.7268 | 187.9262 | 234.3649 | 523.2842 | 355.4792 | 276.1552
4428212 | VCUG | 12 | 10f_138032_419x226x576.dat | 0.0990;0.0990;0.2425 | 419;226;576 | (0.3854;71.2860;13.1655) | 110 | 7.85 | 62 | 86.78 | 60 | iodine | [138] | [10] | 1 | 5 | 60 | normal | none | 8.3867 | 12.2401 | 102.6537 | 36.3897 | 53.1099 | 1932.653 | 1.8862e-16 | 1277.4635 | 1.2406 | 61.0871 | 537.1762 | 2.3787 | 599.9492 | 745.1649 | 231.7195 | 1433.1237 | 1.141 | 624.1783 | 208.2432 | 239.476 | 4.5784 | 795.9029 | 5.8935 | 577.2576 | 1102.9289 | 568.5097 | 48.4832 | 16.6587 | 658.5339 | 449.0987 | 501.6757 | 754.0856 | 248.547 | 259.1508 | 777.1877 | 493.4826 | 406.9584
4428212 | VCUG | 12 | 10f_138032_419x226x576.dat | 0.0990;0.0990;0.2425 | 419;226;576 | (0.3854;71.2860;13.1655) | 110 | 9.9905 | 69 | 86.78 | 60 | iodine | [138] | [10] | 1 | 5 | 60 | normal | none | 8.3867 | 12.2401 | 102.6537 | 36.3897 | 53.1099 | 1932.653 | 1.8238e-16 | 1356.281 | 1.5797 | 72.5678 | 598.7463 | 2.946 | 663.117 | 829.5268 | 267.1056 | 1503.3906 | 0 | 687.9003 | 229.3056 | 272.6105 | 5.812 | 886.8793 | 7.5589 | 652.6445 | 1161.7981 | 633.8925 | 57.2537 | 20.6156 | 742.9499 | 500.2913 | 558.4395 | 798.2006 | 266.3836 | 264.0074 | 878.5451 | 535.4978 | 452.0772
4428212 | VCUG | 1 | 10m_138032_419x226x576.dat | 0.0990;0.0990;0.2425 | 419;226;576 | (0.3854;71.2860;13.8158) | 60 | 2.5 | 38 | 86.78 | 60 | iodine | [138] | [0] | 1 | 5 | 65 | normal | none | 8.3867 | 11.9851 | 100.5151 | 36.3897 | 52.0035 | 1892.3907 | 3.0311e-16 | 706.4054 | 0.18832 | 13.8566 | 219.6019 | 0.31987 | 229.0704 | 227.7903 | 75.1735 | 856.4819 | 0.65157 | 278.0655 | 98.264 | 78.2681 | 1.2658 | 317.4997 | 1.2848 | 208.2035 | 650.1556 | 224.2339 | 11.9048 | 3.9137 | 344.1961 | 194.3047 | 203.0162 | 469.6092 | 131.9254 | 209.1351 | 323.0389 | 246.2525 | 170.1188
4428212 | VCUG | 1 | 10m_138032_419x226x576.dat | 0.0990;0.0990;0.2425 | 419;226;576 | (0.3854;71.2860;13.8158) | 60 | 5.7448 | 47 | 86.78 | 60 | iodine | [138] | [0] | 1 | 5 | 65 | normal | none | 8.3867 | 11.9851 | 100.5151 | 36.3897 | 52.0035 | 1892.3907 | 1.968e-16 | 1205.1024 | 0.56779 | 36.8574 | 448.2345 | 1.1051 | 496.0961 | 416.5012 | 180.059 | 1380.4611 | 0.062745 | 539.4403 | 190.5013 | 182.7115 | 2.6233 | 670.032 | 3.744 | 465.7856 | 1071.97 | 475.2979 | 33.3065 | 10.8767 | 693.9146 | 372.6648 | 419.0665 | 721.6346 | 215.0811 | 248.5621 | 634.0558 | 440.2595 | 332.7751
4428212 | VCUG | 1 | 10m_138032_419x226x576.dat | 0.0990;0.0990;0.2425 | 419;226;576 | (0.3854;71.2860;13.8158) | 60 | 6.3535 | 49 | 86.78 | 60 | iodine | [138] | [0] | 1 | 5 | 65 | normal | none | 8.3867 | 11.9851 | 100.5151 | 36.3897 | 52.0035 | 1892.3907 | 1.879e-16 | 1268.8421 | 0.69586 | 40.4895 | 484.6358 | 1.1378 | 537.2129 | 446.189 | 201.1115 | 1443.6198 | 0.18339 | 580.0558 | 205.1351 | 202.3729 | 2.1915 | 728.4359 | 4.0542 | 510.4161 | 1120.3022 | 515.9404 | 37.5474 | 13.152 | 746.1585 | 400.6505 | 455.1484 | 754.4184 | 226.783 | 253.2593 | 668.6155 | 467.1867 | 358.1808
4428212 | VCUG | 1 | 10m_138032_419x226x576.dat | 0.0990;0.0990;0.2425 | 419;226;576 | (0.3854;71.2860;13.8158) | 80 | 2.9 | 44 | 86.78 | 60 | iodine | [138] | [0] | 1 | 5 | 65 | normal | none | 8.3867 | 11.9851 | 100.5151 | 36.3897 | 52.0035 | 1892.3907 | 2.7138e-16 | 817.1976 | 0.37796 | 22.319 | 279.3956 | 0.76369 | 299.4893 | 274.4505 | 107.5729 | 964.5195 | 1.1685 | 345.3145 | 122.1835 | 107.6982 | 1.4403 | 411.4915 | 2.3627 | 280.1952 | 736.4617 | 291.1725 | 19.2524 | 6.7481 | 436.7698 | 242.3942 | 262.2832 | 523.0677 | 151.7644 | 217.42 | 401.6897 | 292.8239 | 212.6763
4428212 | VCUG | 1 | 10m_138032_419x226x576.dat | 0.0990;0.0990;0.2425 | 419;226;576 | (0.3854;71.2860;13.8158) | 80 | 7.702 | 57 | 86.78 | 60 | iodine | [138] | [0] | 1 | 5 | 65 | normal | none | 8.3867 | 11.9851 | 100.5151 | 36.3897 | 52.0035 | 1892.3907 | 1.8136e-16 | 1334.9702 | 1.1145 | 55.6849 | 547.3152 | 2.151 | 613.3111 | 480.5639 | 242.4627 | 1501.1592 | 1.6735 | 645.2365 | 228.9923 | 241.8727 | 2.6276 | 822.8944 | 6.0532 | 589.877 | 1161.6684 | 585.7967 | 50.1307 | 18.1374 | 830.8895 | 453.8618 | 518.6951 | 792.9572 | 243.5904 | 257.6384 | 717.0826 | 505.1816 | 400.9455
4428212 | VCUG | 1 | 10m_138032_419x226x576.dat | 0.0990;0.0990;0.2425 | 419;226;576 | (0.3854;71.2860;13.8158) | 80 | 8.502 | 60 | 86.78 | 60 | iodine | [138] | [0] | 1 | 5 | 65 | normal | none | 8.3867 | 11.9851 | 100.5151 | 36.3897 | 52.0035 | 1892.3907 | 1.7687e-16 | 1371.9958 | 1.2645 | 63.2115 | 577.4979 | 2.4321 | 636.8648 | 493.2592 | 260.4055 | 1539.5799 | 0.53552 | 678.1389 | 240.4753 | 257.1206 | 4.3519 | 870.657 | 6.6904 | 628.3273 | 1191.2944 | 619.6767 | 54.9686 | 20.1027 | 870.3743 | 478.9497 | 549.4276 | 815.3882 | 252.625 | 260.1109 | 763.0617 | 525.5295 | 421.306
4428212 | VCUG | 1 | 10m_138032_419x226x576.dat | 0.0990;0.0990;0.2425 | 419;226;576 | (0.3854;71.2860;13.8158) | 110 | 3.9 | 52 | 86.78 | 60 | iodine | [138] | [0] | 1 | 5 | 65 | normal | none | 8.3867 | 11.9851 | 100.5151 | 36.3897 | 52.0035 | 1892.3907 | 2.426e-16 | 966.8532 | 0.71834 | 36.6478 | 364.3507 | 1.6242 | 400.7602 | 345.3195 | 151.7592 | 1110.8342 | 0.36198 | 437.6726 | 154.863 | 151.5737 | 2.9067 | 536.6415 | 3.5026 | 379.0126 | 853.3337 | 382.6069 | 30.4475 | 10.7316 | 553.4592 | 310.5188 | 339.8594 | 601.6971 | 179.1213 | 228.0516 | 499.0902 | 356.5333 | 272.1468
4428212 | VCUG | 1 | 10m_138032_419x226x576.dat | 0.0990;0.0990;0.2425 | 419;226;576 | (0.3854;71.2860;13.8158) | 110 | 7.85 | 62 | 86.78 | 60 | iodine | [138] | [0] | 1 | 5 | 65 | normal | none | 8.3867 | 11.9851 | 100.5151 | 36.3897 | 52.0035 | 1892.3907 | 1.9375e-16 | 1284.1001 | 1.285 | 60.4219 | 536.4008 | 2.5333 | 603.0316 | 466.4927 | 241.2023 | 1436.9225 | 2.3823 | 629.0439 | 222.6118 | 236.485 | 4.1003 | 799.4659 | 6.5258 | 579.1869 | 1114.0394 | 573.3032 | 50.7715 | 18.5193 | 799.9304 | 449.2355 | 501.716 | 771.0495 | 237.2338 | 252.3071 | 704.9131 | 490.334 | 392.1738
4428212 | VCUG | 1 | 10m_138032_419x226x576.dat | 0.0990;0.0990;0.2425 | 419;226;576 | (0.3854;71.2860;13.8158) | 110 | 9.9905 | 69 | 86.78 | 60 | iodine | [138] | [0] | 1 | 5 | 65 | normal | none | 8.3867 | 11.9851 | 100.5151 | 36.3897 | 52.0035 | 1892.3907 | 1.8735e-16 | 1366.7117 | 1.6517 | 72.5657 | 597.8196 | 3.441 | 667.0492 | 520.3059 | 277.6285 | 1508.2668 | 0.98331 | 693.5775 | 244.7751 | 272.5951 | 4.9365 | 888.9898 | 7.6841 | 654.6658 | 1168.6839 | 637.5853 | 60.0595 | 23.3539 | 888.456 | 500.4979 | 558.4868 | 812.8211 | 254.5443 | 257.3049 | 798.7297 | 532.2473 | 435.2539
4428212 | VCUG | 2 | 10m_138032_419x226x576.dat | 0.0990;0.0990;0.2425 | 419;226;576 | (0.1693;75.3658;1.1943) | 60 | 2.5 | 38 | 88.5212 | 60 | iodine | [138] | [10] | 0 | 5 | 65 | normal | none | 7.453 | 4.8548 | 36.1831 | 32.9874 | 21.4878 | 708.8275 | 7.8835e-16 | 0.69377 | 0.016155 | 0.12019 | 66.7866 | 0.01598 | 1.2397 | 85.0552 | 0.1666 | 3.6141 | 0.003028 | 0.66972 | 0.13826 | 0.11506 | 0.054213 | 2.7493 | 0.036158 | 31.5914 | 1.1125 | 1.4074 | 0.047799 | 0.059337 | 245.0316 | 66.6153 | 67.6886 | 116.7555 | 61.7412 | 81.2111 | 189.7895 | 28.9999 | 37.8171
4428212 | VCUG | 2 | 10m_138032_419x226x576.dat | 0.0990;0.0990;0.2425 | 419;226;576 | (0.1693;75.3658;1.1943) | 60 | 5.7448 | 47 | 88.5212 | 60 | iodine | [138] | [10] | 0 | 5 | 65 | normal | none | 7.453 | 4.8548 | 36.1831 | 32.9874 | 21.4878 | 708.8275 | 5.1187e-16 | 2.3398 | 0.035579 | 0.33 | 129.6571 | 0.035089 | 4.3569 | 193.1084 | 0.55531 | 10.0795 | 0.0052251 | 2.213 | 0.41071 | 0.51075 | 0.13686 | 8.3482 | 0.084216 | 77.738 | 2.8798 | 4.4183 | 0.1422 | 0.10381 | 501.8822 | 130.6399 | 143.8695 | 185.5491 | 102.7817 | 96.405 | 389.8036 | 54.2057 | 76.4004
4428212 | VCUG | 2 | 10m_138032_419x226x576.dat | 0.0990;0.0990;0.2425 | 419;226;576 | (0.1693;75.3658;1.1943) | 60 | 6.3535 | 49 | 88.5212 | 60 | iodine | [138] | [10] | 0 | 5 | 65 | normal | none | 7.453 | 4.8548 | 36.1831 | 32.9874 | 21.4878 | 708.8275 | 4.8875e-16 | 2.9402 | 0.043141 | 0.27341 | 139.5661 | 0.057893 | 5.2892 | 215.6111 | 0.66257 | 11.5591 | 0.02624 | 2.5766 | 0.48374 | 0.62748 | 0.13001 | 9.6076 | 0.06553 | 86.3611 | 3.3217 | 5.2481 | 0.15826 | 0.09104 | 540.5214 | 140.7414 | 156.8185 | 194.9044 | 108.4545 | 98.2516 | 422.0355 | 58.1911 | 82.8938
4428212 | VCUG | 2 | 10m_138032_419x226x576.dat | 0.0990;0.0990;0.2425 | 419;226;576 | (0.1693;75.3658;1.1943) | 80 | 2.9 | 44 | 88.5212 | 60 | iodine | [138] | [10] | 0 | 5 | 65 | normal | none | 7.453 | 4.8548 | 36.1831 | 32.9874 | 21.4878 | 708.8275 | 7.0584e-16 | 1.5434 | 0.025227 | 0.20625 | 83.4832 | 0.02325 | 2.4687 | 113.0082 | 0.35339 | 6.0404 | 0 | 1.3556 | 0.26636 | 0.32793 | 0.039706 | 5.0293 | 0.057815 | 45.7808 | 1.8321 | 2.6285 | 0.084721 | 0.11297 | 313.2852 | 84.1631 | 89.1384 | 133.294 | 71.465 | 84.2566 | 251.1325 | 36.2943 | 48.2237
4428212 | VCUG | 2 | 10m_138032_419x226x576.dat | 0.0990;0.0990;0.2425 | 419;226;576 | (0.1693;75.3658;1.1943) | 80 | 7.702 | 57 | 88.5212 | 60 | iodine | [138] | [10] | 0 | 5 | 65 | normal | none | 7.453 | 4.8548 | 36.1831 | 32.9874 | 21.4878 | 708.8275 | 4.7178e-16 | 4.7917 | 0.053445 | 0.48614 | 156.979 | 0.03759 | 7.2986 | 254.7605 | 1.0677 | 15.7439 | 0.083544 | 3.9868 | 0.73849 | 1.1046 | 0.16107 | 13.6554 | 0.11497 | 104.5792 | 4.9184 | 7.4404 | 0.20781 | 0.14684 | 605.5199 | 160.7945 | 181.0303 | 208.8905 | 116.5589 | 99.687 | 491.398 | 66.2272 | 94.7399
4428212 | VCUG | 2 | 10m_138032_419x226x576.dat | 0.0990;0.0990;0.2425 | 419;226;576 | (0.1693;75.3658;1.1943) | 80 | 8.502 | 60 | 88.5212 | 60 | iodine | [138] | [10] | 0 | 5 | 65 | normal | none | 7.453 | 4.8548 | 36.1831 | 32.9874 | 21.4878 | 708.8275 | 4.6009e-16 | 4.5965 | 0.059695 | 0.62657 | 165.5497 | 0.030883 | 8.8885 | 273.9456 | 1.2202 | 17.3652 | 0 | 4.4869 | 0.83494 | 1.0939 | 0.064333 | 15.222 | 0.12404 | 112.7776 | 5.3365 | 8.4262 | 0.31589 | 0.17749 | 640.0902 | 170.1077 | 192.4566 | 215.2581 | 120.8541 | 100.7649 | 516.7017 | 69.3571 | 100.4719
4428212 | VCUG | 2 | 10m_138032_419x226x576.dat | 0.0990;0.0990;0.2425 | 419;226;576 | (0.1693;75.3658;1.1943) | 110 | 3.9 | 52 | 88.5212 | 60 | iodine | [138] | [10] | 0 | 5 | 65 | normal | none | 7.453 | 4.8548 | 36.1831 | 32.9874 | 21.4878 | 708.8275 | 6.3099e-16 | 2.8042 | 0.035145 | 0.37579 | 106.0252 | 0.010087 | 4.7544 | 159.2097 | 0.68189 | 9.6469 | 0 | 2.4623 | 0.48286 | 0.54709 | 0.041669 | 8.2351 | 0.066752 | 65.3115 | 3.0547 | 4.5576 | 0.18331 | 0.089221 | 402.1923 | 109.2759 | 117.4814 | 155.4819 | 84.9155 | 88.4539 | 321.0185 | 45.2562 | 62.9256
4428212 | VCUG | 2 | 10m_138032_419x226x576.dat | 0.0990;0.0990;0.2425 | 419;226;576 | (0.1693;75.3658;1.1943) | 110 | 7.85 | 62 | 88.5212 | 60 | iodine | [138] | [10] | 0 | 5 | 65 | normal | none | 7.453 | 4.8548 | 36.1831 | 32.9874 | 21.4878 | 708.8275 | 5.0394e-16 | 5.0687 | 0.058507 | 0.67706 | 153.7128 | 0.048411 | 8.474 | 252.3317 | 1.2917 | 16.4591 | 0 | 4.4226 | 0.8447 | 1.2307 | 0.13666 | 14.3412 | 0.12838 | 104.0898 | 5.0671 | 8.0192 | 0.30133 | 0.15758 | 591.3405 | 159.9757 | 176.0003 | 203.4858 | 113.4646 | 97.5876 | 476.7831 | 64.7026 | 93.3622
4428212 | VCUG | 2 | 10m_138032_419x226x576.dat | 0.0990;0.0990;0.2425 | 419;226;576 | (0.1693;75.3658;1.1943) | 110 | 9.9905 | 69 | 88.5212 | 60 | iodine | [138] | [10] | 0 | 5 | 65 | normal | none | 7.453 | 4.8548 | 36.1831 | 32.9874 | 21.4878 | 708.8275 | 4.8727e-16 | 6.1215 | 0.069042 | 0.59518 | 170.1983 | 0.074366 | 11.1623 | 287.8505 | 1.6358 | 19.8206 | 0.11754 | 5.6021 | 1.0815 | 1.3662 | 0.24434 | 17.4756 | 0.14201 | 120.5315 | 6.1533 | 9.9814 | 0.43176 | 0.10516 | 658.3456 | 179.2591 | 197.4383 | 216.2938 | 121.8565 | 99.5754 | 542.2285 | 72.2143 | 104.6166
4428212 | VCUG | 3 | 10m_138032_419x226x576.dat | 0.0990;0.0990;0.2425 | 419;226;576 | (0.1693;75.3658;1.1943) | 60 | 2.5 | 38 | 88.5212 | 60 | iodine | [138] | [30] | 0 | 5 | 65 | normal | none | 7.453 | 4.8548 | 36.1831 | 32.9874 | 21.4878 | 708.8275 | 7.8835e-16 | 0.70523 | 0.016089 | 0.12019 | 66.42 | 0.01598 | 1.1739 | 83.273 | 0.16305 | 3.5977 | 0.003028 | 0.66201 | 0.1373 | 0.11454 | 0.054213 | 2.7227 | 0.035994 | 31.0536 | 1.1072 | 1.399 | 0.046058 | 0.059337 | 230.7359 | 66.3425 | 67.4073 | 116.5838 | 61.5375 | 81.1305 | 181.1258 | 28.2966 | 36.9365
4428212 | VCUG | 3 | 10m_138032_419x226x576.dat | 0.0990;0.0990;0.2425 | 419;226;576 | (0.1693;75.3658;1.1943) | 60 | 5.7448 | 47 | 88.5212 | 60 | iodine | [138] | [30] | 0 | 5 | 65 | normal | none | 7.453 | 4.8548 | 36.1831 | 32.9874 | 21.4878 | 708.8275 | 5.1187e-16 | 2.2883 | 0.035563 | 0.33 | 128.7624 | 0.035089 | 4.2929 | 189.7091 | 0.55088 | 9.9956 | 0.0052251 | 2.1835 | 0.40703 | 0.50421 | 0.13686 | 8.2497 | 0.086732 | 76.3822 | 2.8657 | 4.3907 | 0.13368 | 0.10381 | 474.2581 | 129.8609 | 143.033 | 184.888 | 102.2279 | 96.1913 | 377.3591 | 53.1306 | 74.678
4428212 | VCUG | 3 | 10m_138032_419x226x576.dat | 0.0990;0.0990;0.2425 | 419;226;576 | (0.1693;75.3658;1.1943) | 60 | 6.3535 | 49 | 88.5212 | 60 | iodine | [138] | [30] | 0 | 5 | 65 | normal | none | 7.453 | 4.8548 | 36.1831 | 32.9874 | 21.4878 | 708.8275 | 4.8875e-16 | 2.8994 | 0.042742 | 0.27175 | 138.4899 | 0.057893 | 5.1079 | 209.8617 | 0.65426 | 11.4656 | 0.02624 | 2.5434 | 0.47934 | 0.60816 | 0.13001 | 9.4873 | 0.063351 | 84.7754 | 3.3078 | 5.2076 | 0.15152 | 0.09104 | 511.3654 | 139.8512 | 155.8511 | 194.0966 | 107.8271 | 97.995 | 408.3475 | 56.9916 | 80.8678
4428212 | VCUG | 3 | 10m_138032_419x226x576.dat | 0.0990;0.0990;0.2425 | 419;226;576 | (0.1693;75.3658;1.1943) | 80 | 2.9 | 44 | 88.5212 | 60 | iodine | [138] | [30] | 0 | 5 | 65 | normal | none | 7.453 | 4.8548 | 36.1831 | 32.9874 | 21.4878 | 708.8275 | 7.0584e-16 | 1.5128 | 0.025361 | 0.20625 | 82.891 | 0.02325 | 2.3739 | 110.9242 | 0.35101 | 5.9795 | 0 | 1.3387 | 0.26293 | 0.32455 | 0.039706 | 4.992 | 0.054321 | 44.9902 | 1.8225 | 2.6013 | 0.081874 | 0.11279 | 296.3409 | 83.7071 | 88.6451 | 132.8279 | 71.1559 | 84.1245 | 242.4478 | 35.5487 | 47.1532
4428212 | VCUG | 3 | 10m_138032_419x226x576.dat | 0.0990;0.0990;0.2425 | 419;226;576 | (0.1693;75.3658;1.1943) | 80 | 7.702 | 57 | 88.5212 | 60 | iodine | [138] | [30] | 0 | 5 | 65 | normal | none | 7.453 | 4.8548 | 36.1831 | 32.9874 | 21.4878 | 708.8275 | 4.7178e-16 | 4.7688 | 0.053602 | 0.48966 | 155.4296 | 0.036115 | 7.1831 | 248.6347 | 1.0528 | 15.6029 | 0.083544 | 3.933 | 0.73166 | 1.1115 | 0.16107 | 13.5015 | 0.11392 | 102.7118 | 4.8799 | 7.3893 | 0.21235 | 0.13265 | 580.6352 | 159.6442 | 179.7466 | 207.9341 | 115.816 | 99.37 | 470.6467 | 64.4664 | 92.6942
4428212 | VCUG | 3 | 10m_138032_419x226x576.dat | 0.0990;0.0990;0.2425 | 419;226;576 | (0.1693;75.3658;1.1943) | 80 | 8.502 | 60 | 88.5212 | 60 | iodine | [138] | [30] | 0 | 5 | 65 | normal | none | 7.453 | 4.8548 | 36.1831 | 32.9874 | 21.4878 | 708.8275 | 4.6009e-16 | 4.5795 | 0.059753 | 0.6282 | 163.9826 | 0.029375 | 8.8506 | 268.6206 | 1.2077 | 17.2253 | 0 | 4.4246 | 0.82584 | 1.0769 | 0.064674 | 15.0607 | 0.12418 | 110.7367 | 5.3048 | 8.3283 | 0.31035 | 0.16285 | 613.1173 | 168.8396 | 191.0406 | 214.1549 | 120.0475 | 100.4416 | 494.7496 | 67.4913 | 98.3691
4428212 | VCUG | 3 | 10m_138032_419x226x576.dat | 0.0990;0.0990;0.2425 | 419;226;576 | (0.1693;75.3658;1.1943) | 110 | 3.9 | 52 | 88.5212 | 60 | iodine | [138] | [30] | 0 | 5 | 65 | normal | none | 7.453 | 4.8548 | 36.1831 | 32.9874 | 21.4878 | 708.8275 | 6.3099e-16 | 2.7812 | 0.035061 | 0.37493 | 105.1773 | 0.010087 | 4.6104 | 156.7818 | 0.67497 | 9.5466 | 0 | 2.4308 | 0.48039 | 0.54742 | 0.041669 | 8.145 | 0.064898 | 64.2005 | 3.04 | 4.5226 | 0.1895 | 0.084264 | 384.284 | 108.6157 | 116.7604 | 154.9456 | 84.4894 | 88.2857 | 309.7822 | 44.2903 | 61.7032
4428212 | VCUG | 3 | 10m_138032_419x226x576.dat | 0.0990;0.0990;0.2425 | 419;226;576 | (0.1693;75.3658;1.1943) | 110 | 7.85 | 62 | 88.5212 | 60 | iodine | [138] | [30] | 0 | 5 | 65 | normal | none | 7.453 | 4.8548 | 36.1831 | 32.9874 | 21.4878 | 708.8275 | 5.0394e-16 | 5.0695 | 0.058729 | 0.67677 | 152.2682 | 0.048411 | 8.3976 | 247.5693 | 1.2783 | 16.2777 | 0 | 4.3664 | 0.83427 | 1.2288 | 0.13457 | 14.194 | 0.12407 | 102.3892 | 4.999 | 7.9502 | 0.29521 | 0.1648 | 567.0122 | 158.8663 | 174.7742 | 202.5345 | 112.7709 | 97.2924 | 462.0195 | 63.4075 | 91.5193
4428212 | VCUG | 3 | 10m_138032_419x226x576.dat | 0.0990;0.0990;0.2425 | 419;226;576 | (0.1693;75.3658;1.1943) | 110 | 9.9905 | 69 | 88.5212 | 60 | iodine | [138] | [30] | 0 | 5 | 65 | normal | none | 7.453 | 4.8548 | 36.1831 | 32.9874 | 21.4878 | 708.8275 | 4.8727e-16 | 5.9776 | 0.068564 | 0.5931 | 168.5483 | 0.079082 | 10.6125 | 282.2068 | 1.6113 | 19.6342 | 0.078708 | 5.5292 | 1.0764 | 1.3463 | 0.28116 | 17.2684 | 0.14436 | 118.4956 | 6.0782 | 9.8574 | 0.42529 | 0.10466 | 634.8882 | 177.9751 | 195.9961 | 215.1749 | 121.0668 | 99.2371 | 525.01 | 70.659 | 102.6509
4428212 | VCUG | 4 | 10m_138032_419x226x576.dat | 0.0990;0.0990;0.2425 | 419;226;576 | (0.1693;75.3658;4.6757) | 60 | 2.5 | 38 | 88.5212 | 60 | iodine | [138] | [50] | 0 | 5 | 65 | normal | none | 7.453 | 6.6648 | 49.6726 | 32.9874 | 29.4987 | 973.0858 | 6.2833e-16 | 4.8554 | 0.025369 | 0.36981 | 154.9594 | 0.018764 | 8.1365 | 79.3394 | 0.75353 | 32.5404 | 0 | 4.0011 | 0.54851 | 0.79096 | 0.061167 | 19.7461 | 0.057882 | 114.0189 | 5.8007 | 9.525 | 0.10939 | 0.10873 | 222.4324 | 88.5646 | 94.3132 | 280.5074 | 70.0214 | 109.3129 | 183.1216 | 46.2063 | 53.4984
4428212 | VCUG | 4 | 10m_138032_419x226x576.dat | 0.0990;0.0990;0.2425 | 419;226;576 | (0.1693;75.3658;4.6757) | 60 | 5.7448 | 47 | 88.5212 | 60 | iodine | [138] | [50] | 0 | 5 | 65 | normal | none | 7.453 | 6.6648 | 49.6726 | 32.9874 | 29.4987 | 973.0858 | 4.0797e-16 | 13.3558 | 0.065216 | 0.8413 | 283.3327 | 0.10133 | 22.4659 | 181.4834 | 2.5181 | 71.8565 | 0 | 11.611 | 1.662 | 2.5426 | 0.12715 | 49.3816 | 0.13606 | 244.1627 | 14.8236 | 24.9972 | 0.50269 | 0.26174 | 466.1422 | 173.9398 | 199.5238 | 415.8007 | 117.276 | 129.0154 | 373.7325 | 82.2894 | 105.0759
4428212 | VCUG | 4 | 10m_138032_419x226x576.dat | 0.0990;0.0990;0.2425 | 419;226;576 | (0.1693;75.3658;4.6757) | 60 | 6.3535 | 49 | 88.5212 | 60 | iodine | [138] | [50] | 0 | 5 | 65 | normal | none | 7.453 | 6.6648 | 49.6726 | 32.9874 | 29.4987 | 973.0858 | 3.8953e-16 | 15.7988 | 0.074356 | 0.8911 | 302.2876 | 0.10078 | 25.6214 | 203.3812 | 2.9921 | 78.7565 | 0 | 13.3094 | 1.9497 | 2.895 | 0.089695 | 54.8713 | 0.11966 | 265.782 | 16.8295 | 28.3034 | 0.58032 | 0.28373 | 507.15 | 187.4475 | 217.3327 | 433.0669 | 123.8498 | 131.2391 | 405.566 | 88.0223 | 113.7719
4428212 | VCUG | 4 | 10m_138032_419x226x576.dat | 0.0990;0.0990;0.2425 | 419;226;576 | (0.1693;75.3658;4.6757) | 80 | 2.9 | 44 | 88.5212 | 60 | iodine | [138] | [50] | 0 | 5 | 65 | normal | none | 7.453 | 6.6648 | 49.6726 | 32.9874 | 29.4987 | 973.0858 | 5.6255e-16 | 8.8496 | 0.038303 | 0.64306 | 187.1841 | 0.043596 | 12.7994 | 110.0742 | 1.5307 | 43.7385 | 0.015134 | 6.8895 | 1.0199 | 1.6183 | 0.16172 | 29.2295 | 0.11206 | 149.6104 | 8.953 | 14.8101 | 0.31832 | 0.24942 | 290.2865 | 111.9677 | 123.719 | 309.0959 | 81.295 | 113.215 | 231.1448 | 55.3745 | 67.6585
4428212 | VCUG | 4 | 10m_138032_419x226x576.dat | 0.0990;0.0990;0.2425 | 419;226;576 | (0.1693;75.3658;4.6757) | 80 | 7.702 | 57 | 88.5212 | 60 | iodine | [138] | [50] | 0 | 5 | 65 | normal | none | 7.453 | 6.6648 | 49.6726 | 32.9874 | 29.4987 | 973.0858 | 3.7598e-16 | 22.5105 | 0.092974 | 1.44 | 331.476 | 0.10419 | 34.6397 | 236.7621 | 4.5379 | 91.7297 | 0.1605 | 18.2209 | 2.9767 | 4.1018 | 0.14635 | 68.7262 | 0.24411 | 303.1504 | 21.2501 | 36.4695 | 0.94802 | 0.45262 | 579.4381 | 214.0462 | 249.9468 | 453.5432 | 133.3994 | 132.8984 | 454.7256 | 97.6321 | 128.9462
4428212 | VCUG | 4 | 10m_138032_419x226x576.dat | 0.0990;0.0990;0.2425 | 419;226;576 | (0.1693;75.3658;4.6757) | 80 | 8.502 | 60 | 88.5212 | 60 | iodine | [138] | [50] | 0 | 5 | 65 | normal | none | 7.453 | 6.6648 | 49.6726 | 32.9874 | 29.4987 | 973.0858 | 3.6668e-16 | 25.0611 | 0.10842 | 1.8 | 346.8461 | 0.087985 | 37.8291 | 253.2456 | 5.1795 | 97.6558 | 0.12641 | 20.1898 | 3.3217 | 4.879 | 0.30256 | 74.1718 | 0.26922 | 322.083 | 23.2625 | 39.2063 | 1.0655 | 0.58389 | 612.8305 | 226.3509 | 265.4143 | 464.8785 | 138.412 | 134.3035 | 479.2519 | 102.2202 | 136.1694
4428212 | VCUG | 4 | 10m_138032_419x226x576.dat | 0.0990;0.0990;0.2425 | 419;226;576 | (0.1693;75.3658;4.6757) | 110 | 3.9 | 52 | 88.5212 | 60 | iodine | [138] | [50] | 0 | 5 | 65 | normal | none | 7.453 | 6.6648 | 49.6726 | 32.9874 | 29.4987 | 973.0858 | 5.0288e-16 | 12.975 | 0.061574 | 0.94616 | 231.0711 | 0.081448 | 21.2538 | 156.2892 | 2.8458 | 58.5473 | 0 | 11.0723 | 1.8487 | 2.5684 | 0.083231 | 42.1396 | 0.16054 | 198.0967 | 13.0875 | 21.9696 | 0.63067 | 0.22226 | 380.3724 | 145.3506 | 162.4867 | 351.1386 | 96.91 | 118.4027 | 304.807 | 68.774 | 87.4789
4428212 | VCUG | 4 | 10m_138032_419x226x576.dat | 0.0990;0.0990;0.2425 | 419;226;576 | (0.1693;75.3658;4.6757) | 110 | 7.85 | 62 | 88.5212 | 60 | iodine | [138] | [50] | 0 | 5 | 65 | normal | none | 7.453 | 6.6648 | 49.6726 | 32.9874 | 29.4987 | 973.0858 | 4.0161e-16 | 23.1569 | 0.10568 | 1.7953 | 323.7698 | 0.14682 | 35.5442 | 234.0291 | 4.9488 | 88.9664 | 0.13557 | 19.0432 | 3.2474 | 4.462 | 0.22284 | 67.3286 | 0.22012 | 297.5505 | 21.1415 | 36.0347 | 1.2062 | 0.40893 | 567.089 | 212.7517 | 242.6986 | 441.6412 | 129.9796 | 130.2075 | 452.0527 | 96.1387 | 126.9433
4428212 | VCUG | 4 | 10m_138032_419x226x576.dat | 0.0990;0.0990;0.2425 | 419;226;576 | (0.1693;75.3658;4.6757) | 110 | 9.9905 | 69 | 88.5212 | 60 | iodine | [138] | [50] | 0 | 5 | 65 | normal | none | 7.453 | 6.6648 | 49.6726 | 32.9874 | 29.4987 | 973.0858 | 3.8831e-16 | 27.6425 | 0.12994 | 2.354 | 354.1713 | 0.21985 | 39.9186 | 277.2749 | 6.35 | 100.452 | 0.077504 | 23.2244 | 4.04 | 5.1628 | 0.3414 | 78.7042 | 0.32203 | 335.1146 | 25.1085 | 42.1771 | 1.5364 | 0.62841 | 635.9013 | 238.2844 | 271.6898 | 464.0511 | 139.9388 | 132.6145 | 511.904 | 105.8801 | 142.4551
4428212 | VCUG | 5 | 10m_138032_419x226x576.dat | 0.0990;0.0990;0.2425 | 419;226;576 | (0.0867;75.2258;4.6780) | 60 | 2.5 | 38 | 88.6612 | 60 | iodine | [138] | [50] | 0 | 5 | 65 | normal | none | 7.5309 | 6.6769 | 50.2831 | 33.385 | 29.5991 | 988.1654 | 6.2036e-16 | 5.112 | 0.025867 | 0.29178 | 178.8316 | 0.035023 | 14.0918 | 83.0695 | 0.74937 | 35.647 | 0.020172 | 6.4282 | 0.56308 | 0.65206 | 0.059509 | 15.4328 | 0.075525 | 134.5154 | 3.3806 | 6.3848 | 0.16937 | 0.046686 | 225.1434 | 87.5968 | 93.2459 | 291.1551 | 69.9872 | 109.7341 | 180.2501 | 47.1828 | 56.4693
4428212 | VCUG | 5 | 10m_138032_419x226x576.dat | 0.0990;0.0990;0.2425 | 419;226;576 | (0.0867;75.2258;4.6780) | 60 | 5.7448 | 47 | 88.6612 | 60 | iodine | [138] | [50] | 0 | 5 | 65 | normal | none | 7.5309 | 6.6769 | 50.2831 | 33.385 | 29.5991 | 988.1654 | 4.0281e-16 | 14.3754 | 0.065801 | 0.76196 | 324.8216 | 0.062869 | 36.35 | 184.5257 | 2.3626 | 76.99 | 0 | 16.7922 | 1.6778 | 2.05 | 0.094058 | 41.5461 | 0.14398 | 278.72 | 9.7047 | 18.2264 | 0.5452 | 0.20917 | 470.0529 | 172.6004 | 197.8309 | 426.8212 | 117.3239 | 129.5064 | 368.1179 | 83.5925 | 109.8034
4428212 | VCUG | 5 | 10m_138032_419x226x576.dat | 0.0990;0.0990;0.2425 | 419;226;576 | (0.0867;75.2258;4.6780) | 60 | 6.3535 | 49 | 88.6612 | 60 | iodine | [138] | [50] | 0 | 5 | 65 | normal | none | 7.5309 | 6.6769 | 50.2831 | 33.385 | 29.5991 | 988.1654 | 3.846e-16 | 15.8351 | 0.073935 | 0.70102 | 346.2859 | 0.10479 | 39.158 | 203.8089 | 2.8817 | 84.2573 | 0 | 18.9214 | 1.9463 | 2.573 | 0.15064 | 46.4592 | 0.13033 | 301.6156 | 11.2258 | 21.2161 | 0.61368 | 0.32699 | 508.3002 | 186.1752 | 215.6362 | 442.2891 | 123.9623 | 131.7271 | 406.531 | 89.6093 | 118.4973
4428212 | VCUG | 5 | 10m_138032_419x226x576.dat | 0.0990;0.0990;0.2425 | 419;226;576 | (0.0867;75.2258;4.6780) | 80 | 2.9 | 44 | 88.6612 | 60 | iodine | [138] | [50] | 0 | 5 | 65 | normal | none | 7.5309 | 6.6769 | 50.2831 | 33.385 | 29.5991 | 988.1654 | 5.5542e-16 | 8.5472 | 0.040144 | 0.65226 | 214.7202 | 0.020413 | 20.2135 | 112.7938 | 1.4758 | 47.0724 | 0 | 9.9568 | 1.0481 | 1.5242 | 0.087544 | 24.0538 | 0.080132 | 173.2849 | 5.6352 | 10.6467 | 0.31295 | 0.12078 | 289.7444 | 110.8995 | 122.5227 | 321.1519 | 81.2973 | 113.6444 | 233.1927 | 56.8439 | 70.8175
4428212 | VCUG | 5 | 10m_138032_419x226x576.dat | 0.0990;0.0990;0.2425 | 419;226;576 | (0.0867;75.2258;4.6780) | 80 | 7.702 | 57 | 88.6612 | 60 | iodine | [138] | [50] | 0 | 5 | 65 | normal | none | 7.5309 | 6.6769 | 50.2831 | 33.385 | 29.5991 | 988.1654 | 3.7122e-16 | 22.9407 | 0.091099 | 1.5521 | 377.9132 | 0.158 | 49.3774 | 243.5007 | 4.34 | 96.5997 | 0.63178 | 24.2307 | 3.0286 | 3.9987 | 0.1206 | 59.2421 | 0.21484 | 341.8432 | 14.8275 | 28.3953 | 0.94676 | 0.46972 | 576.9581 | 212.7312 | 248.199 | 461.1845 | 133.5418 | 133.4575 | 465.8927 | 99.8847 | 134.3466
4428212 | VCUG | 5 | 10m_138032_419x226x576.dat | 0.0990;0.0990;0.2425 | 419;226;576 | (0.0867;75.2258;4.6780) | 80 | 8.502 | 60 | 88.6612 | 60 | iodine | [138] | [50] | 0 | 5 | 65 | normal | none | 7.5309 | 6.6769 | 50.2831 | 33.385 | 29.5991 | 988.1654 | 3.6202e-16 | 25.6875 | 0.10094 | 1.6078 | 392.933 | 0.11793 | 53.9665 | 260.8109 | 4.9224 | 102.6046 | 1.2655 | 26.5363 | 3.3841 | 4.5003 | 0.26815 | 64.2145 | 0.21867 | 361.0564 | 16.3402 | 30.8408 | 1.1351 | 0.53232 | 616.5665 | 225.0974 | 263.7024 | 472.5434 | 138.6232 | 134.8599 | 500.9931 | 105.3611 | 141.886
4428212 | VCUG | 5 | 10m_138032_419x226x576.dat | 0.0990;0.0990;0.2425 | 419;226;576 | (0.0867;75.2258;4.6780) | 110 | 3.9 | 52 | 88.6612 | 60 | iodine | [138] | [50] | 0 | 5 | 65 | normal | none | 7.5309 | 6.6769 | 50.2831 | 33.385 | 29.5991 | 988.1654 | 4.9651e-16 | 13.6829 | 0.062105 | 1.0448 | 263.7602 | 0.037739 | 30.7103 | 155.8795 | 2.719 | 62.1577 | 0.45072 | 14.9223 | 1.8962 | 2.3754 | 0.22439 | 36.3999 | 0.15217 | 225.8758 | 9.1303 | 17.1559 | 0.66244 | 0.19407 | 382.7906 | 144.1701 | 161.1204 | 359.4256 | 96.9497 | 118.9762 | 305.874 | 70.0967 | 91.0596
4428212 | VCUG | 5 | 10m_138032_419x226x576.dat | 0.0990;0.0990;0.2425 | 419;226;576 | (0.0867;75.2258;4.6780) | 110 | 7.85 | 62 | 88.6612 | 60 | iodine | [138] | [50] | 0 | 5 | 65 | normal | none | 7.5309 | 6.6769 | 50.2831 | 33.385 | 29.5991 | 988.1654 | 3.9652e-16 | 23.6981 | 0.10537 | 1.7991 | 367.3738 | 0.13297 | 48.9765 | 247.954 | 4.9014 | 93.4134 | 0 | 24.5175 | 3.3247 | 4.4233 | 0.17004 | 59.9571 | 0.20878 | 334.1092 | 15.5012 | 29.0731 | 1.0816 | 0.59284 | 570.3664 | 211.4947 | 241.0852 | 448.5492 | 130.1594 | 130.9724 | 453.3727 | 97.613 | 132.8374
4428212 | VCUG | 5 | 10m_138032_419x226x576.dat | 0.0990;0.0990;0.2425 | 419;226;576 | (0.0867;75.2258;4.6780) | 110 | 9.9905 | 69 | 88.6612 | 60 | iodine | [138] | [50] | 0 | 5 | 65 | normal | none | 7.5309 | 6.6769 | 50.2831 | 33.385 | 29.5991 | 988.1654 | 3.8339e-16 | 27.9245 | 0.12185 | 2.1876 | 399.0177 | 0.1345 | 55.5803 | 273.9497 | 6.1261 | 104.4807 | 0.38496 | 29.0982 | 4.1464 | 5.6136 | 0.29497 | 69.9024 | 0.33219 | 372.4652 | 18.954 | 34.6643 | 1.4221 | 0.77323 | 637.5727 | 237.0952 | 270.0975 | 470.231 | 140.1541 | 133.1159 | 516.5215 | 107.5785 | 147.0377
4428212 | VCUG | 6 | 10m_138032_419x226x576.dat | 0.0990;0.0990;0.2425 | 419;226;576 | (0.1693;75.3658;4.6757) | 60 | 2.5 | 38 | 88.5212 | 60 | iodine | [138] | [75] | 0 | 5 | 65 | normal | none | 7.453 | 6.6648 | 49.6726 | 32.9874 | 29.4987 | 973.0858 | 6.2833e-16 | 4.8554 | 0.025369 | 0.36853 | 154.7732 | 0.018764 | 8.1365 | 79.5129 | 0.75367 | 32.5245 | 0 | 4.0005 | 0.54849 | 0.79096 | 0.061167 | 19.7366 | 0.057873 | 113.8725 | 5.7983 | 9.525 | 0.10939 | 0.10873 | 214.9204 | 88.4707 | 94.2217 | 280.4775 | 69.9517 | 109.2886 | 176.3417 | 45.6751 | 53.1131
4428212 | VCUG | 6 | 10m_138032_419x226x576.dat | 0.0990;0.0990;0.2425 | 419;226;576 | (0.1693;75.3658;4.6757) | 60 | 5.7448 | 47 | 88.5212 | 60 | iodine | [138] | [75] | 0 | 5 | 65 | normal | none | 7.453 | 6.6648 | 49.6726 | 32.9874 | 29.4987 | 973.0858 | 4.0797e-16 | 13.3168 | 0.065204 | 0.84061 | 282.6954 | 0.10133 | 22.4654 | 180.3387 | 2.5174 | 71.8247 | 0 | 11.6034 | 1.661 | 2.5426 | 0.12715 | 49.362 | 0.13606 | 243.7558 | 14.8216 | 24.9972 | 0.49874 | 0.26174 | 449.3516 | 173.6589 | 199.2399 | 415.5012 | 117.0823 | 128.9563 | 364.8347 | 81.5597 | 104.111
4428212 | VCUG | 6 | 10m_138032_419x226x576.dat | 0.0990;0.0990;0.2425 | 419;226;576 | (0.1693;75.3658;4.6757) | 60 | 6.3535 | 49 | 88.5212 | 60 | iodine | [138] | [75] | 0 | 5 | 65 | normal | none | 7.453 | 6.6648 | 49.6726 | 32.9874 | 29.4987 | 973.0858 | 3.8953e-16 | 15.7942 | 0.074092 | 0.89346 | 301.5688 | 0.10078 | 25.5444 | 200.1722 | 2.9957 | 78.7385 | 0 | 13.2996 | 1.9471 | 2.8837 | 0.089695 | 54.8739 | 0.11966 | 265.2686 | 16.8282 | 28.2931 | 0.57644 | 0.28373 | 488.1271 | 187.1313 | 217.0084 | 432.8497 | 123.6248 | 131.1648 | 394.6554 | 87.1406 | 112.5181
4428212 | VCUG | 6 | 10m_138032_419x226x576.dat | 0.0990;0.0990;0.2425 | 419;226;576 | (0.1693;75.3658;4.6757) | 80 | 2.9 | 44 | 88.5212 | 60 | iodine | [138] | [75] | 0 | 5 | 65 | normal | none | 7.453 | 6.6648 | 49.6726 | 32.9874 | 29.4987 | 973.0858 | 5.6255e-16 | 8.8385 | 0.038292 | 0.6405 | 186.8464 | 0.043596 | 12.7776 | 110.1204 | 1.5293 | 43.7207 | 0.015134 | 6.8849 | 1.0184 | 1.6168 | 0.16172 | 29.2224 | 0.11206 | 149.3189 | 8.9523 | 14.8034 | 0.31793 | 0.24942 | 279.0519 | 111.7911 | 123.5393 | 308.9455 | 81.1698 | 113.175 | 224.4254 | 54.8318 | 67.0822
4428212 | VCUG | 6 | 10m_138032_419x226x576.dat | 0.0990;0.0990;0.2425 | 419;226;576 | (0.1693;75.3658;4.6757) | 80 | 7.702 | 57 | 88.5212 | 60 | iodine | [138] | [75] | 0 | 5 | 65 | normal | none | 7.453 | 6.6648 | 49.6726 | 32.9874 | 29.4987 | 973.0858 | 3.7598e-16 | 22.4988 | 0.092722 | 1.4361 | 330.5717 | 0.10419 | 34.5413 | 235.3977 | 4.527 | 91.6872 | 0.1605 | 18.2013 | 2.9741 | 4.1161 | 0.14625 | 68.641 | 0.24411 | 302.3525 | 21.2405 | 36.4456 | 0.94919 | 0.4547 | 557.4957 | 213.5403 | 249.4176 | 453.1681 | 133.0612 | 132.7658 | 440.2836 | 96.4483 | 127.6377
4428212 | VCUG | 6 | 10m_138032_419x226x576.dat | 0.0990;0.0990;0.2425 | 419;226;576 | (0.1693;75.3658;4.6757) | 80 | 8.502 | 60 | 88.5212 | 60 | iodine | [138] | [75] | 0 | 5 | 65 | normal | none | 7.453 | 6.6648 | 49.6726 | 32.9874 | 29.4987 | 973.0858 | 3.6668e-16 | 25.0538 | 0.10823 | 1.8016 | 345.7279 | 0.086398 | 37.7527 | 252.5666 | 5.179 | 97.5876 | 0.12641 | 20.1655 | 3.3182 | 4.888 | 0.30256 | 74.0873 | 0.27011 | 321.2376 | 23.2554 | 39.1736 | 1.0641 | 0.5885 | 588.3947 | 225.7657 | 264.7953 | 464.4683 | 138.0301 | 134.1544 | 468.3704 | 101.3044 | 134.811
4428212 | VCUG | 6 | 10m_138032_419x226x576.dat | 0.0990;0.0990;0.2425 | 419;226;576 | (0.1693;75.3658;4.6757) | 110 | 3.9 | 52 | 88.5212 | 60 | iodine | [138] | [75] | 0 | 5 | 65 | normal | none | 7.453 | 6.6648 | 49.6726 | 32.9874 | 29.4987 | 973.0858 | 5.0288e-16 | 12.9235 | 0.06152 | 0.94616 | 230.4745 | 0.081448 | 21.2041 | 154.8952 | 2.8415 | 58.5075 | 0 | 11.0578 | 1.8467 | 2.5672 | 0.083231 | 42.0959 | 0.16054 | 197.6572 | 13.0859 | 21.9657 | 0.62618 | 0.22226 | 365.14 | 145.0405 | 162.1572 | 350.9142 | 96.7067 | 118.3132 | 294.725 | 67.9506 | 86.5449
4428212 | VCUG | 6 | 10m_138032_419x226x576.dat | 0.0990;0.0990;0.2425 | 419;226;576 | (0.1693;75.3658;4.6757) | 110 | 7.85 | 62 | 88.5212 | 60 | iodine | [138] | [75] | 0 | 5 | 65 | normal | none | 7.453 | 6.6648 | 49.6726 | 32.9874 | 29.4987 | 973.0858 | 4.0161e-16 | 23.1591 | 0.10545 | 1.7845 | 322.8734 | 0.14682 | 35.6289 | 232.4529 | 4.9346 | 88.9365 | 0.13557 | 19.0161 | 3.2459 | 4.4478 | 0.22284 | 67.234 | 0.22016 | 296.7786 | 21.1243 | 36.0223 | 1.2031 | 0.40691 | 545.8745 | 212.2166 | 242.1313 | 441.2199 | 129.6181 | 130.0634 | 441.9185 | 95.2936 | 125.6836
4428212 | VCUG | 6 | 10m_138032_419x226x576.dat | 0.0990;0.0990;0.2425 | 419;226;576 | (0.1693;75.3658;4.6757) | 110 | 9.9905 | 69 | 88.5212 | 60 | iodine | [138] | [75] | 0 | 5 | 65 | normal | none | 7.453 | 6.6648 | 49.6726 | 32.9874 | 29.4987 | 973.0858 | 3.8831e-16 | 27.6399 | 0.12983 | 2.3916 | 352.9609 | 0.21776 | 40.0422 | 275.9615 | 6.3333 | 100.3618 | 0.077504 | 23.1894 | 4.0367 | 5.1535 | 0.3414 | 78.6629 | 0.32458 | 334.136 | 25.0724 | 42.1256 | 1.5349 | 0.62818 | 610.1233 | 237.5911 | 270.945 | 463.567 | 139.5052 | 132.4302 | 499.7232 | 104.8693 | 140.956
4428212 | VCUG | 7 | 10m_138032_419x226x576.dat | 0.0990;0.0990;0.2425 | 419;226;576 | (0.1693;75.3658;4.6757) | 60 | 2.5 | 38 | 88.5212 | 60 | iodine | [138] | [100] | 1 | 5 | 65 | normal | none | 7.453 | 6.6648 | 49.6726 | 32.9874 | 29.4987 | 973.0858 | 6.2833e-16 | 4.8554 | 0.025412 | 0.36853 | 154.673 | 0.018764 | 8.1365 | 78.9606 | 0.75292 | 32.5245 | 0 | 3.9989 | 0.54898 | 0.79096 | 0.061167 | 19.7318 | 0.057873 | 113.7833 | 5.7957 | 9.5245 | 0.10939 | 0.10873 | 210.1299 | 88.4169 | 94.1712 | 280.4326 | 69.9134 | 109.2745 | 174.0339 | 45.4908 | 52.836
4428212 | VCUG | 7 | 10m_138032_419x226x576.dat | 0.0990;0.0990;0.2425 | 419;226;576 | (0.1693;75.3658;4.6757) | 60 | 5.7448 | 47 | 88.5212 | 60 | iodine | [138] | [100] | 1 | 5 | 65 | normal | none | 7.453 | 6.6648 | 49.6726 | 32.9874 | 29.4987 | 973.0858 | 4.0797e-16 | 13.3168 | 0.065064 | 0.84061 | 282.4013 | 0.10133 | 22.4543 | 179.2136 | 2.5203 | 71.8051 | 0 | 11.6022 | 1.6606 | 2.5426 | 0.12715 | 49.362 | 0.13606 | 243.5156 | 14.816 | 24.9825 | 0.49874 | 0.26174 | 439.1792 | 173.5036 | 199.0857 | 415.409 | 116.977 | 128.913 | 357.9959 | 81.0163 | 103.4911
4428212 | VCUG | 7 | 10m_138032_419x226x576.dat | 0.0990;0.0990;0.2425 | 419;226;576 | (0.1693;75.3658;4.6757) | 60 | 6.3535 | 49 | 88.5212 | 60 | iodine | [138] | [100] | 1 | 5 | 65 | normal | none | 7.453 | 6.6648 | 49.6726 | 32.9874 | 29.4987 | 973.0858 | 3.8953e-16 | 15.7708 | 0.074092 | 0.8911 | 301.2351 | 0.10078 | 25.5698 | 199.5329 | 2.9939 | 78.7206 | 0 | 13.2963 | 1.9471 | 2.8837 | 0.089695 | 54.8533 | 0.11966 | 265.0119 | 16.8267 | 28.2957 | 0.57644 | 0.28373 | 474.7777 | 186.9399 | 216.8214 | 432.7049 | 123.4991 | 131.1112 | 387.4416 | 86.562 | 111.7981
4428212 | VCUG | 7 | 10m_138032_419x226x576.dat | 0.0990;0.0990;0.2425 | 419;226;576 | (0.1693;75.3658;4.6757) | 80 | 2.9 | 44 | 88.5212 | 60 | iodine | [138] | [100] | 1 | 5 | 65 | normal | none | 7.453 | 6.6648 | 49.6726 | 32.9874 | 29.4987 | 973.0858 | 5.6255e-16 | 8.8467 | 0.038297 | 0.6405 | 186.6331 | 0.043596 | 12.7474 | 109.0521 | 1.5279 | 43.7118 | 0.015134 | 6.8817 | 1.0178 | 1.6168 | 0.16172 | 29.2064 | 0.11206 | 149.1696 | 8.9454 | 14.8069 | 0.31793 | 0.24942 | 272.1014 | 111.6798 | 123.4299 | 308.8787 | 81.098 | 113.1464 | 222.0434 | 54.6342 | 66.6549
4428212 | VCUG | 7 | 10m_138032_419x226x576.dat | 0.0990;0.0990;0.2425 | 419;226;576 | (0.1693;75.3658;4.6757) | 80 | 7.702 | 57 | 88.5212 | 60 | iodine | [138] | [100] | 1 | 5 | 65 | normal | none | 7.453 | 6.6648 | 49.6726 | 32.9874 | 29.4987 | 973.0858 | 3.7598e-16 | 22.5025 | 0.092897 | 1.4335 | 330.093 | 0.10419 | 34.5679 | 233.5359 | 4.5276 | 91.6526 | 0.1605 | 18.1872 | 2.9733 | 4.1108 | 0.14625 | 68.6357 | 0.24907 | 301.8472 | 21.2445 | 36.4217 | 0.94778 | 0.45262 | 539.6759 | 213.2368 | 249.0985 | 452.7931 | 132.8533 | 132.6803 | 428.3948 | 95.4877 | 126.5587
4428212 | VCUG | 7 | 10m_138032_419x226x576.dat | 0.0990;0.0990;0.2425 | 419;226;576 | (0.1693;75.3658;4.6757) | 80 | 8.502 | 60 | 88.5212 | 60 | iodine | [138] | [100] | 1 | 5 | 65 | normal | none | 7.453 | 6.6648 | 49.6726 | 32.9874 | 29.4987 | 973.0858 | 3.6668e-16 | 25.0518 | 0.10841 | 1.7976 | 345.1279 | 0.086398 | 37.8018 | 250.2075 | 5.1697 | 97.544 | 0.12641 | 20.1502 | 3.3163 | 4.8678 | 0.3031 | 74.0982 | 0.26918 | 320.6922 | 23.2549 | 39.1327 | 1.0612 | 0.58389 | 569.877 | 225.4157 | 264.423 | 464.2119 | 137.7912 | 134.0491 | 456.3707 | 100.3419 | 133.6401
4428212 | VCUG | 7 | 10m_138032_419x226x576.dat | 0.0990;0.0990;0.2425 | 419;226;576 | (0.1693;75.3658;4.6757) | 110 | 3.9 | 52 | 88.5212 | 60 | iodine | [138] | [100] | 1 | 5 | 65 | normal | none | 7.453 | 6.6648 | 49.6726 | 32.9874 | 29.4987 | 973.0858 | 5.0288e-16 | 12.9424 | 0.061504 | 0.94703 | 230.1166 | 0.081448 | 21.2219 | 154.1455 | 2.8415 | 58.4936 | 0 | 11.05 | 1.8448 | 2.5708 | 0.083231 | 42.0541 | 0.16054 | 197.353 | 13.0816 | 21.9319 | 0.63022 | 0.22379 | 356.3705 | 144.8431 | 161.9541 | 350.7273 | 96.5717 | 118.262 | 290.9467 | 67.6343 | 86.0227
4428212 | VCUG | 7 | 10m_138032_419x226x576.dat | 0.0990;0.0990;0.2425 | 419;226;576 | (0.1693;75.3658;4.6757) | 110 | 7.85 | 62 | 88.5212 | 60 | iodine | [138] | [100] | 1 | 5 | 65 | normal | none | 7.453 | 6.6648 | 49.6726 | 32.9874 | 29.4987 | 973.0858 | 4.0161e-16 | 23.1128 | 0.10557 | 1.783 | 322.1763 | 0.14682 | 35.5691 | 231.7458 | 4.9341 | 88.8817 | 0.13557 | 19.0021 | 3.2437 | 4.4344 | 0.22401 | 67.1618 | 0.22012 | 296.2308 | 21.1271 | 36.0123 | 1.2022 | 0.40624 | 530.2624 | 211.8562 | 241.747 | 440.939 | 129.3871 | 129.9773 | 430.3402 | 94.3446 | 124.7543
4428212 | VCUG | 7 | 10m_138032_419x226x576.dat | 0.0990;0.0990;0.2425 | 419;226;576 | (0.1693;75.3658;4.6757) | 110 | 9.9905 | 69 | 88.5212 | 60 | iodine | [138] | [100] | 1 | 5 | 65 | normal | none | 7.453 | 6.6648 | 49.6726 | 32.9874 | 29.4987 | 973.0858 | 3.8831e-16 | 27.5833 | 0.12935 | 2.358 | 352.1883 | 0.21822 | 40.0191 | 274.3649 | 6.3245 | 100.3412 | 0.077504 | 23.1575 | 4.0344 | 5.1628 | 0.3414 | 78.6114 | 0.32329 | 333.5179 | 25.0444 | 42.1153 | 1.5346 | 0.62818 | 590.3713 | 237.1426 | 270.4724 | 463.2039 | 139.2022 | 132.3329 | 487.4909 | 103.8655 | 139.7591
4428212 | VCUG | 8 | 10m_138032_419x226x576.dat | 0.0990;0.0990;0.2425 | 419;226;576 | (0.0867;75.2258;4.6780) | 60 | 2.5 | 38 | 88.6612 | 60 | iodine | [138] | [100] | 1 | 5 | 65 | normal | none | 7.5309 | 6.6769 | 50.2831 | 33.385 | 29.5991 | 988.1654 | 6.2036e-16 | 5.0975 | 0.025867 | 0.29178 | 178.4931 | 0.035023 | 14.1242 | 82.4263 | 0.74937 | 35.6374 | 0.020172 | 6.4259 | 0.56311 | 0.65198 | 0.059509 | 15.4154 | 0.075525 | 134.301 | 3.3801 | 6.3747 | 0.16937 | 0.046686 | 212.9731 | 87.443 | 93.102 | 291.0187 | 69.8779 | 109.6953 | 174.0602 | 46.687 | 55.8093
4428212 | VCUG | 8 | 10m_138032_419x226x576.dat | 0.0990;0.0990;0.2425 | 419;226;576 | (0.0867;75.2258;4.6780) | 60 | 5.7448 | 47 | 88.6612 | 60 | iodine | [138] | [100] | 1 | 5 | 65 | normal | none | 7.5309 | 6.6769 | 50.2831 | 33.385 | 29.5991 | 988.1654 | 4.0281e-16 | 14.3491 | 0.065801 | 0.75927 | 323.9527 | 0.062869 | 36.3227 | 181.0799 | 2.3624 | 76.9453 | 0 | 16.7801 | 1.6766 | 2.0498 | 0.094058 | 41.5163 | 0.14398 | 278.0497 | 9.7091 | 18.2006 | 0.5415 | 0.20917 | 444.1596 | 172.1673 | 197.3958 | 426.4478 | 117.0254 | 129.3827 | 350.2185 | 82.1537 | 108.1534
4428212 | VCUG | 8 | 10m_138032_419x226x576.dat | 0.0990;0.0990;0.2425 | 419;226;576 | (0.0867;75.2258;4.6780) | 60 | 6.3535 | 49 | 88.6612 | 60 | iodine | [138] | [100] | 1 | 5 | 65 | normal | none | 7.5309 | 6.6769 | 50.2831 | 33.385 | 29.5991 | 988.1654 | 3.846e-16 | 15.7844 | 0.074049 | 0.70102 | 345.3238 | 0.10479 | 39.1476 | 200.0517 | 2.8773 | 84.2079 | 0 | 18.9108 | 1.9445 | 2.5732 | 0.15064 | 46.4228 | 0.13033 | 300.8615 | 11.2196 | 21.196 | 0.61303 | 0.32699 | 478.4247 | 185.6717 | 215.1171 | 441.8247 | 123.6094 | 131.6037 | 387.784 | 88.0927 | 116.6344
4428212 | VCUG | 8 | 10m_138032_419x226x576.dat | 0.0990;0.0990;0.2425 | 419;226;576 | (0.0867;75.2258;4.6780) | 80 | 2.9 | 44 | 88.6612 | 60 | iodine | [138] | [100] | 1 | 5 | 65 | normal | none | 7.5309 | 6.6769 | 50.2831 | 33.385 | 29.5991 | 988.1654 | 5.5542e-16 | 8.5141 | 0.040087 | 0.65242 | 214.18 | 0.020413 | 20.1919 | 111.1662 | 1.4743 | 47.0382 | 0 | 9.9498 | 1.0472 | 1.5242 | 0.087544 | 24.0286 | 0.080132 | 172.8258 | 5.6256 | 10.6226 | 0.31295 | 0.12078 | 271.4339 | 110.6059 | 122.2228 | 320.9319 | 81.1024 | 113.5677 | 220.1935 | 55.8031 | 69.7229
4428212 | VCUG | 8 | 10m_138032_419x226x576.dat | 0.0990;0.0990;0.2425 | 419;226;576 | (0.0867;75.2258;4.6780) | 80 | 7.702 | 57 | 88.6612 | 60 | iodine | [138] | [100] | 1 | 5 | 65 | normal | none | 7.5309 | 6.6769 | 50.2831 | 33.385 | 29.5991 | 988.1654 | 3.7122e-16 | 22.8725 | 0.090749 | 1.5521 | 376.6471 | 0.158 | 49.3396 | 238.7353 | 4.3306 | 96.4973 | 0.63178 | 24.2054 | 3.0222 | 3.9946 | 0.1206 | 59.1855 | 0.21134 | 340.6041 | 14.804 | 28.3469 | 0.95121 | 0.46972 | 537.2515 | 211.9277 | 247.3507 | 460.4755 | 132.9887 | 133.2475 | 442.1334 | 97.9389 | 131.8769
4428212 | VCUG | 8 | 10m_138032_419x226x576.dat | 0.0990;0.0990;0.2425 | 419;226;576 | (0.0867;75.2258;4.6780) | 80 | 8.502 | 60 | 88.6612 | 60 | iodine | [138] | [100] | 1 | 5 | 65 | normal | none | 7.5309 | 6.6769 | 50.2831 | 33.385 | 29.5991 | 988.1654 | 3.6202e-16 | 25.6143 | 0.101 | 1.5973 | 391.3309 | 0.11793 | 54.0908 | 254.3333 | 4.9061 | 102.4885 | 1.2655 | 26.4996 | 3.3805 | 4.4903 | 0.3465 | 64.1095 | 0.21808 | 359.6201 | 16.3156 | 30.7883 | 1.1351 | 0.53232 | 572.7845 | 224.1788 | 262.7238 | 471.8423 | 138.0063 | 134.6378 | 474.1714 | 103.1875 | 139.0313
4428212 | VCUG | 8 | 10m_138032_419x226x576.dat | 0.0990;0.0990;0.2425 | 419;226;576 | (0.0867;75.2258;4.6780) | 110 | 3.9 | 52 | 88.6612 | 60 | iodine | [138] | [100] | 1 | 5 | 65 | normal | none | 7.5309 | 6.6769 | 50.2831 | 33.385 | 29.5991 | 988.1654 | 4.9651e-16 | 13.6891 | 0.061976 | 1.0463 | 262.8941 | 0.037739 | 30.5733 | 153.4828 | 2.7164 | 62.1133 | 0.45072 | 14.9024 | 1.8952 | 2.3711 | 0.22439 | 36.3315 | 0.15189 | 225.1307 | 9.1061 | 17.1172 | 0.6616 | 0.19407 | 358.058 | 143.6612 | 160.5878 | 359.0469 | 96.6123 | 118.837 | 295.9648 | 69.26 | 89.6009
4428212 | VCUG | 8 | 10m_138032_419x226x576.dat | 0.0990;0.0990;0.2425 | 419;226;576 | (0.0867;75.2258;4.6780) | 110 | 7.85 | 62 | 88.6612 | 60 | iodine | [138] | [100] | 1 | 5 | 65 | normal | none | 7.5309 | 6.6769 | 50.2831 | 33.385 | 29.5991 | 988.1654 | 3.9652e-16 | 23.6878 | 0.10543 | 1.7828 | 365.7094 | 0.13297 | 49.0395 | 241.8383 | 4.8931 | 93.3175 | 0 | 24.4756 | 3.3214 | 4.4006 | 0.17004 | 59.8385 | 0.21156 | 332.7726 | 15.4644 | 28.9975 | 1.0895 | 0.59284 | 532.3857 | 210.6091 | 240.1389 | 447.5772 | 129.5702 | 130.7554 | 433.4744 | 95.948 | 130.2975
4428212 | VCUG | 8 | 10m_138032_419x226x576.dat | 0.0990;0.0990;0.2425 | 419;226;576 | (0.0867;75.2258;4.6780) | 110 | 9.9905 | 69 | 88.6612 | 60 | iodine | [138] | [100] | 1 | 5 | 65 | normal | none | 7.5309 | 6.6769 | 50.2831 | 33.385 | 29.5991 | 988.1654 | 3.8339e-16 | 27.9166 | 0.12171 | 2.1867 | 397.244 | 0.1345 | 55.3977 | 270.3763 | 6.1131 | 104.3085 | 0.38496 | 29.046 | 4.1433 | 5.5781 | 0.29497 | 69.7642 | 0.33245 | 370.7437 | 18.8982 | 34.5626 | 1.4276 | 0.77323 | 593.5446 | 235.9702 | 268.9003 | 469.2013 | 139.4214 | 132.816 | 492.1079 | 105.5231 | 144.3651
4428212 | VCUG | 9 | 10m_138032_419x226x576.dat | 0.0990;0.0990;0.2425 | 419;226;576 | (0.1693;75.3658;4.6757) | 60 | 2.5 | 38 | 88.5212 | 60 | iodine | [138] | [100] | 1 | 5 | 65 | normal | none | 7.453 | 6.6648 | 49.6726 | 32.9874 | 29.4987 | 973.0858 | 6.2833e-16 | 4.8554 | 0.025412 | 0.36853 | 154.673 | 0.018764 | 8.1365 | 78.9606 | 0.75292 | 32.5245 | 0 | 3.9989 | 0.54898 | 0.79096 | 0.061167 | 19.7318 | 0.057873 | 113.7833 | 5.7957 | 9.5245 | 0.10939 | 0.10873 | 210.1299 | 88.4169 | 94.1712 | 280.4326 | 69.9134 | 109.2745 | 174.0339 | 45.4908 | 52.836
4428212 | VCUG | 9 | 10m_138032_419x226x576.dat | 0.0990;0.0990;0.2425 | 419;226;576 | (0.1693;75.3658;4.6757) | 60 | 5.7448 | 47 | 88.5212 | 60 | iodine | [138] | [100] | 1 | 5 | 65 | normal | none | 7.453 | 6.6648 | 49.6726 | 32.9874 | 29.4987 | 973.0858 | 4.0797e-16 | 13.3168 | 0.065064 | 0.84061 | 282.4013 | 0.10133 | 22.4543 | 179.2136 | 2.5203 | 71.8051 | 0 | 11.6022 | 1.6606 | 2.5426 | 0.12715 | 49.362 | 0.13606 | 243.5132 | 14.816 | 24.9825 | 0.49874 | 0.26174 | 439.1792 | 173.5036 | 199.0857 | 415.409 | 116.977 | 128.913 | 357.9959 | 81.0163 | 103.4911
4428212 | VCUG | 9 | 10m_138032_419x226x576.dat | 0.0990;0.0990;0.2425 | 419;226;576 | (0.1693;75.3658;4.6757) | 60 | 6.3535 | 49 | 88.5212 | 60 | iodine | [138] | [100] | 1 | 5 | 65 | normal | none | 7.453 | 6.6648 | 49.6726 | 32.9874 | 29.4987 | 973.0858 | 3.8953e-16 | 15.7708 | 0.074092 | 0.8911 | 301.2351 | 0.10078 | 25.5698 | 199.5329 | 2.9939 | 78.7206 | 0 | 13.2963 | 1.9471 | 2.8837 | 0.089695 | 54.8533 | 0.11966 | 265.0119 | 16.8267 | 28.2957 | 0.57644 | 0.28373 | 474.7777 | 186.9399 | 216.8214 | 432.729 | 123.4991 | 131.1112 | 387.4416 | 86.5638 | 111.7983
4428212 | VCUG | 9 | 10m_138032_419x226x576.dat | 0.0990;0.0990;0.2425 | 419;226;576 | (0.1693;75.3658;4.6757) | 80 | 2.9 | 44 | 88.5212 | 60 | iodine | [138] | [100] | 1 | 5 | 65 | normal | none | 7.453 | 6.6648 | 49.6726 | 32.9874 | 29.4987 | 973.0858 | 5.6255e-16 | 8.8467 | 0.038297 | 0.6405 | 186.6331 | 0.043596 | 12.7474 | 109.0521 | 1.5279 | 43.7118 | 0.015134 | 6.8817 | 1.0178 | 1.6168 | 0.16172 | 29.2064 | 0.11206 | 149.1696 | 8.9454 | 14.8069 | 0.31793 | 0.24942 | 272.1014 | 111.6798 | 123.4299 | 308.8787 | 81.098 | 113.1464 | 222.0434 | 54.6342 | 66.6549
4428212 | VCUG | 9 | 10m_138032_419x226x576.dat | 0.0990;0.0990;0.2425 | 419;226;576 | (0.1693;75.3658;4.6757) | 80 | 7.702 | 57 | 88.5212 | 60 | iodine | [138] | [100] | 1 | 5 | 65 | normal | none | 7.453 | 6.6648 | 49.6726 | 32.9874 | 29.4987 | 973.0858 | 3.7598e-16 | 22.5025 | 0.092897 | 1.4335 | 330.093 | 0.10419 | 34.5679 | 233.5359 | 4.5276 | 91.6526 | 0.1605 | 18.1874 | 2.9733 | 4.1108 | 0.14625 | 68.6357 | 0.24907 | 301.8472 | 21.2426 | 36.4217 | 0.94778 | 0.45262 | 539.6759 | 213.2368 | 249.0985 | 452.7931 | 132.8556 | 132.6824 | 428.3948 | 95.4879 | 126.5587
4428212 | VCUG | 9 | 10m_138032_419x226x576.dat | 0.0990;0.0990;0.2425 | 419;226;576 | (0.1693;75.3658;4.6757) | 80 | 8.502 | 60 | 88.5212 | 60 | iodine | [138] | [100] | 1 | 5 | 65 | normal | none | 7.453 | 6.6648 | 49.6726 | 32.9874 | 29.4987 | 973.0858 | 3.6668e-16 | 25.0518 | 0.10841 | 1.7976 | 345.1279 | 0.086398 | 37.8018 | 250.2075 | 5.1697 | 97.5413 | 0.12641 | 20.1502 | 3.3163 | 4.8678 | 0.3031 | 74.0982 | 0.26918 | 320.6922 | 23.2549 | 39.1327 | 1.0612 | 0.58389 | 569.877 | 225.4156 | 264.4229 | 464.2119 | 137.7912 | 134.0491 | 456.3707 | 100.3417 | 133.6401
4428212 | VCUG | 9 | 10m_138032_419x226x576.dat | 0.0990;0.0990;0.2425 | 419;226;576 | (0.1693;75.3658;4.6757) | 110 | 3.9 | 52 | 88.5212 | 60 | iodine | [138] | [100] | 1 | 5 | 65 | normal | none | 7.453 | 6.6648 | 49.6726 | 32.9874 | 29.4987 | 973.0858 | 5.0288e-16 | 12.9424 | 0.061504 | 0.94703 | 230.1166 | 0.081448 | 21.2219 | 154.1455 | 2.8415 | 58.4936 | 0 | 11.0499 | 1.8448 | 2.5702 | 0.083231 | 42.0541 | 0.16054 | 197.353 | 13.0816 | 21.9319 | 0.63022 | 0.22379 | 356.3705 | 144.8431 | 161.9541 | 350.7273 | 96.5717 | 118.262 | 290.9467 | 67.6343 | 86.0227
4428212 | VCUG | 9 | 10m_138032_419x226x576.dat | 0.0990;0.0990;0.2425 | 419;226;576 | (0.1693;75.3658;4.6757) | 110 | 7.85 | 62 | 88.5212 | 60 | iodine | [138] | [100] | 1 | 5 | 65 | normal | none | 7.453 | 6.6648 | 49.6726 | 32.9874 | 29.4987 | 973.0858 | 4.0161e-16 | 23.1128 | 0.10557 | 1.783 | 322.1763 | 0.14682 | 35.5691 | 231.7458 | 4.9341 | 88.8817 | 0.13557 | 19.0021 | 3.2437 | 4.4344 | 0.22401 | 67.1618 | 0.22012 | 296.2308 | 21.1271 | 36.0123 | 1.2022 | 0.40624 | 530.2624 | 211.8562 | 241.747 | 440.939 | 129.3871 | 129.9773 | 430.3402 | 94.3446 | 124.7543
4428212 | VCUG | 9 | 10m_138032_419x226x576.dat | 0.0990;0.0990;0.2425 | 419;226;576 | (0.1693;75.3658;4.6757) | 110 | 9.9905 | 69 | 88.5212 | 60 | iodine | [138] | [100] | 1 | 5 | 65 | normal | none | 7.453 | 6.6648 | 49.6726 | 32.9874 | 29.4987 | 973.0858 | 3.8831e-16 | 27.5833 | 0.12935 | 2.358 | 352.1883 | 0.21822 | 40.0191 | 274.3649 | 6.3245 | 100.3412 | 0.077504 | 23.1575 | 4.0344 | 5.1628 | 0.3414 | 78.6114 | 0.32329 | 333.5179 | 25.0444 | 42.1153 | 1.5346 | 0.62818 | 590.3713 | 237.1426 | 270.4724 | 463.2039 | 139.2022 | 132.3329 | 487.4909 | 103.8655 | 139.7591
4428212 | VCUG | 10 | 10m_138032_419x226x576.dat | 0.0990;0.0990;0.2425 | 419;226;576 | (0.1693;75.3658;4.6757) | 60 | 2.5 | 38 | 88.5212 | 60 | iodine | [138] | [70] | 0 | 5 | 65 | normal | none | 7.453 | 6.6648 | 49.6726 | 32.9874 | 29.4987 | 973.0858 | 6.2833e-16 | 4.8554 | 0.025369 | 0.36853 | 154.8114 | 0.018764 | 8.1603 | 79.1994 | 0.75364 | 32.5245 | 0 | 4.0002 | 0.54852 | 0.79096 | 0.061167 | 19.7414 | 0.057873 | 113.9027 | 5.7972 | 9.5242 | 0.10939 | 0.10873 | 216.1459 | 88.4862 | 94.2381 | 280.4775 | 69.9626 | 109.2963 | 176.6281 | 45.7002 | 53.1466
4428212 | VCUG | 10 | 10m_138032_419x226x576.dat | 0.0990;0.0990;0.2425 | 419;226;576 | (0.1693;75.3658;4.6757) | 60 | 5.7448 | 47 | 88.5212 | 60 | iodine | [138] | [70] | 0 | 5 | 65 | normal | none | 7.453 | 6.6648 | 49.6726 | 32.9874 | 29.4987 | 973.0858 | 4.0797e-16 | 13.3352 | 0.06518 | 0.84063 | 282.7689 | 0.10133 | 22.4365 | 180.4294 | 2.5171 | 71.8222 | 0 | 11.6051 | 1.6618 | 2.5426 | 0.12715 | 49.3718 | 0.13606 | 243.8073 | 14.8213 | 24.9923 | 0.49874 | 0.26174 | 452.4646 | 173.7082 | 199.2865 | 415.5934 | 117.1097 | 128.9603 | 367.8006 | 81.7967 | 104.286
4428212 | VCUG | 10 | 10m_138032_419x226x576.dat | 0.0990;0.0990;0.2425 | 419;226;576 | (0.1693;75.3658;4.6757) | 60 | 6.3535 | 49 | 88.5212 | 60 | iodine | [138] | [70] | 0 | 5 | 65 | normal | none | 7.453 | 6.6648 | 49.6726 | 32.9874 | 29.4987 | 973.0858 | 3.8953e-16 | 15.7695 | 0.0741 | 0.8911 | 301.6458 | 0.10078 | 25.5395 | 201.3608 | 2.9944 | 78.7411 | 0 | 13.3001 | 1.947 | 2.8842 | 0.089695 | 54.8841 | 0.11966 | 265.3456 | 16.8254 | 28.3111 | 0.57644 | 0.28373 | 490.643 | 187.1785 | 217.0575 | 432.9221 | 123.6601 | 131.1772 | 397.9414 | 87.4003 | 112.7625
4428212 | VCUG | 10 | 10m_138032_419x226x576.dat | 0.0990;0.0990;0.2425 | 419;226;576 | (0.1693;75.3658;4.6757) | 80 | 2.9 | 44 | 88.5212 | 60 | iodine | [138] | [70] | 0 | 5 | 65 | normal | none | 7.453 | 6.6648 | 49.6726 | 32.9874 | 29.4987 | 973.0858 | 5.6255e-16 | 8.8485 | 0.038292 | 0.6405 | 186.8464 | 0.043596 | 12.7477 | 110.2253 | 1.5292 | 43.7225 | 0.015134 | 6.8851 | 1.0191 | 1.6168 | 0.16172 | 29.2206 | 0.11206 | 149.3704 | 8.9523 | 14.8076 | 0.3191 | 0.24942 | 280.2429 | 111.8204 | 123.5698 | 308.979 | 81.1881 | 113.1793 | 225.4209 | 54.9109 | 67.1522
4428212 | VCUG | 10 | 10m_138032_419x226x576.dat | 0.0990;0.0990;0.2425 | 419;226;576 | (0.1693;75.3658;4.6757) | 80 | 7.702 | 57 | 88.5212 | 60 | iodine | [138] | [70] | 0 | 5 | 65 | normal | none | 7.453 | 6.6648 | 49.6726 | 32.9874 | 29.4987 | 973.0858 | 3.7598e-16 | 22.5126 | 0.093232 | 1.4349 | 330.7579 | 0.10419 | 34.5253 | 236.5573 | 4.5268 | 91.6898 | 0.1605 | 18.2066 | 2.9759 | 4.11 | 0.14625 | 68.6676 | 0.24411 | 302.4589 | 21.254 | 36.4483 | 0.94927 | 0.45262 | 561.8576 | 213.6196 | 249.496 | 453.2431 | 133.1183 | 132.7872 | 443.6082 | 96.7158 | 127.9702
4428212 | VCUG | 10 | 10m_138032_419x226x576.dat | 0.0990;0.0990;0.2425 | 419;226;576 | (0.1693;75.3658;4.6757) | 80 | 8.502 | 60 | 88.5212 | 60 | iodine | [138] | [70] | 0 | 5 | 65 | normal | none | 7.453 | 6.6648 | 49.6726 | 32.9874 | 29.4987 | 973.0858 | 3.6668e-16 | 25.0475 | 0.10844 | 1.7976 | 345.9734 | 0.086398 | 37.7227 | 252.9047 | 5.1776 | 97.5876 | 0.12641 | 20.1688 | 3.3204 | 4.888 | 0.30256 | 74.1364 | 0.26918 | 321.374 | 23.2603 | 39.1736 | 1.068 | 0.58389 | 591.9674 | 225.8666 | 264.9002 | 464.5965 | 138.0934 | 134.1763 | 471.1521 | 101.5342 | 135.0511
4428212 | VCUG | 10 | 10m_138032_419x226x576.dat | 0.0990;0.0990;0.2425 | 419;226;576 | (0.1693;75.3658;4.6757) | 110 | 3.9 | 52 | 88.5212 | 60 | iodine | [138] | [70] | 0 | 5 | 65 | normal | none | 7.453 | 6.6648 | 49.6726 | 32.9874 | 29.4987 | 973.0858 | 5.0288e-16 | 12.9346 | 0.061433 | 0.94616 | 230.5938 | 0.081448 | 21.2478 | 155.4758 | 2.8464 | 58.5095 | 0 | 11.0614 | 1.8467 | 2.5652 | 0.083231 | 42.1039 | 0.16054 | 197.7189 | 13.0853 | 21.9677 | 0.63031 | 0.22226 | 368.5206 | 145.0906 | 162.2087 | 351.0077 | 96.7391 | 118.3435 | 297.7675 | 68.1999 | 86.778
4428212 | VCUG | 10 | 10m_138032_419x226x576.dat | 0.0990;0.0990;0.2425 | 419;226;576 | (0.1693;75.3658;4.6757) | 110 | 7.85 | 62 | 88.5212 | 60 | iodine | [138] | [70] | 0 | 5 | 65 | normal | none | 7.453 | 6.6648 | 49.6726 | 32.9874 | 29.4987 | 973.0858 | 4.0161e-16 | 23.1671 | 0.10575 | 1.7826 | 323.0228 | 0.14682 | 35.5567 | 231.5018 | 4.9428 | 88.934 | 0.13557 | 19.0246 | 3.2449 | 4.4453 | 0.22284 | 67.234 | 0.22091 | 296.8782 | 21.1286 | 36.0123 | 1.2023 | 0.40624 | 548.6632 | 212.307 | 242.2218 | 441.2901 | 129.6823 | 130.0974 | 443.8607 | 95.4486 | 125.7664
4428212 | VCUG | 10 | 10m_138032_419x226x576.dat | 0.0990;0.0990;0.2425 | 419;226;576 | (0.1693;75.3658;4.6757) | 110 | 9.9905 | 69 | 88.5212 | 60 | iodine | [138] | [70] | 0 | 5 | 65 | normal | none | 7.453 | 6.6648 | 49.6726 | 32.9874 | 29.4987 | 973.0858 | 3.8831e-16 | 27.6554 | 0.12941 | 2.3658 | 353.2699 | 0.21776 | 40.0731 | 277.687 | 6.3361 | 100.3721 | 0.077504 | 23.2 | 4.0395 | 5.1543 | 0.3414 | 78.6629 | 0.3228 | 334.239 | 25.0786 | 42.123 | 1.5358 | 0.62818 | 615.2222 | 237.7113 | 271.0694 | 463.6638 | 139.576 | 132.4634 | 501.6804 | 105.0375 | 141.3686
4428212 | VCUG | 11 | 10m_138032_419x226x576.dat | 0.0990;0.0990;0.2425 | 419;226;576 | (0.1693;75.3658;4.6757) | 60 | 2.5 | 38 | 88.5212 | 60 | iodine | [138] | [50] | 1 | 5 | 65 | normal | none | 7.453 | 6.6648 | 49.6726 | 32.9874 | 29.4987 | 973.0858 | 6.2833e-16 | 4.8554 | 0.025369 | 0.36981 | 154.9594 | 0.018764 | 8.1365 | 79.3394 | 0.75353 | 32.5404 | 0 | 4.0011 | 0.54851 | 0.79096 | 0.061167 | 19.7461 | 0.057882 | 114.0189 | 5.8007 | 9.525 | 0.10939 | 0.10873 | 222.4324 | 88.5646 | 94.3132 | 280.5074 | 70.0214 | 109.3129 | 183.1216 | 46.2063 | 53.4984
4428212 | VCUG | 11 | 10m_138032_419x226x576.dat | 0.0990;0.0990;0.2425 | 419;226;576 | (0.1693;75.3658;4.6757) | 60 | 5.7448 | 47 | 88.5212 | 60 | iodine | [138] | [50] | 1 | 5 | 65 | normal | none | 7.453 | 6.6648 | 49.6726 | 32.9874 | 29.4987 | 973.0858 | 4.0797e-16 | 13.3558 | 0.065216 | 0.8413 | 283.3327 | 0.10133 | 22.4659 | 181.4834 | 2.5181 | 71.8565 | 0 | 11.611 | 1.662 | 2.5426 | 0.12715 | 49.3816 | 0.13606 | 244.1627 | 14.8236 | 24.9972 | 0.50269 | 0.26174 | 466.1422 | 173.9398 | 199.5238 | 415.8007 | 117.276 | 129.0154 | 373.7325 | 82.2894 | 105.0759
4428212 | VCUG | 11 | 10m_138032_419x226x576.dat | 0.0990;0.0990;0.2425 | 419;226;576 | (0.1693;75.3658;4.6757) | 60 | 6.3535 | 49 | 88.5212 | 60 | iodine | [138] | [50] | 1 | 5 | 65 | normal | none | 7.453 | 6.6648 | 49.6726 | 32.9874 | 29.4987 | 973.0858 | 3.8953e-16 | 15.7988 | 0.074356 | 0.8911 | 302.2876 | 0.10078 | 25.6214 | 203.3812 | 2.9921 | 78.7565 | 0 | 13.3094 | 1.9497 | 2.895 | 0.089695 | 54.8713 | 0.11966 | 265.782 | 16.8295 | 28.3034 | 0.58032 | 0.28373 | 507.15 | 187.4475 | 217.3327 | 433.0669 | 123.8498 | 131.2391 | 405.566 | 88.0223 | 113.7719
4428212 | VCUG | 11 | 10m_138032_419x226x576.dat | 0.0990;0.0990;0.2425 | 419;226;576 | (0.1693;75.3658;4.6757) | 80 | 2.9 | 44 | 88.5212 | 60 | iodine | [138] | [50] | 1 | 5 | 65 | normal | none | 7.453 | 6.6648 | 49.6726 | 32.9874 | 29.4987 | 973.0858 | 5.6255e-16 | 8.8496 | 0.038303 | 0.64306 | 187.1841 | 0.043596 | 12.7994 | 110.0742 | 1.5307 | 43.7385 | 0.015134 | 6.8895 | 1.0199 | 1.6183 | 0.16172 | 29.2295 | 0.11206 | 149.6122 | 8.953 | 14.8101 | 0.31832 | 0.24942 | 290.2865 | 111.9677 | 123.719 | 309.0959 | 81.295 | 113.215 | 231.1448 | 55.3745 | 67.6585
4428212 | VCUG | 11 | 10m_138032_419x226x576.dat | 0.0990;0.0990;0.2425 | 419;226;576 | (0.1693;75.3658;4.6757) | 80 | 7.702 | 57 | 88.5212 | 60 | iodine | [138] | [50] | 1 | 5 | 65 | normal | none | 7.453 | 6.6648 | 49.6726 | 32.9874 | 29.4987 | 973.0858 | 3.7598e-16 | 22.5105 | 0.092974 | 1.44 | 331.476 | 0.10419 | 34.6397 | 236.7621 | 4.5379 | 91.7297 | 0.1605 | 18.2209 | 2.9767 | 4.1018 | 0.14635 | 68.7262 | 0.24411 | 303.1504 | 21.2501 | 36.4695 | 0.94802 | 0.45262 | 579.4381 | 214.0462 | 249.9468 | 453.5432 | 133.3994 | 132.8984 | 454.7256 | 97.6321 | 128.9462
4428212 | VCUG | 11 | 10m_138032_419x226x576.dat | 0.0990;0.0990;0.2425 | 419;226;576 | (0.1693;75.3658;4.6757) | 80 | 8.502 | 60 | 88.5212 | 60 | iodine | [138] | [50] | 1 | 5 | 65 | normal | none | 7.453 | 6.6648 | 49.6726 | 32.9874 | 29.4987 | 973.0858 | 3.6668e-16 | 25.0611 | 0.10842 | 1.8 | 346.8461 | 0.087985 | 37.8291 | 253.2456 | 5.1795 | 97.6558 | 0.12641 | 20.1898 | 3.3217 | 4.879 | 0.30256 | 74.1718 | 0.26922 | 322.083 | 23.2625 | 39.2063 | 1.0655 | 0.58389 | 612.8305 | 226.3509 | 265.4143 | 464.8785 | 138.412 | 134.3035 | 479.2519 | 102.2202 | 136.1694
4428212 | VCUG | 11 | 10m_138032_419x226x576.dat | 0.0990;0.0990;0.2425 | 419;226;576 | (0.1693;75.3658;4.6757) | 110 | 3.9 | 52 | 88.5212 | 60 | iodine | [138] | [50] | 1 | 5 | 65 | normal | none | 7.453 | 6.6648 | 49.6726 | 32.9874 | 29.4987 | 973.0858 | 5.0288e-16 | 12.975 | 0.061574 | 0.94616 | 231.0711 | 0.081448 | 21.2538 | 156.2892 | 2.8458 | 58.5473 | 0 | 11.0723 | 1.8487 | 2.5684 | 0.083231 | 42.1396 | 0.16054 | 198.0967 | 13.0875 | 21.9696 | 0.63067 | 0.22226 | 380.3724 | 145.3506 | 162.4867 | 351.1386 | 96.91 | 118.4027 | 304.807 | 68.774 | 87.4789
4428212 | VCUG | 11 | 10m_138032_419x226x576.dat | 0.0990;0.0990;0.2425 | 419;226;576 | (0.1693;75.3658;4.6757) | 110 | 7.85 | 62 | 88.5212 | 60 | iodine | [138] | [50] | 1 | 5 | 65 | normal | none | 7.453 | 6.6648 | 49.6726 | 32.9874 | 29.4987 | 973.0858 | 4.0161e-16 | 23.1569 | 0.10568 | 1.7953 | 323.7698 | 0.14682 | 35.5442 | 234.0291 | 4.9488 | 88.9664 | 0.13557 | 19.0432 | 3.2474 | 4.462 | 0.22284 | 67.3286 | 0.22012 | 297.5505 | 21.1415 | 36.0347 | 1.2062 | 0.40893 | 567.089 | 212.7517 | 242.6986 | 441.6412 | 129.9796 | 130.2075 | 452.0527 | 96.1387 | 126.9433
4428212 | VCUG | 11 | 10m_138032_419x226x576.dat | 0.0990;0.0990;0.2425 | 419;226;576 | (0.1693;75.3658;4.6757) | 110 | 9.9905 | 69 | 88.5212 | 60 | iodine | [138] | [50] | 1 | 5 | 65 | normal | none | 7.453 | 6.6648 | 49.6726 | 32.9874 | 29.4987 | 973.0858 | 3.8831e-16 | 27.6425 | 0.12994 | 2.354 | 354.1713 | 0.21985 | 39.9186 | 277.2749 | 6.35 | 100.452 | 0.077504 | 23.2242 | 4.04 | 5.1628 | 0.3414 | 78.7042 | 0.32203 | 335.1146 | 25.1085 | 42.1771 | 1.5364 | 0.62841 | 635.9013 | 238.2844 | 271.6898 | 464.0511 | 139.9388 | 132.6145 | 511.904 | 105.8801 | 142.4551
4428212 | VCUG | 12 | 10m_138032_419x226x576.dat | 0.0990;0.0990;0.2425 | 419;226;576 | (0.1693;75.3658;4.6757) | 60 | 2.5 | 38 | 88.5212 | 60 | iodine | [138] | [30] | 0 | 5 | 65 | normal | none | 7.453 | 6.6648 | 49.6726 | 32.9874 | 29.4987 | 973.0858 | 6.2833e-16 | 4.8554 | 0.025439 | 0.37778 | 155.2045 | 0.018764 | 8.1385 | 80.3548 | 0.75418 | 32.5452 | 0 | 4.0045 | 0.5494 | 0.79096 | 0.061167 | 19.7493 | 0.057873 | 114.2465 | 5.8002 | 9.5298 | 0.10939 | 0.10873 | 232.8888 | 88.7032 | 94.4506 | 280.6869 | 70.1226 | 109.35 | 186.989 | 46.5262 | 54.0858
4428212 | VCUG | 12 | 10m_138032_419x226x576.dat | 0.0990;0.0990;0.2425 | 419;226;576 | (0.1693;75.3658;4.6757) | 60 | 5.7448 | 47 | 88.5212 | 60 | iodine | [138] | [30] | 0 | 5 | 65 | normal | none | 7.453 | 6.6648 | 49.6726 | 32.9874 | 29.4987 | 973.0858 | 4.0797e-16 | 13.3644 | 0.065064 | 0.84061 | 283.872 | 0.10133 | 22.511 | 183.9322 | 2.5183 | 71.8811 | 0 | 11.6225 | 1.6639 | 2.5426 | 0.12715 | 49.4331 | 0.13919 | 244.7755 | 14.8304 | 25.0291 | 0.49874 | 0.26174 | 490.6296 | 174.3371 | 199.9393 | 416.0772 | 117.5582 | 129.114 | 386.2826 | 83.3075 | 106.4954
4428212 | VCUG | 12 | 10m_138032_419x226x576.dat | 0.0990;0.0990;0.2425 | 419;226;576 | (0.1693;75.3658;4.6757) | 60 | 6.3535 | 49 | 88.5212 | 60 | iodine | [138] | [30] | 0 | 5 | 65 | normal | none | 7.453 | 6.6648 | 49.6726 | 32.9874 | 29.4987 | 973.0858 | 3.8953e-16 | 15.7865 | 0.074218 | 0.8911 | 302.8524 | 0.10078 | 25.5875 | 206.5157 | 2.9987 | 78.8079 | 0 | 13.3235 | 1.9504 | 2.8853 | 0.089695 | 54.9303 | 0.11987 | 266.5009 | 16.8329 | 28.3342 | 0.57644 | 0.28373 | 529.6387 | 187.9131 | 217.8215 | 433.4047 | 124.1827 | 131.3692 | 418.325 | 89.0597 | 115.1805
4428212 | VCUG | 12 | 10m_138032_419x226x576.dat | 0.0990;0.0990;0.2425 | 419;226;576 | (0.1693;75.3658;4.6757) | 80 | 2.9 | 44 | 88.5212 | 60 | iodine | [138] | [30] | 0 | 5 | 65 | normal | none | 7.453 | 6.6648 | 49.6726 | 32.9874 | 29.4987 | 973.0858 | 5.6255e-16 | 8.8414 | 0.038459 | 0.64099 | 187.5574 | 0.043596 | 12.821 | 112.2358 | 1.5334 | 43.7616 | 0.015134 | 6.8965 | 1.0214 | 1.6172 | 0.16172 | 29.2544 | 0.11414 | 150.0051 | 8.9656 | 14.8318 | 0.31869 | 0.24942 | 303.0499 | 112.2042 | 123.9712 | 309.3131 | 81.4645 | 113.2879 | 237.8109 | 55.9219 | 68.4868
4428212 | VCUG | 12 | 10m_138032_419x226x576.dat | 0.0990;0.0990;0.2425 | 419;226;576 | (0.1693;75.3658;4.6757) | 80 | 7.702 | 57 | 88.5212 | 60 | iodine | [138] | [30] | 0 | 5 | 65 | normal | none | 7.453 | 6.6648 | 49.6726 | 32.9874 | 29.4987 | 973.0858 | 3.7598e-16 | 22.5203 | 0.092895 | 1.4357 | 332.6197 | 0.10419 | 34.5546 | 242.0842 | 4.5369 | 91.8015 | 0.1605 | 18.2531 | 2.978 | 4.102 | 0.14625 | 68.7926 | 0.24474 | 304.1079 | 21.2836 | 36.5227 | 0.94772 | 0.45262 | 604.3593 | 214.7212 | 250.6799 | 454.0432 | 133.854 | 133.0844 | 461.6408 | 98.2422 | 130.6768
4428212 | VCUG | 12 | 10m_138032_419x226x576.dat | 0.0990;0.0990;0.2425 | 419;226;576 | (0.1693;75.3658;4.6757) | 80 | 8.502 | 60 | 88.5212 | 60 | iodine | [138] | [30] | 0 | 5 | 65 | normal | none | 7.453 | 6.6648 | 49.6726 | 32.9874 | 29.4987 | 973.0858 | 3.6668e-16 | 25.0704 | 0.10844 | 1.7956 | 348.046 | 0.086398 | 37.8809 | 260.9691 | 5.1844 | 97.7267 | 0.12641 | 20.2209 | 3.325 | 4.8683 | 0.30256 | 74.2809 | 0.26931 | 323.2285 | 23.2732 | 39.2472 | 1.0622 | 0.58389 | 636.6935 | 227.0996 | 266.2285 | 465.4681 | 138.9156 | 134.5074 | 492.7243 | 103.3582 | 138.1279
4428212 | VCUG | 12 | 10m_138032_419x226x576.dat | 0.0990;0.0990;0.2425 | 419;226;576 | (0.1693;75.3658;4.6757) | 110 | 3.9 | 52 | 88.5212 | 60 | iodine | [138] | [30] | 0 | 5 | 65 | normal | none | 7.453 | 6.6648 | 49.6726 | 32.9874 | 29.4987 | 973.0858 | 5.0288e-16 | 12.9666 | 0.061807 | 0.95332 | 231.608 | 0.081448 | 21.1981 | 158.3593 | 2.8564 | 58.599 | 0 | 11.0854 | 1.8492 | 2.5706 | 0.08946 | 42.2172 | 0.16092 | 198.7152 | 13.1009 | 22.0035 | 0.6256 | 0.22226 | 396.1616 | 145.75 | 162.908 | 351.6059 | 97.1679 | 118.4986 | 313.3578 | 69.4936 | 88.4855
4428212 | VCUG | 12 | 10m_138032_419x226x576.dat | 0.0990;0.0990;0.2425 | 419;226;576 | (0.1693;75.3658;4.6757) | 110 | 7.85 | 62 | 88.5212 | 60 | iodine | [138] | [30] | 0 | 5 | 65 | normal | none | 7.453 | 6.6648 | 49.6726 | 32.9874 | 29.4987 | 973.0858 | 4.0161e-16 | 23.1728 | 0.10605 | 1.7919 | 324.8903 | 0.16282 | 35.6986 | 240.366 | 4.952 | 89.0635 | 0.13557 | 19.0783 | 3.2521 | 4.4441 | 0.22284 | 67.3759 | 0.22108 | 298.6461 | 21.1644 | 36.1144 | 1.2024 | 0.40624 | 590.7685 | 213.4528 | 243.4569 | 442.1561 | 130.4266 | 130.3797 | 464.5274 | 97.1975 | 128.7627
4428212 | VCUG | 12 | 10m_138032_419x226x576.dat | 0.0990;0.0990;0.2425 | 419;226;576 | (0.1693;75.3658;4.6757) | 110 | 9.9905 | 69 | 88.5212 | 60 | iodine | [138] | [30] | 0 | 5 | 65 | normal | none | 7.453 | 6.6648 | 49.6726 | 32.9874 | 29.4987 | 973.0858 | 3.8831e-16 | 27.7326 | 0.13006 | 2.3611 | 355.4074 | 0.21776 | 40.3384 | 285.2839 | 6.3549 | 100.5833 | 0.077504 | 23.2705 | 4.0521 | 5.1718 | 0.34204 | 78.8432 | 0.32602 | 336.2992 | 25.1002 | 42.2441 | 1.5432 | 0.63219 | 661.7824 | 239.1245 | 272.6059 | 464.7531 | 140.4697 | 132.8216 | 532.5831 | 107.627 | 144.6138
4428212 | VCUG | 13 | 10m_138032_419x226x576.dat | 0.0990;0.0990;0.2425 | 419;226;576 | (0.3854;71.2860;13.8158) | 60 | 2.5 | 38 | 86.78 | 60 | iodine | [138] | [10] | 1 | 5 | 65 | normal | none | 8.3867 | 11.9851 | 100.5151 | 36.3897 | 52.0035 | 1892.3907 | 3.0311e-16 | 706.4054 | 0.18832 | 13.8566 | 219.3413 | 0.31987 | 228.9318 | 226.6027 | 75.1636 | 856.4489 | 0.65157 | 278.0589 | 98.2607 | 78.2714 | 1.2658 | 317.4733 | 1.2848 | 207.6196 | 650.1556 | 224.224 | 11.9038 | 3.9137 | 332.3523 | 194.0256 | 202.7124 | 469.33 | 131.6646 | 209.0105 | 316.1834 | 245.6678 | 169.4092
4428212 | VCUG | 13 | 10m_138032_419x226x576.dat | 0.0990;0.0990;0.2425 | 419;226;576 | (0.3854;71.2860;13.8158) | 60 | 5.7448 | 47 | 86.78 | 60 | iodine | [138] | [10] | 1 | 5 | 65 | normal | none | 8.3867 | 11.9851 | 100.5151 | 36.3897 | 52.0035 | 1892.3907 | 1.968e-16 | 1205.204 | 0.568 | 36.8589 | 447.5536 | 1.1051 | 495.8217 | 409.7226 | 180.054 | 1380.4103 | 0.062745 | 539.4403 | 190.4962 | 182.681 | 2.6233 | 669.8796 | 3.7504 | 464.0274 | 1071.9191 | 475.2268 | 33.3065 | 10.8767 | 680.6013 | 371.8096 | 418.1129 | 721.1569 | 214.4133 | 248.2843 | 613.3237 | 438.545 | 331.2877
4428212 | VCUG | 13 | 10m_138032_419x226x576.dat | 0.0990;0.0990;0.2425 | 419;226;576 | (0.3854;71.2860;13.8158) | 60 | 6.3535 | 49 | 86.78 | 60 | iodine | [138] | [10] | 1 | 5 | 65 | normal | none | 8.3867 | 11.9851 | 100.5151 | 36.3897 | 52.0035 | 1892.3907 | 1.879e-16 | 1268.8421 | 0.69618 | 40.4512 | 483.9493 | 1.1378 | 537.3193 | 436.6464 | 201.1062 | 1443.5134 | 0.18339 | 580.0558 | 205.1297 | 202.2984 | 2.1871 | 728.2231 | 4.0536 | 508.4735 | 1120.3022 | 515.8393 | 37.5474 | 13.152 | 732.6404 | 399.6634 | 454.0481 | 753.5179 | 226.0515 | 252.9427 | 652.4896 | 465.7978 | 356.4747
4428212 | VCUG | 13 | 10m_138032_419x226x576.dat | 0.0990;0.0990;0.2425 | 419;226;576 | (0.3854;71.2860;13.8158) | 80 | 2.9 | 44 | 86.78 | 60 | iodine | [138] | [10] | 1 | 5 | 65 | normal | none | 8.3867 | 11.9851 | 100.5151 | 36.3897 | 52.0035 | 1892.3907 | 2.7138e-16 | 817.1976 | 0.37796 | 22.3208 | 279.0455 | 0.76023 | 299.4045 | 271.3073 | 107.5803 | 964.4826 | 1.1685 | 345.2961 | 122.1798 | 107.7056 | 1.4403 | 411.3809 | 2.3622 | 279.3551 | 736.4617 | 291.1504 | 19.251 | 6.7168 | 426.3416 | 241.9347 | 261.7697 | 522.7213 | 151.4067 | 217.2571 | 399.7735 | 292.605 | 211.873
4428212 | VCUG | 13 | 10m_138032_419x226x576.dat | 0.0990;0.0990;0.2425 | 419;226;576 | (0.3854;71.2860;13.8158) | 80 | 7.702 | 57 | 86.78 | 60 | iodine | [138] | [10] | 1 | 5 | 65 | normal | none | 8.3867 | 11.9851 | 100.5151 | 36.3897 | 52.0035 | 1892.3907 | 1.8136e-16 | 1334.9151 | 1.1143 | 55.6022 | 546.1683 | 2.151 | 613.0905 | 468.9792 | 242.4572 | 1500.9937 | 1.6735 | 645.1814 | 228.9867 | 241.8672 | 2.7099 | 822.6738 | 6.0548 | 587.7266 | 1161.6132 | 585.6313 | 50.1236 | 18.1473 | 821.0196 | 452.7116 | 517.3673 | 792.1279 | 242.7994 | 257.2838 | 702.4157 | 503.8828 | 399.1431
4428212 | VCUG | 13 | 10m_138032_419x226x576.dat | 0.0990;0.0990;0.2425 | 419;226;576 | (0.3854;71.2860;13.8158) | 80 | 8.502 | 60 | 86.78 | 60 | iodine | [138] | [10] | 1 | 5 | 65 | normal | none | 8.3867 | 11.9851 | 100.5151 | 36.3897 | 52.0035 | 1892.3907 | 1.7687e-16 | 1371.9958 | 1.2642 | 63.2059 | 576.1975 | 2.4321 | 636.5255 | 489.7594 | 260.3942 | 1539.3537 | 0.53552 | 678.0823 | 240.4639 | 257.1149 | 4.3519 | 870.4308 | 6.6847 | 626.1787 | 1191.2944 | 619.5636 | 54.9686 | 20.0637 | 863.8722 | 477.6976 | 548.0018 | 814.4315 | 251.7799 | 259.7608 | 744.4601 | 523.8978 | 420.2264
4428212 | VCUG | 13 | 10m_138032_419x226x576.dat | 0.0990;0.0990;0.2425 | 419;226;576 | (0.3854;71.2860;13.8158) | 110 | 3.9 | 52 | 86.78 | 60 | iodine | [138] | [10] | 1 | 5 | 65 | normal | none | 8.3867 | 11.9851 | 100.5151 | 36.3897 | 52.0035 | 1892.3907 | 2.426e-16 | 966.8945 | 0.71809 | 36.6123 | 363.7736 | 1.6242 | 400.5376 | 340.979 | 151.7633 | 1110.7106 | 0.36198 | 437.6313 | 154.863 | 151.5613 | 2.9067 | 536.559 | 3.5028 | 377.846 | 853.2925 | 382.5369 | 30.4421 | 10.7316 | 548.5128 | 309.8602 | 339.1128 | 601.1547 | 178.6469 | 227.8992 | 488.1669 | 355.584 | 271.3157
4428212 | VCUG | 13 | 10m_138032_419x226x576.dat | 0.0990;0.0990;0.2425 | 419;226;576 | (0.3854;71.2860;13.8158) | 110 | 7.85 | 62 | 86.78 | 60 | iodine | [138] | [10] | 1 | 5 | 65 | normal | none | 8.3867 | 11.9851 | 100.5151 | 36.3897 | 52.0035 | 1892.3907 | 1.9375e-16 | 1284.2549 | 1.2842 | 60.4322 | 535.6782 | 2.5333 | 603.0316 | 466.0127 | 241.2023 | 1436.7676 | 2.3823 | 628.9923 | 222.6066 | 236.4798 | 4.102 | 799.1562 | 6.5377 | 577.5354 | 1114.0394 | 573.2 | 50.7798 | 18.5178 | 798.4336 | 448.1606 | 500.4917 | 770.1277 | 236.4846 | 252.0333 | 684.8878 | 488.6416 | 391.6277
4428212 | VCUG | 13 | 10m_138032_419x226x576.dat | 0.0990;0.0990;0.2425 | 419;226;576 | (0.3854;71.2860;13.8158) | 110 | 9.9905 | 69 | 86.78 | 60 | iodine | [138] | [10] | 1 | 5 | 65 | normal | none | 8.3867 | 11.9851 | 100.5151 | 36.3897 | 52.0035 | 1892.3907 | 1.8735e-16 | 1366.8718 | 1.6506 | 72.5604 | 596.4852 | 3.4443 | 666.9959 | 511.9204 | 277.6071 | 1508.1601 | 0.98331 | 693.5241 | 244.7804 | 272.6645 | 4.9365 | 888.6695 | 7.675 | 652.851 | 1168.6306 | 637.5319 | 60.0488 | 23.3502 | 886.6946 | 499.2554 | 557.0566 | 811.6671 | 253.7695 | 256.9659 | 783.4106 | 530.8992 | 434.0179
4428212 | VCUG | 1 | 15f_161053_401x236x571.dat | 0.1200;0.1200;0.2828 | 401;236;571 | (0.1992;74.2800;19.4412) | 60 | 2.5 | 38 | 87.56 | 60 | iodine | [138] | [0] | 1 | 5 | 60 | normal | none | 10.6577 | 14.0003 | 149.2115 | 46.6594 | 61.2935 | 2859.9187 | 2.144e-16 | 542.572 | 0.19476 | 23.2583 | 140.0715 | 0.49033 | 157.6318 | 166.1297 | 87.9458 | 867.0051 | 0.69798 | 175.1967 | 165.9198 | 108.8922 | 1.3788 | 321.1543 | 1.2857 | 189.0024 | 519.5314 | 164.7258 | 13.4484 | 6.8912 | 146.7132 | 174.9301 | 144.2274 | 163.6007 | 79.0169 | 191.9583 | 227.2058 | 197.7563 | 138.1742
4428212 | VCUG | 1 | 15f_161053_401x236x571.dat | 0.1200;0.1200;0.2828 | 401;236;571 | (0.1992;74.2800;19.4412) | 60 | 5.7448 | 47 | 87.56 | 60 | iodine | [138] | [0] | 1 | 5 | 60 | normal | none | 10.6577 | 14.0003 | 149.2115 | 46.6594 | 61.2935 | 2859.9187 | 1.3919e-16 | 997.6407 | 0.59846 | 58.4258 | 313.2301 | 1.2176 | 380.0604 | 391.0384 | 208.1783 | 1390.7051 | 0.27512 | 385.5925 | 315.9387 | 255.984 | 4.3557 | 675.4299 | 3.5568 | 419.9057 | 897.7042 | 370.2967 | 36.5893 | 19.2142 | 341.9394 | 361.9394 | 315.3093 | 308.9854 | 139.6358 | 228.7621 | 502.0031 | 377.0771 | 292.5035
4428212 | VCUG | 1 | 15f_161053_401x236x571.dat | 0.1200;0.1200;0.2828 | 401;236;571 | (0.1992;74.2800;19.4412) | 60 | 6.3535 | 49 | 87.56 | 60 | iodine | [138] | [0] | 1 | 5 | 60 | normal | none | 10.6577 | 14.0003 | 149.2115 | 46.6594 | 61.2935 | 2859.9187 | 1.329e-16 | 1058.6174 | 0.70083 | 65.4222 | 343.191 | 1.4333 | 419.5267 | 419.7826 | 231.6408 | 1453.2758 | 0 | 421.7464 | 338.1496 | 278.5483 | 5.1907 | 734.4483 | 4.1813 | 460.2717 | 944.7722 | 407.6832 | 41.599 | 23.1377 | 375.4258 | 393.8617 | 345.8953 | 331.0583 | 148.7421 | 233.0915 | 553.5977 | 404.5471 | 317.7182
4428212 | VCUG | 1 | 15f_161053_401x236x571.dat | 0.1200;0.1200;0.2828 | 401;236;571 | (0.1992;74.2800;19.4412) | 80 | 2.9 | 44 | 87.56 | 60 | iodine | [138] | [0] | 1 | 5 | 60 | normal | none | 10.6577 | 14.0003 | 149.2115 | 46.6594 | 61.2935 | 2859.9187 | 1.9195e-16 | 656.4785 | 0.38234 | 35.2767 | 190.8117 | 0.81225 | 226.1702 | 228.5666 | 125.4139 | 975.3142 | 0.95406 | 235.7092 | 203.7162 | 151.7491 | 2.6437 | 416.4557 | 2.1196 | 256.3345 | 604.798 | 223.7841 | 21.5756 | 10.7419 | 206.8368 | 229.3555 | 194.5561 | 200.2054 | 94.5001 | 199.5344 | 303.3367 | 244.2667 | 181.718
4428212 | VCUG | 1 | 15f_161053_401x236x571.dat | 0.1200;0.1200;0.2828 | 401;236;571 | (0.1992;74.2800;19.4412) | 80 | 7.702 | 57 | 87.56 | 60 | iodine | [138] | [0] | 1 | 5 | 60 | normal | none | 10.6577 | 14.0003 | 149.2115 | 46.6594 | 61.2935 | 2859.9187 | 1.2827e-16 | 1159.9279 | 1.1407 | 85.3925 | 406.0527 | 3.4056 | 509.9925 | 497.1598 | 280.9149 | 1512.6308 | 0.45186 | 491.4374 | 373.1915 | 328.8385 | 6.5507 | 829.1325 | 5.7857 | 542.4327 | 998.0775 | 477.3573 | 53.9766 | 28.755 | 452.534 | 461.818 | 407.2044 | 372.2033 | 164.1337 | 236.2327 | 644.439 | 451.504 | 368.9769
4428212 | VCUG | 1 | 15f_161053_401x236x571.dat | 0.1200;0.1200;0.2828 | 401;236;571 | (0.1992;74.2800;19.4412) | 80 | 8.502 | 60 | 87.56 | 60 | iodine | [138] | [0] | 1 | 5 | 60 | normal | none | 10.6577 | 14.0003 | 149.2115 | 46.6594 | 61.2935 | 2859.9187 | 1.2508e-16 | 1218.6947 | 1.29 | 93.4967 | 433.7862 | 3.7909 | 552.8416 | 543.344 | 302.1634 | 1552.3887 | 1.9785 | 524.261 | 390.8233 | 355.4633 | 7.3727 | 876.2066 | 6.6298 | 579.5595 | 1032.5807 | 510.3903 | 59.1056 | 32.3613 | 487.7817 | 492.2459 | 435.1849 | 391.9505 | 171.6637 | 239.0976 | 686.3832 | 475.5243 | 393.8362
4428212 | VCUG | 1 | 15f_161053_401x236x571.dat | 0.1200;0.1200;0.2828 | 401;236;571 | (0.1992;74.2800;19.4412) | 110 | 3.9 | 52 | 87.56 | 60 | iodine | [138] | [0] | 1 | 5 | 60 | normal | none | 10.6577 | 14.0003 | 149.2115 | 46.6594 | 61.2935 | 2859.9187 | 1.7159e-16 | 800.6374 | 0.7205 | 54.4845 | 262.3139 | 1.6675 | 323.6526 | 320.7095 | 175.8978 | 1121.8132 | 0.17621 | 318.1569 | 255.2913 | 210.1659 | 4.1604 | 544.2621 | 3.6592 | 350.5018 | 717.5898 | 303.2025 | 33.3502 | 17.5146 | 285.5032 | 307.2741 | 261.9272 | 256.4136 | 116.0009 | 209.3207 | 415.3256 | 308.0781 | 242.544
4428212 | VCUG | 1 | 15f_161053_401x236x571.dat | 0.1200;0.1200;0.2828 | 401;236;571 | (0.1992;74.2800;19.4412) | 110 | 7.85 | 62 | 87.56 | 60 | iodine | [138] | [0] | 1 | 5 | 60 | normal | none | 10.6577 | 14.0003 | 149.2115 | 46.6594 | 61.2935 | 2859.9187 | 1.3704e-16 | 1131.7263 | 1.3731 | 90.6753 | 402.7848 | 2.9467 | 519.2485 | 508.8646 | 279.002 | 1451.5636 | 1.5904 | 485.1997 | 363.8395 | 328.1123 | 6.625 | 813.2755 | 6.6246 | 537.6083 | 962.1389 | 469.9995 | 54.9722 | 28.97 | 450.9319 | 462.5694 | 399.1374 | 367.0826 | 160.6949 | 231.6924 | 637.1789 | 442.7212 | 366.7368
4428212 | VCUG | 1 | 15f_161053_401x236x571.dat | 0.1200;0.1200;0.2828 | 401;236;571 | (0.1992;74.2800;19.4412) | 110 | 9.9905 | 69 | 87.56 | 60 | iodine | [138] | [0] | 1 | 5 | 60 | normal | none | 10.6577 | 14.0003 | 149.2115 | 46.6594 | 61.2935 | 2859.9187 | 1.325e-16 | 1227.7549 | 1.6824 | 109.1606 | 461.0269 | 4.5088 | 597.5607 | 578.3912 | 322.5536 | 1522.8448 | 2.6605 | 550.135 | 399.2543 | 371.7679 | 8.7176 | 904.4391 | 7.9433 | 613.3492 | 1025.4938 | 534.4447 | 67.2986 | 36.5466 | 515.9318 | 525.8649 | 452.6353 | 408.4056 | 175.679 | 236.0175 | 723.9965 | 487.6951 | 414.3229
4428212 | VCUG | 2 | 15f_161053_401x236x571.dat | 0.1200;0.1200;0.2828 | 401;236;571 | (0.1885;74.2800;5.0224) | 60 | 2.5 | 38 | 87.56 | 60 | iodine | [138] | [10] | 0 | 5 | 60 | normal | none | 7.1051 | 6.1083 | 43.4001 | 31.1063 | 26.742 | 831.8447 | 7.1256e-16 | 1.6919 | 0.013884 | 0.086095 | 79.9833 | 0.00065651 | 2.1329 | 159.7758 | 0.16101 | 9.9937 | 0 | 1.3374 | 0.20175 | 0.22404 | 0.007299 | 4.6997 | 0.022973 | 35.1212 | 1.5081 | 1.9892 | 0.023887 | 0.03434 | 156.6883 | 61.1412 | 49.6666 | 50.7989 | 47.5972 | 63.3546 | 238.548 | 27.3754 | 40.7372
4428212 | VCUG | 2 | 15f_161053_401x236x571.dat | 0.1200;0.1200;0.2828 | 401;236;571 | (0.1885;74.2800;5.0224) | 60 | 5.7448 | 47 | 87.56 | 60 | iodine | [138] | [10] | 0 | 5 | 60 | normal | none | 7.1051 | 6.1083 | 43.4001 | 31.1063 | 26.742 | 831.8447 | 4.6266e-16 | 4.9243 | 0.033675 | 0.30076 | 168.5534 | 0.010772 | 6.5076 | 357.4327 | 0.621 | 25.094 | 0 | 4.2612 | 0.62962 | 0.78185 | 0.0048526 | 13.6895 | 0.043189 | 94.4472 | 4.3788 | 6.4159 | 0.11045 | 0.052669 | 350.3648 | 136.1662 | 117.3919 | 101.7022 | 86.5877 | 77.0878 | 511.2387 | 57.7911 | 89.1414
4428212 | VCUG | 2 | 15f_161053_401x236x571.dat | 0.1200;0.1200;0.2828 | 401;236;571 | (0.1885;74.2800;5.0224) | 60 | 6.3535 | 49 | 87.56 | 60 | iodine | [138] | [10] | 0 | 5 | 60 | normal | none | 7.1051 | 6.1083 | 43.4001 | 31.1063 | 26.742 | 831.8447 | 4.4175e-16 | 6.1813 | 0.037994 | 0.34809 | 183.2679 | 0.022149 | 8.0928 | 392.1203 | 0.74623 | 28.1583 | 0 | 5.0205 | 0.72962 | 0.92393 | 0.056919 | 15.9795 | 0.043228 | 106.9106 | 5.0417 | 7.571 | 0.10724 | 0.10868 | 385.7819 | 149.592 | 130.1741 | 110.6675 | 92.3747 | 78.8462 | 555.3566 | 62.9761 | 97.6722
4428212 | VCUG | 2 | 15f_161053_401x236x571.dat | 0.1200;0.1200;0.2828 | 401;236;571 | (0.1885;74.2800;5.0224) | 80 | 2.9 | 44 | 87.56 | 60 | iodine | [138] | [10] | 0 | 5 | 60 | normal | none | 7.1051 | 6.1083 | 43.4001 | 31.1063 | 26.742 | 831.8447 | 6.3796e-16 | 3.3571 | 0.017487 | 0.19912 | 105.1841 | 0.025588 | 4.0073 | 216.8796 | 0.39501 | 15.0626 | 0.062369 | 2.6665 | 0.41217 | 0.48875 | 0.0086603 | 8.3118 | 0.029221 | 55.3705 | 2.6923 | 3.9664 | 0.074822 | 0.057356 | 211.7539 | 84.1065 | 70.7996 | 65.3666 | 57.4741 | 66.3124 | 311.9016 | 35.8846 | 54.891
4428212 | VCUG | 2 | 15f_161053_401x236x571.dat | 0.1200;0.1200;0.2828 | 401;236;571 | (0.1885;74.2800;5.0224) | 80 | 7.702 | 57 | 87.56 | 60 | iodine | [138] | [10] | 0 | 5 | 60 | normal | none | 7.1051 | 6.1083 | 43.4001 | 31.1063 | 26.742 | 831.8447 | 4.2639e-16 | 8.3222 | 0.046912 | 0.58221 | 212.8071 | 0.021795 | 12.8303 | 456.4827 | 1.2838 | 35.9834 | 0 | 7.8053 | 1.1406 | 1.4678 | 0.065677 | 23.1074 | 0.096416 | 137.4373 | 7.3733 | 11.2364 | 0.2561 | 0.15449 | 453.598 | 180.4346 | 158.441 | 127.9543 | 101.7726 | 80.305 | 635.6845 | 72.9824 | 114.9305
4428212 | VCUG | 2 | 15f_161053_401x236x571.dat | 0.1200;0.1200;0.2828 | 401;236;571 | (0.1885;74.2800;5.0224) | 80 | 8.502 | 60 | 87.56 | 60 | iodine | [138] | [10] | 0 | 5 | 60 | normal | none | 7.1051 | 6.1083 | 43.4001 | 31.1063 | 26.742 | 831.8447 | 4.1582e-16 | 9.3626 | 0.05005 | 0.66386 | 226.4133 | 0.063823 | 14.0331 | 485.4702 | 1.5027 | 39.3244 | 0 | 8.817 | 1.2901 | 1.6389 | 0.12817 | 25.9942 | 0.07836 | 150.3209 | 8.3117 | 12.6279 | 0.28957 | 0.23907 | 482.2957 | 193.9719 | 170.9431 | 136.1114 | 106.5346 | 81.3552 | 672.8092 | 77.5274 | 122.5808
4428212 | VCUG | 2 | 15f_161053_401x236x571.dat | 0.1200;0.1200;0.2828 | 401;236;571 | (0.1885;74.2800;5.0224) | 110 | 3.9 | 52 | 87.56 | 60 | iodine | [138] | [10] | 0 | 5 | 60 | normal | none | 7.1051 | 6.1083 | 43.4001 | 31.1063 | 26.742 | 831.8447 | 5.7029e-16 | 5.2207 | 0.029262 | 0.392 | 140.2485 | 0.01744 | 7.967 | 293.9394 | 0.77098 | 22.3571 | 0 | 4.807 | 0.72909 | 0.89327 | 0.098438 | 14.1017 | 0.048616 | 84.5959 | 4.4686 | 6.9316 | 0.16004 | 0.080053 | 290.8708 | 117.577 | 99.797 | 86.1793 | 71.0656 | 70.0372 | 415.8078 | 48.0505 | 74.7518
4428212 | VCUG | 2 | 15f_161053_401x236x571.dat | 0.1200;0.1200;0.2828 | 401;236;571 | (0.1885;74.2800;5.0224) | 110 | 7.85 | 62 | 87.56 | 60 | iodine | [138] | [10] | 0 | 5 | 60 | normal | none | 7.1051 | 6.1083 | 43.4001 | 31.1063 | 26.742 | 831.8447 | 4.5544e-16 | 9.198 | 0.049502 | 0.68152 | 210.8833 | 0.035614 | 14.2147 | 453.7623 | 1.5223 | 36.6791 | 0 | 8.6455 | 1.3221 | 1.5852 | 0.065078 | 24.5501 | 0.11137 | 140.7111 | 7.906 | 12.423 | 0.32182 | 0.17135 | 447.5924 | 182.9998 | 157.4439 | 128.0808 | 99.4991 | 78.4274 | 624.0823 | 72.2977 | 114.654
4428212 | VCUG | 2 | 15f_161053_401x236x571.dat | 0.1200;0.1200;0.2828 | 401;236;571 | (0.1885;74.2800;5.0224) | 110 | 9.9905 | 69 | 87.56 | 60 | iodine | [138] | [10] | 0 | 5 | 60 | normal | none | 7.1051 | 6.1083 | 43.4001 | 31.1063 | 26.742 | 831.8447 | 4.4035e-16 | 11.9093 | 0.064198 | 0.92267 | 238.6939 | 0.074445 | 16.9647 | 518.8998 | 1.9539 | 43.172 | 0 | 10.8974 | 1.6976 | 2.3486 | 0.1272 | 30.6457 | 0.10487 | 167.8215 | 9.6613 | 15.5595 | 0.39732 | 0.21145 | 506.4553 | 211.4497 | 181.7964 | 145.2491 | 108.8494 | 80.2495 | 699.3453 | 81.624 | 130.9243
4428212 | VCUG | 3 | 15f_161053_401x236x571.dat | 0.1200;0.1200;0.2828 | 401;236;571 | (0.1885;74.2800;5.0224) | 60 | 2.5 | 38 | 87.56 | 60 | iodine | [138] | [30] | 0 | 5 | 60 | normal | none | 7.1051 | 6.1083 | 43.4001 | 31.1063 | 26.742 | 831.8447 | 7.1256e-16 | 1.6902 | 0.013814 | 0.086064 | 79.8009 | 0.00065651 | 2.132 | 158.1198 | 0.1617 | 9.9834 | 0 | 1.3331 | 0.20169 | 0.22353 | 0.007299 | 4.687 | 0.022973 | 34.8405 | 1.5054 | 1.9861 | 0.023887 | 0.034578 | 144.5911 | 60.9063 | 49.4505 | 50.6875 | 47.4847 | 63.3139 | 238.3374 | 27.34 | 40.0634
4428212 | VCUG | 3 | 15f_161053_401x236x571.dat | 0.1200;0.1200;0.2828 | 401;236;571 | (0.1885;74.2800;5.0224) | 60 | 5.7448 | 47 | 87.56 | 60 | iodine | [138] | [30] | 0 | 5 | 60 | normal | none | 7.1051 | 6.1083 | 43.4001 | 31.1063 | 26.742 | 831.8447 | 4.6266e-16 | 4.9222 | 0.033558 | 0.29843 | 168.0001 | 0.010772 | 6.5214 | 353.2827 | 0.61736 | 25.0486 | 0 | 4.2461 | 0.62917 | 0.7761 | 0.0048526 | 13.6482 | 0.042965 | 93.6021 | 4.3715 | 6.387 | 0.11111 | 0.052669 | 325.0547 | 135.4865 | 116.7399 | 101.3112 | 86.2624 | 76.9554 | 510.0932 | 57.6414 | 87.6186
4428212 | VCUG | 3 | 15f_161053_401x236x571.dat | 0.1200;0.1200;0.2828 | 401;236;571 | (0.1885;74.2800;5.0224) | 60 | 6.3535 | 49 | 87.56 | 60 | iodine | [138] | [30] | 0 | 5 | 60 | normal | none | 7.1051 | 6.1083 | 43.4001 | 31.1063 | 26.742 | 831.8447 | 4.4175e-16 | 6.1811 | 0.038123 | 0.34519 | 182.591 | 0.022149 | 8.026 | 387.8419 | 0.74454 | 28.1108 | 0 | 5.0021 | 0.72808 | 0.91246 | 0.056919 | 15.9266 | 0.043228 | 105.8874 | 5.0329 | 7.53 | 0.10724 | 0.10868 | 358.4589 | 148.8112 | 129.4205 | 110.1849 | 92.0044 | 78.6984 | 554.519 | 62.8322 | 96.0292
4428212 | VCUG | 3 | 15f_161053_401x236x571.dat | 0.1200;0.1200;0.2828 | 401;236;571 | (0.1885;74.2800;5.0224) | 80 | 2.9 | 44 | 87.56 | 60 | iodine | [138] | [30] | 0 | 5 | 60 | normal | none | 7.1051 | 6.1083 | 43.4001 | 31.1063 | 26.742 | 831.8447 | 6.3796e-16 | 3.3697 | 0.017487 | 0.19758 | 104.8173 | 0.01713 | 3.991 | 213.776 | 0.3938 | 15.0375 | 0.062369 | 2.6546 | 0.41152 | 0.47439 | 0.0086603 | 8.2879 | 0.029221 | 54.8626 | 2.6891 | 3.9506 | 0.074822 | 0.057356 | 197.0978 | 83.7114 | 70.4211 | 65.154 | 57.2895 | 66.2366 | 311.4 | 35.8089 | 53.9482
4428212 | VCUG | 3 | 15f_161053_401x236x571.dat | 0.1200;0.1200;0.2828 | 401;236;571 | (0.1885;74.2800;5.0224) | 80 | 7.702 | 57 | 87.56 | 60 | iodine | [138] | [30] | 0 | 5 | 60 | normal | none | 7.1051 | 6.1083 | 43.4001 | 31.1063 | 26.742 | 831.8447 | 4.2639e-16 | 8.3684 | 0.04695 | 0.57703 | 211.9019 | 0.021795 | 12.8166 | 449.8456 | 1.2821 | 35.9131 | 0 | 7.7706 | 1.1374 | 1.463 | 0.065677 | 23.0223 | 0.096393 | 136.0653 | 7.359 | 11.1869 | 0.25615 | 0.15449 | 424.7043 | 179.4114 | 157.4347 | 127.424 | 101.2911 | 80.1084 | 632.7295 | 72.6673 | 112.954
4428212 | VCUG | 3 | 15f_161053_401x236x571.dat | 0.1200;0.1200;0.2828 | 401;236;571 | (0.1885;74.2800;5.0224) | 80 | 8.502 | 60 | 87.56 | 60 | iodine | [138] | [30] | 0 | 5 | 60 | normal | none | 7.1051 | 6.1083 | 43.4001 | 31.1063 | 26.742 | 831.8447 | 4.1582e-16 | 9.404 | 0.050004 | 0.66211 | 225.3142 | 0.063823 | 13.8417 | 477.4139 | 1.5009 | 39.2282 | 0 | 8.7763 | 1.2881 | 1.6232 | 0.11438 | 25.9148 | 0.078124 | 148.8467 | 8.2828 | 12.5719 | 0.28632 | 0.23705 | 453.8702 | 192.8431 | 169.8251 | 135.4633 | 106.0133 | 81.1517 | 669.6107 | 77.1637 | 120.4656
4428212 | VCUG | 3 | 15f_161053_401x236x571.dat | 0.1200;0.1200;0.2828 | 401;236;571 | (0.1885;74.2800;5.0224) | 110 | 3.9 | 52 | 87.56 | 60 | iodine | [138] | [30] | 0 | 5 | 60 | normal | none | 7.1051 | 6.1083 | 43.4001 | 31.1063 | 26.742 | 831.8447 | 5.7029e-16 | 5.2179 | 0.029294 | 0.38954 | 139.7523 | 0.015499 | 7.8981 | 290.5026 | 0.77052 | 22.3045 | 0 | 4.7871 | 0.72686 | 0.8852 | 0.09037 | 14.052 | 0.046811 | 83.8279 | 4.4567 | 6.8979 | 0.15936 | 0.080053 | 272.0908 | 116.9706 | 99.208 | 85.8815 | 70.7873 | 69.9298 | 413.9315 | 47.8469 | 73.5562
4428212 | VCUG | 3 | 15f_161053_401x236x571.dat | 0.1200;0.1200;0.2828 | 401;236;571 | (0.1885;74.2800;5.0224) | 110 | 7.85 | 62 | 87.56 | 60 | iodine | [138] | [30] | 0 | 5 | 60 | normal | none | 7.1051 | 6.1083 | 43.4001 | 31.1063 | 26.742 | 831.8447 | 4.5544e-16 | 9.1481 | 0.049478 | 0.68222 | 209.9721 | 0.035614 | 14.2244 | 450.0076 | 1.5179 | 36.6 | 0 | 8.6124 | 1.318 | 1.5834 | 0.064663 | 24.471 | 0.11281 | 139.3234 | 7.8782 | 12.3565 | 0.31791 | 0.17135 | 421.5734 | 181.9968 | 156.4594 | 127.5863 | 99.0322 | 78.2345 | 621.2938 | 71.9931 | 113.025
4428212 | VCUG | 3 | 15f_161053_401x236x571.dat | 0.1200;0.1200;0.2828 | 401;236;571 | (0.1885;74.2800;5.0224) | 110 | 9.9905 | 69 | 87.56 | 60 | iodine | [138] | [30] | 0 | 5 | 60 | normal | none | 7.1051 | 6.1083 | 43.4001 | 31.1063 | 26.742 | 831.8447 | 4.4035e-16 | 11.7887 | 0.064021 | 0.91767 | 237.4449 | 0.074445 | 16.9275 | 511.6102 | 1.9462 | 43.0562 | 0 | 10.8583 | 1.692 | 2.3442 | 0.1272 | 30.4913 | 0.10558 | 166.1252 | 9.6304 | 15.4868 | 0.39754 | 0.21217 | 480.7488 | 210.2451 | 180.6102 | 144.5553 | 108.3088 | 80.0207 | 693.9405 | 81.0794 | 128.9273
4428212 | VCUG | 4 | 15f_161053_401x236x571.dat | 0.1200;0.1200;0.2828 | 401;236;571 | (0.1885;74.2800;5.0224) | 60 | 2.5 | 38 | 87.56 | 60 | iodine | [138] | [50] | 0 | 5 | 60 | normal | none | 7.1051 | 6.1083 | 43.4001 | 31.1063 | 26.742 | 831.8447 | 7.1256e-16 | 1.6902 | 0.013814 | 0.086028 | 79.7209 | 0.00065651 | 2.1483 | 156.7164 | 0.16136 | 9.9812 | 0 | 1.3321 | 0.20155 | 0.22555 | 0.007299 | 4.689 | 0.022973 | 34.6946 | 1.5053 | 1.9841 | 0.023887 | 0.03434 | 137.5236 | 60.792 | 49.3478 | 50.6421 | 47.4296 | 63.2924 | 237.5235 | 27.271 | 39.6354
4428212 | VCUG | 4 | 15f_161053_401x236x571.dat | 0.1200;0.1200;0.2828 | 401;236;571 | (0.1885;74.2800;5.0224) | 60 | 5.7448 | 47 | 87.56 | 60 | iodine | [138] | [50] | 0 | 5 | 60 | normal | none | 7.1051 | 6.1083 | 43.4001 | 31.1063 | 26.742 | 831.8447 | 4.6266e-16 | 4.9248 | 0.033558 | 0.29726 | 167.745 | 0.010772 | 6.4955 | 350.3216 | 0.61676 | 25.0291 | 0 | 4.2394 | 0.62789 | 0.7761 | 0.0051664 | 13.6385 | 0.042965 | 93.1612 | 4.3645 | 6.3824 | 0.11045 | 0.052669 | 308.1741 | 135.1489 | 116.4248 | 101.1955 | 86.1033 | 76.8927 | 508.7315 | 57.5114 | 86.6149
4428212 | VCUG | 4 | 15f_161053_401x236x571.dat | 0.1200;0.1200;0.2828 | 401;236;571 | (0.1885;74.2800;5.0224) | 60 | 6.3535 | 49 | 87.56 | 60 | iodine | [138] | [50] | 0 | 5 | 60 | normal | none | 7.1051 | 6.1083 | 43.4001 | 31.1063 | 26.742 | 831.8447 | 4.4175e-16 | 6.17 | 0.038107 | 0.3449 | 182.3443 | 0.022149 | 8.0461 | 383.6314 | 0.74266 | 28.0904 | 0 | 4.9942 | 0.7271 | 0.91246 | 0.056919 | 15.9148 | 0.043228 | 105.36 | 5.0239 | 7.5239 | 0.10724 | 0.10868 | 339.9417 | 148.407 | 129.0436 | 110.0407 | 91.8229 | 78.6236 | 552.8439 | 62.6763 | 94.8491
4428212 | VCUG | 4 | 15f_161053_401x236x571.dat | 0.1200;0.1200;0.2828 | 401;236;571 | (0.1885;74.2800;5.0224) | 80 | 2.9 | 44 | 87.56 | 60 | iodine | [138] | [50] | 0 | 5 | 60 | normal | none | 7.1051 | 6.1083 | 43.4001 | 31.1063 | 26.742 | 831.8447 | 6.3796e-16 | 3.3382 | 0.017487 | 0.19755 | 104.6245 | 0.016308 | 3.9573 | 211.7382 | 0.39264 | 15.0316 | 0.062369 | 2.6469 | 0.41094 | 0.47356 | 0.0086603 | 8.2706 | 0.029221 | 54.6055 | 2.6837 | 3.9401 | 0.074822 | 0.057356 | 187.1911 | 83.509 | 70.2306 | 65.0599 | 57.1946 | 66.2013 | 310.0206 | 35.6812 | 53.3222
4428212 | VCUG | 4 | 15f_161053_401x236x571.dat | 0.1200;0.1200;0.2828 | 401;236;571 | (0.1885;74.2800;5.0224) | 80 | 7.702 | 57 | 87.56 | 60 | iodine | [138] | [50] | 0 | 5 | 60 | normal | none | 7.1051 | 6.1083 | 43.4001 | 31.1063 | 26.742 | 831.8447 | 4.2639e-16 | 8.3801 | 0.046816 | 0.57783 | 211.3976 | 0.021795 | 12.8223 | 446.7967 | 1.2804 | 35.8638 | 0 | 7.7513 | 1.1353 | 1.4571 | 0.065677 | 22.9707 | 0.096393 | 135.336 | 7.3381 | 11.1658 | 0.25615 | 0.15449 | 403.9487 | 178.8438 | 156.8844 | 127.1057 | 101.034 | 80.0063 | 630.009 | 72.4068 | 111.7098
4428212 | VCUG | 4 | 15f_161053_401x236x571.dat | 0.1200;0.1200;0.2828 | 401;236;571 | (0.1885;74.2800;5.0224) | 80 | 8.502 | 60 | 87.56 | 60 | iodine | [138] | [50] | 0 | 5 | 60 | normal | none | 7.1051 | 6.1083 | 43.4001 | 31.1063 | 26.742 | 831.8447 | 4.1582e-16 | 9.3982 | 0.049735 | 0.65881 | 224.7443 | 0.063823 | 13.8804 | 472.2674 | 1.4951 | 39.1993 | 0 | 8.752 | 1.2859 | 1.617 | 0.12391 | 25.8619 | 0.079563 | 148.0026 | 8.2682 | 12.55 | 0.28632 | 0.23705 | 430.7835 | 192.2071 | 169.2094 | 135.1237 | 105.7241 | 81.018 | 666.1236 | 76.8432 | 118.9353
4428212 | VCUG | 4 | 15f_161053_401x236x571.dat | 0.1200;0.1200;0.2828 | 401;236;571 | (0.1885;74.2800;5.0224) | 110 | 3.9 | 52 | 87.56 | 60 | iodine | [138] | [50] | 0 | 5 | 60 | normal | none | 7.1051 | 6.1083 | 43.4001 | 31.1063 | 26.742 | 831.8447 | 5.7029e-16 | 5.2109 | 0.029056 | 0.38942 | 139.4244 | 0.015499 | 7.8764 | 288.7841 | 0.76951 | 22.2817 | 0 | 4.7758 | 0.72541 | 0.88787 | 0.09037 | 14.0208 | 0.047253 | 83.4176 | 4.4506 | 6.8892 | 0.15936 | 0.080053 | 259.1675 | 116.6289 | 98.885 | 85.7132 | 70.6281 | 69.8662 | 411.9851 | 47.6657 | 72.7942
4428212 | VCUG | 4 | 15f_161053_401x236x571.dat | 0.1200;0.1200;0.2828 | 401;236;571 | (0.1885;74.2800;5.0224) | 110 | 7.85 | 62 | 87.56 | 60 | iodine | [138] | [50] | 0 | 5 | 60 | normal | none | 7.1051 | 6.1083 | 43.4001 | 31.1063 | 26.742 | 831.8447 | 4.5544e-16 | 9.1501 | 0.049506 | 0.68045 | 209.3793 | 0.035614 | 14.162 | 445.6382 | 1.5164 | 36.5715 | 0 | 8.5887 | 1.3143 | 1.579 | 0.064663 | 24.4095 | 0.11106 | 138.623 | 7.8696 | 12.3251 | 0.33197 | 0.17135 | 400.9558 | 181.4014 | 155.8908 | 127.2681 | 98.7663 | 78.1318 | 617.2757 | 71.6282 | 111.6521
4428212 | VCUG | 4 | 15f_161053_401x236x571.dat | 0.1200;0.1200;0.2828 | 401;236;571 | (0.1885;74.2800;5.0224) | 110 | 9.9905 | 69 | 87.56 | 60 | iodine | [138] | [50] | 0 | 5 | 60 | normal | none | 7.1051 | 6.1083 | 43.4001 | 31.1063 | 26.742 | 831.8447 | 4.4035e-16 | 11.8382 | 0.063776 | 0.91588 | 236.6728 | 0.074445 | 16.8119 | 504.5932 | 1.9438 | 42.9949 | 0 | 10.831 | 1.6885 | 2.337 | 0.1272 | 30.4277 | 0.10487 | 165.2304 | 9.6157 | 15.4671 | 0.3967 | 0.21224 | 459.0844 | 209.5317 | 179.9202 | 144.2367 | 107.9856 | 79.9018 | 689.9892 | 80.7106 | 127.2643
4428212 | VCUG | 5 | 15f_161053_401x236x571.dat | 0.1200;0.1200;0.2828 | 401;236;571 | (-0.6410;79.1343;9.1475) | 60 | 2.5 | 38 | 91.1347 | 60 | iodine | [138] | [50] | 0 | 5 | 60 | normal | none | 9.044 | 7.7918 | 70.4683 | 41.2109 | 35.505 | 1463.1917 | 4.4648e-16 | 11.0042 | 0.02739 | 0.68148 | 129.3355 | 0.015855 | 12.4298 | 105.6078 | 1.0968 | 133.3962 | 0 | 7.0334 | 0.87791 | 1.4029 | 0.071611 | 46.7029 | 0.056289 | 115.3417 | 13.5181 | 21.0604 | 0.16319 | 0.16146 | 78.1868 | 74.4184 | 63.6117 | 137.5005 | 44.4834 | 107.7213 | 152.0195 | 41.5617 | 45.7864
4428212 | VCUG | 5 | 15f_161053_401x236x571.dat | 0.1200;0.1200;0.2828 | 401;236;571 | (-0.6410;79.1343;9.1475) | 60 | 5.7448 | 47 | 91.1347 | 60 | iodine | [138] | [50] | 0 | 5 | 60 | normal | none | 9.044 | 7.7918 | 70.4683 | 41.2109 | 35.505 | 1463.1917 | 2.8988e-16 | 29.118 | 0.07775 | 1.6083 | 250.7218 | 0.025738 | 36.2944 | 254.1819 | 3.459 | 238.2062 | 0.98627 | 20.1701 | 2.6868 | 4.0824 | 0.11233 | 107.2896 | 0.15739 | 245.6921 | 32.8147 | 50.6694 | 0.40741 | 0.31218 | 198.2171 | 161.5308 | 144.8681 | 227.9456 | 81.3629 | 127.2732 | 343.1948 | 82.4249 | 97.9266
4428212 | VCUG | 5 | 15f_161053_401x236x571.dat | 0.1200;0.1200;0.2828 | 401;236;571 | (-0.6410;79.1343;9.1475) | 60 | 6.3535 | 49 | 91.1347 | 60 | iodine | [138] | [50] | 0 | 5 | 60 | normal | none | 9.044 | 7.7918 | 70.4683 | 41.2109 | 35.505 | 1463.1917 | 2.7678e-16 | 32.8332 | 0.07897 | 1.7799 | 270.3459 | 0.045625 | 41.3007 | 284.6788 | 4.0007 | 252.5986 | 0 | 23.1296 | 3.1027 | 4.9318 | 0.16792 | 118.5873 | 0.11474 | 268.8031 | 36.2749 | 56.2081 | 0.55417 | 0.33423 | 221.0351 | 176.8255 | 159.7239 | 240.8387 | 86.944 | 129.3939 | 377.9965 | 89.2957 | 107.3516
4428212 | VCUG | 5 | 15f_161053_401x236x571.dat | 0.1200;0.1200;0.2828 | 401;236;571 | (-0.6410;79.1343;9.1475) | 80 | 2.9 | 44 | 91.1347 | 60 | iodine | [138] | [50] | 0 | 5 | 60 | normal | none | 9.044 | 7.7918 | 70.4683 | 41.2109 | 35.505 | 1463.1917 | 3.9973e-16 | 17.3146 | 0.045848 | 1.0721 | 162.2815 | 0.058825 | 21.4204 | 150.0558 | 2.0419 | 158.1688 | 0 | 11.926 | 1.632 | 2.664 | 0.047157 | 64.9311 | 0.092915 | 152.9703 | 19.5254 | 30.1978 | 0.2934 | 0.20827 | 117.599 | 100.5676 | 88.1994 | 159.9134 | 53.9322 | 111.5044 | 207.5069 | 52.9501 | 61.1429
4428212 | VCUG | 5 | 15f_161053_401x236x571.dat | 0.1200;0.1200;0.2828 | 401;236;571 | (-0.6410;79.1343;9.1475) | 80 | 7.702 | 57 | 91.1347 | 60 | iodine | [138] | [50] | 0 | 5 | 60 | normal | none | 9.044 | 7.7918 | 70.4683 | 41.2109 | 35.505 | 1463.1917 | 2.6715e-16 | 43.2223 | 0.10587 | 2.6136 | 306.4862 | 0.12233 | 55.3239 | 347.0358 | 6.0205 | 272.9287 | 0 | 31.3003 | 4.5711 | 7.3991 | 0.37832 | 139.7284 | 0.19209 | 313.1527 | 44.1581 | 68.5373 | 1.0086 | 0.71199 | 274.3586 | 210.9612 | 191.0711 | 261.1794 | 96.1744 | 130.5933 | 439.8961 | 101.808 | 126.9306
4428212 | VCUG | 5 | 15f_161053_401x236x571.dat | 0.1200;0.1200;0.2828 | 401;236;571 | (-0.6410;79.1343;9.1475) | 80 | 8.502 | 60 | 91.1347 | 60 | iodine | [138] | [50] | 0 | 5 | 60 | normal | none | 9.044 | 7.7918 | 70.4683 | 41.2109 | 35.505 | 1463.1917 | 2.6053e-16 | 48.305 | 0.11562 | 2.8887 | 324.0829 | 0.028963 | 62.5144 | 375.351 | 6.7331 | 283.4583 | 0.08701 | 34.6775 | 5.1072 | 8.2976 | 0.22755 | 149.7243 | 0.27285 | 333.7631 | 47.5604 | 73.6761 | 1.1819 | 0.67209 | 299.1685 | 226.1006 | 205.1956 | 269.5891 | 100.7445 | 131.9233 | 470.0764 | 107.7623 | 135.8699
4428212 | VCUG | 5 | 15f_161053_401x236x571.dat | 0.1200;0.1200;0.2828 | 401;236;571 | (-0.6410;79.1343;9.1475) | 110 | 3.9 | 52 | 91.1347 | 60 | iodine | [138] | [50] | 0 | 5 | 60 | normal | none | 9.044 | 7.7918 | 70.4683 | 41.2109 | 35.505 | 1463.1917 | 3.5733e-16 | 26.6641 | 0.070777 | 1.7039 | 209.0341 | 0.075632 | 34.3376 | 215.9632 | 3.724 | 191.745 | 0.06588 | 19.1398 | 2.7847 | 4.2999 | 0.17718 | 88.234 | 0.15495 | 205.1218 | 27.359 | 42.6044 | 0.68429 | 0.29916 | 172.1918 | 138.3618 | 121.5227 | 191.2001 | 66.9996 | 116.463 | 283.1524 | 68.5669 | 83.0631
4428212 | VCUG | 5 | 15f_161053_401x236x571.dat | 0.1200;0.1200;0.2828 | 401;236;571 | (-0.6410;79.1343;9.1475) | 110 | 7.85 | 62 | 91.1347 | 60 | iodine | [138] | [50] | 0 | 5 | 60 | normal | none | 9.044 | 7.7918 | 70.4683 | 41.2109 | 35.505 | 1463.1917 | 2.8539e-16 | 45.1004 | 0.11715 | 2.9236 | 302.7903 | 0.17347 | 57.8025 | 344.5793 | 6.6016 | 263.5592 | 0 | 32.681 | 4.8811 | 7.6843 | 0.17356 | 136.6677 | 0.29134 | 310.9792 | 43.6112 | 67.9221 | 1.0747 | 0.7677 | 279.4675 | 212.8609 | 188.5813 | 255.1735 | 94.1808 | 127.8396 | 434.4647 | 100.2177 | 126.5501
4428212 | VCUG | 5 | 15f_161053_401x236x571.dat | 0.1200;0.1200;0.2828 | 401;236;571 | (-0.6410;79.1343;9.1475) | 110 | 9.9905 | 69 | 91.1347 | 60 | iodine | [138] | [50] | 0 | 5 | 60 | normal | none | 9.044 | 7.7918 | 70.4683 | 41.2109 | 35.505 | 1463.1917 | 2.7594e-16 | 53.0376 | 0.14565 | 3.6501 | 338.3205 | 0.16317 | 69.5268 | 396.7216 | 8.3092 | 283.7355 | 0 | 39.7446 | 6.1297 | 9.367 | 0.18652 | 155.659 | 0.27541 | 352.755 | 50.0187 | 78.0687 | 1.3671 | 0.91891 | 327.6043 | 244.6088 | 215.9246 | 275.2778 | 103.3288 | 129.9243 | 495.8386 | 111.9969 | 144.2388
4428212 | VCUG | 6 | 15f_161053_401x236x571.dat | 0.1200;0.1200;0.2828 | 401;236;571 | (0.4290;78.9646;9.2745) | 60 | 2.5 | 38 | 91.2195 | 60 | iodine | [138] | [50] | 0 | 5 | 60 | normal | none | 9.3395 | 7.7041 | 71.9517 | 42.5971 | 35.138 | 1496.776 | 4.3458e-16 | 10.4546 | 0.029707 | 0.65003 | 146.4349 | 0.05934 | 17.0617 | 104.0402 | 0.81729 | 159.7489 | 0.032288 | 13.8669 | 0.86062 | 1.1594 | 0.078777 | 29.044 | 0.074559 | 117.8719 | 6.7053 | 10.3907 | 0.14751 | 0.13241 | 78.0635 | 73.4579 | 62.7774 | 144.4259 | 43.1698 | 106.3663 | 148.7866 | 42.6933 | 46.6831
4428212 | VCUG | 6 | 15f_161053_401x236x571.dat | 0.1200;0.1200;0.2828 | 401;236;571 | (0.4290;78.9646;9.2745) | 60 | 5.7448 | 47 | 91.2195 | 60 | iodine | [138] | [50] | 0 | 5 | 60 | normal | none | 9.3395 | 7.7041 | 71.9517 | 42.5971 | 35.138 | 1496.776 | 2.8216e-16 | 29.2631 | 0.077782 | 1.607 | 287.9494 | 0.089378 | 44.6519 | 254.5004 | 2.7633 | 271.2887 | 0 | 34.054 | 2.6146 | 3.7702 | 0.23547 | 74.851 | 0.14345 | 252.1294 | 18.0557 | 29.2496 | 0.47856 | 0.4838 | 195.534 | 159.7393 | 143.1333 | 234.6356 | 79.124 | 125.3273 | 337.6338 | 82.9903 | 100.0985
4428212 | VCUG | 6 | 15f_161053_401x236x571.dat | 0.1200;0.1200;0.2828 | 401;236;571 | (0.4290;78.9646;9.2745) | 60 | 6.3535 | 49 | 91.2195 | 60 | iodine | [138] | [50] | 0 | 5 | 60 | normal | none | 9.3395 | 7.7041 | 71.9517 | 42.5971 | 35.138 | 1496.776 | 2.694e-16 | 32.7861 | 0.078782 | 1.8637 | 310.5449 | 0.083875 | 50.4602 | 279.9993 | 3.3058 | 285.9866 | 0 | 38.0586 | 3.037 | 4.3341 | 0.28463 | 83.3999 | 0.16839 | 275.5227 | 20.5211 | 32.9728 | 0.5196 | 0.34843 | 218.4478 | 174.8967 | 157.853 | 247.5511 | 84.5386 | 127.5385 | 371.1386 | 89.5748 | 109.2507
4428212 | VCUG | 6 | 15f_161053_401x236x571.dat | 0.1200;0.1200;0.2828 | 401;236;571 | (0.4290;78.9646;9.2745) | 80 | 2.9 | 44 | 91.2195 | 60 | iodine | [138] | [50] | 0 | 5 | 60 | normal | none | 9.3395 | 7.7041 | 71.9517 | 42.5971 | 35.138 | 1496.776 | 3.8908e-16 | 17.643 | 0.044891 | 1.0529 | 184.0324 | 0.058567 | 26.7247 | 151.6996 | 1.6531 | 185.2275 | 0.0062468 | 20.464 | 1.5963 | 2.4357 | 0.11054 | 44.1556 | 0.1016 | 156.1665 | 10.7233 | 17.1107 | 0.32392 | 0.28303 | 116.0101 | 99.3362 | 87.0723 | 166.1659 | 52.3982 | 109.9668 | 203.4372 | 53.8764 | 62.5161
4428212 | VCUG | 6 | 15f_161053_401x236x571.dat | 0.1200;0.1200;0.2828 | 401;236;571 | (0.4290;78.9646;9.2745) | 80 | 7.702 | 57 | 91.2195 | 60 | iodine | [138] | [50] | 0 | 5 | 60 | normal | none | 9.3395 | 7.7041 | 71.9517 | 42.5971 | 35.138 | 1496.776 | 2.6004e-16 | 45.1858 | 0.10425 | 2.6369 | 348.5419 | 0.069821 | 66.175 | 335.2053 | 5.1039 | 305.0366 | 0.012381 | 47.2278 | 4.4744 | 6.6548 | 0.20066 | 104.531 | 0.25151 | 320.3229 | 26.6115 | 44.3513 | 1.011 | 0.71263 | 271.8376 | 208.832 | 189.0032 | 266.8646 | 93.6349 | 128.9444 | 435.7831 | 102.3324 | 128.397
4428212 | VCUG | 6 | 15f_161053_401x236x571.dat | 0.1200;0.1200;0.2828 | 401;236;571 | (0.4290;78.9646;9.2745) | 80 | 8.502 | 60 | 91.2195 | 60 | iodine | [138] | [50] | 0 | 5 | 60 | normal | none | 9.3395 | 7.7041 | 71.9517 | 42.5971 | 35.138 | 1496.776 | 2.536e-16 | 49.1407 | 0.11058 | 2.9202 | 368.8389 | 0.17803 | 69.9807 | 366.5519 | 5.8269 | 315.9522 | 0 | 51.1083 | 4.9736 | 7.3624 | 0.32524 | 113.7388 | 0.26258 | 340.8262 | 28.8156 | 48.632 | 1.1771 | 0.79034 | 295.6642 | 223.8922 | 203.0581 | 278.0991 | 98.1348 | 130.0827 | 466.2883 | 108.1832 | 137.7491
4428212 | VCUG | 6 | 15f_161053_401x236x571.dat | 0.1200;0.1200;0.2828 | 401;236;571 | (0.4290;78.9646;9.2745) | 110 | 3.9 | 52 | 91.2195 | 60 | iodine | [138] | [50] | 0 | 5 | 60 | normal | none | 9.3395 | 7.7041 | 71.9517 | 42.5971 | 35.138 | 1496.776 | 3.4781e-16 | 26.3515 | 0.06662 | 1.7278 | 236.1492 | 0.092691 | 39.4296 | 212.8233 | 3.2078 | 219.5856 | 0 | 29.4816 | 2.7332 | 3.9674 | 0.13321 | 64.4117 | 0.1812 | 210.0258 | 16.4699 | 26.8092 | 0.5524 | 0.438 | 170.0729 | 136.9397 | 120.1848 | 197.3833 | 65.1348 | 114.9433 | 279.3251 | 69.2052 | 84.3657
4428212 | VCUG | 6 | 15f_161053_401x236x571.dat | 0.1200;0.1200;0.2828 | 401;236;571 | (0.4290;78.9646;9.2745) | 110 | 7.85 | 62 | 91.2195 | 60 | iodine | [138] | [50] | 0 | 5 | 60 | normal | none | 9.3395 | 7.7041 | 71.9517 | 42.5971 | 35.138 | 1496.776 | 2.7777e-16 | 45.5765 | 0.11222 | 2.9308 | 343.4617 | 0.083478 | 66.5323 | 341.0641 | 5.7043 | 293.8856 | 0.15097 | 47.1677 | 4.8493 | 6.8188 | 0.24562 | 104.8439 | 0.29203 | 316.9114 | 27.2447 | 45.6089 | 1.2228 | 0.87301 | 276.3138 | 210.8793 | 186.6882 | 261.6368 | 91.7462 | 126.1484 | 432.9767 | 100.8736 | 128.6969
4428212 | VCUG | 6 | 15f_161053_401x236x571.dat | 0.1200;0.1200;0.2828 | 401;236;571 | (0.4290;78.9646;9.2745) | 110 | 9.9905 | 69 | 91.2195 | 60 | iodine | [138] | [50] | 0 | 5 | 60 | normal | none | 9.3395 | 7.7041 | 71.9517 | 42.5971 | 35.138 | 1496.776 | 2.6858e-16 | 53.5922 | 0.13149 | 3.6429 | 382.4878 | 0.20721 | 80.0086 | 398.6094 | 7.3098 | 313.5782 | 0 | 55.0629 | 5.9069 | 9.3401 | 0.44567 | 121.8801 | 0.32936 | 358.7597 | 32.2242 | 54.5975 | 1.6193 | 0.79387 | 326.1925 | 242.4837 | 213.9221 | 282.7005 | 100.6725 | 127.9625 | 493.403 | 112.6896 | 147.1848
4428212 | VCUG | 7 | 15f_161053_401x236x571.dat | 0.1200;0.1200;0.2828 | 401;236;571 | (0.1885;74.2800;5.0224) | 60 | 2.5 | 38 | 87.56 | 60 | iodine | [138] | [70] | 0 | 5 | 60 | normal | none | 7.1051 | 6.1083 | 43.4001 | 31.1063 | 26.742 | 831.8447 | 7.1256e-16 | 1.6902 | 0.013814 | 0.086324 | 79.6549 | 0.00065651 | 2.1319 | 156.141 | 0.16095 | 9.9792 | 0 | 1.3314 | 0.20141 | 0.22353 | 0.007299 | 4.687 | 0.022973 | 34.623 | 1.5057 | 1.9816 | 0.023887 | 0.03434 | 132.7072 | 60.729 | 49.2928 | 50.6227 | 47.3998 | 63.2845 | 237.1305 | 27.2353 | 39.3759
4428212 | VCUG | 7 | 15f_161053_401x236x571.dat | 0.1200;0.1200;0.2828 | 401;236;571 | (0.1885;74.2800;5.0224) | 60 | 5.7448 | 47 | 87.56 | 60 | iodine | [138] | [70] | 0 | 5 | 60 | normal | none | 7.1051 | 6.1083 | 43.4001 | 31.1063 | 26.742 | 831.8447 | 4.6266e-16 | 4.9105 | 0.033558 | 0.29711 | 167.5526 | 0.010772 | 6.5117 | 346.7337 | 0.61544 | 25.0291 | 0 | 4.2359 | 0.62778 | 0.7761 | 0.0048526 | 13.6305 | 0.042965 | 92.9234 | 4.3632 | 6.3792 | 0.11045 | 0.052669 | 296.8915 | 134.9537 | 116.2467 | 101.1018 | 86.0131 | 76.8631 | 507.6292 | 57.4119 | 85.8155
4428212 | VCUG | 7 | 15f_161053_401x236x571.dat | 0.1200;0.1200;0.2828 | 401;236;571 | (0.1885;74.2800;5.0224) | 60 | 6.3535 | 49 | 87.56 | 60 | iodine | [138] | [70] | 0 | 5 | 60 | normal | none | 7.1051 | 6.1083 | 43.4001 | 31.1063 | 26.742 | 831.8447 | 4.4175e-16 | 6.167 | 0.037994 | 0.3451 | 182.1179 | 0.022149 | 8.0274 | 382.2958 | 0.74241 | 28.0859 | 0 | 4.9897 | 0.72665 | 0.91246 | 0.056919 | 15.9033 | 0.043228 | 105.0951 | 5.0193 | 7.5253 | 0.10724 | 0.10868 | 327.2196 | 148.1839 | 128.8386 | 109.9049 | 91.7155 | 78.5798 | 551.1913 | 62.5276 | 94.159
4428212 | VCUG | 7 | 15f_161053_401x236x571.dat | 0.1200;0.1200;0.2828 | 401;236;571 | (0.1885;74.2800;5.0224) | 80 | 2.9 | 44 | 87.56 | 60 | iodine | [138] | [70] | 0 | 5 | 60 | normal | none | 7.1051 | 6.1083 | 43.4001 | 31.1063 | 26.742 | 831.8447 | 6.3796e-16 | 3.3386 | 0.017487 | 0.19649 | 104.4834 | 0.016308 | 3.9551 | 210.8604 | 0.39379 | 15.0262 | 0.062369 | 2.6448 | 0.4104 | 0.47356 | 0.0086603 | 8.2664 | 0.029221 | 54.4409 | 2.6801 | 3.9424 | 0.074822 | 0.057356 | 180.5763 | 83.3777 | 70.1105 | 65.0093 | 57.1356 | 66.1785 | 309.0958 | 35.6008 | 52.9436
4428212 | VCUG | 7 | 15f_161053_401x236x571.dat | 0.1200;0.1200;0.2828 | 401;236;571 | (0.1885;74.2800;5.0224) | 80 | 7.702 | 57 | 87.56 | 60 | iodine | [138] | [70] | 0 | 5 | 60 | normal | none | 7.1051 | 6.1083 | 43.4001 | 31.1063 | 26.742 | 831.8447 | 4.2639e-16 | 8.3259 | 0.046908 | 0.57778 | 211.0271 | 0.02185 | 12.774 | 440.8163 | 1.2787 | 35.8544 | 0 | 7.7436 | 1.1346 | 1.4639 | 0.065677 | 22.9541 | 0.096393 | 134.949 | 7.3348 | 11.1531 | 0.2561 | 0.15449 | 387.9305 | 178.4877 | 156.5518 | 126.9434 | 100.8709 | 79.9345 | 627.4995 | 72.1793 | 110.4704
4428212 | VCUG | 7 | 15f_161053_401x236x571.dat | 0.1200;0.1200;0.2828 | 401;236;571 | (0.1885;74.2800;5.0224) | 80 | 8.502 | 60 | 87.56 | 60 | iodine | [138] | [70] | 0 | 5 | 60 | normal | none | 7.1051 | 6.1083 | 43.4001 | 31.1063 | 26.742 | 831.8447 | 4.1582e-16 | 9.39 | 0.049855 | 0.65925 | 224.3138 | 0.063823 | 13.828 | 469.1411 | 1.4961 | 39.1753 | 0 | 8.7419 | 1.2849 | 1.6253 | 0.11438 | 25.8571 | 0.078124 | 147.5217 | 8.2542 | 12.5308 | 0.28628 | 0.23705 | 413.9976 | 191.8081 | 168.8312 | 134.955 | 105.5392 | 80.9521 | 663.8631 | 76.6352 | 117.8823
4428212 | VCUG | 7 | 15f_161053_401x236x571.dat | 0.1200;0.1200;0.2828 | 401;236;571 | (0.1885;74.2800;5.0224) | 110 | 3.9 | 52 | 87.56 | 60 | iodine | [138] | [70] | 0 | 5 | 60 | normal | none | 7.1051 | 6.1083 | 43.4001 | 31.1063 | 26.742 | 831.8447 | 5.7029e-16 | 5.2265 | 0.029054 | 0.38817 | 139.1824 | 0.015499 | 7.8822 | 286.8904 | 0.77156 | 22.266 | 0 | 4.7693 | 0.72507 | 0.89451 | 0.09037 | 14.0189 | 0.046811 | 83.13 | 4.442 | 6.8769 | 0.15975 | 0.080053 | 249.3654 | 116.406 | 98.6773 | 85.6064 | 70.5291 | 69.8224 | 409.8809 | 47.489 | 72.1695
4428212 | VCUG | 7 | 15f_161053_401x236x571.dat | 0.1200;0.1200;0.2828 | 401;236;571 | (0.1885;74.2800;5.0224) | 110 | 7.85 | 62 | 87.56 | 60 | iodine | [138] | [70] | 0 | 5 | 60 | normal | none | 7.1051 | 6.1083 | 43.4001 | 31.1063 | 26.742 | 831.8447 | 4.5544e-16 | 9.1301 | 0.049386 | 0.67759 | 208.984 | 0.035614 | 14.0415 | 439.644 | 1.5158 | 36.532 | 0 | 8.5729 | 1.3139 | 1.5744 | 0.064663 | 24.3832 | 0.11098 | 138.1114 | 7.8575 | 12.322 | 0.3184 | 0.17135 | 386.6618 | 181.0128 | 155.5221 | 127.0593 | 98.5885 | 78.0628 | 614.7506 | 71.3869 | 110.4719
4428212 | VCUG | 7 | 15f_161053_401x236x571.dat | 0.1200;0.1200;0.2828 | 401;236;571 | (0.1885;74.2800;5.0224) | 110 | 9.9905 | 69 | 87.56 | 60 | iodine | [138] | [70] | 0 | 5 | 60 | normal | none | 7.1051 | 6.1083 | 43.4001 | 31.1063 | 26.742 | 831.8447 | 4.4035e-16 | 11.7526 | 0.063933 | 0.91272 | 236.1505 | 0.074445 | 16.8326 | 500.551 | 1.9405 | 42.9631 | 0 | 10.8113 | 1.6868 | 2.3404 | 0.1272 | 30.4164 | 0.10722 | 164.6377 | 9.61 | 15.4246 | 0.39584 | 0.21145 | 441.1443 | 209.0517 | 179.4628 | 143.9915 | 107.7646 | 79.8084 | 686.2422 | 80.3781 | 126.0513
4428212 | VCUG | 8 | 15f_161053_401x236x571.dat | 0.1200;0.1200;0.2828 | 401;236;571 | (0.1885;74.2800;5.0224) | 60 | 2.5 | 38 | 87.56 | 60 | iodine | [138] | [100] | 0 | 5 | 60 | normal | none | 7.1051 | 6.1083 | 43.4001 | 31.1063 | 26.742 | 831.8447 | 7.1256e-16 | 1.6902 | 0.013814 | 0.086324 | 79.5974 | 0.00065651 | 2.1319 | 155.1446 | 0.16095 | 9.9775 | 0 | 1.331 | 0.20158 | 0.22555 | 0.007299 | 4.6835 | 0.022973 | 34.5528 | 1.5058 | 1.9792 | 0.023887 | 0.03434 | 128.9391 | 60.6766 | 49.245 | 50.5929 | 47.3745 | 63.2743 | 236.4569 | 27.179 | 39.1247
4428212 | VCUG | 8 | 15f_161053_401x236x571.dat | 0.1200;0.1200;0.2828 | 401;236;571 | (0.1885;74.2800;5.0224) | 60 | 5.7448 | 47 | 87.56 | 60 | iodine | [138] | [100] | 0 | 5 | 60 | normal | none | 7.1051 | 6.1083 | 43.4001 | 31.1063 | 26.742 | 831.8447 | 4.6266e-16 | 4.912 | 0.033638 | 0.2967 | 167.423 | 0.010772 | 6.5227 | 344.1184 | 0.61533 | 25.0205 | 0 | 4.2338 | 0.62757 | 0.7761 | 0.0048526 | 13.624 | 0.042965 | 92.7202 | 4.3639 | 6.3697 | 0.11045 | 0.052669 | 288.0297 | 134.7883 | 116.0958 | 101.01 | 85.9406 | 76.8317 | 506.3323 | 57.2993 | 85.1997
4428212 | VCUG | 8 | 15f_161053_401x236x571.dat | 0.1200;0.1200;0.2828 | 401;236;571 | (0.1885;74.2800;5.0224) | 60 | 6.3535 | 49 | 87.56 | 60 | iodine | [138] | [100] | 0 | 5 | 60 | normal | none | 7.1051 | 6.1083 | 43.4001 | 31.1063 | 26.742 | 831.8447 | 4.4175e-16 | 6.167 | 0.037994 | 0.34411 | 181.9504 | 0.022149 | 8.0307 | 378.1305 | 0.74118 | 28.0768 | 0 | 4.9861 | 0.72643 | 0.91246 | 0.056919 | 15.891 | 0.043228 | 104.8325 | 5.0177 | 7.5087 | 0.10724 | 0.10868 | 315.8332 | 147.992 | 128.655 | 109.8317 | 91.6285 | 78.5524 | 549.6747 | 62.3971 | 93.3072
4428212 | VCUG | 8 | 15f_161053_401x236x571.dat | 0.1200;0.1200;0.2828 | 401;236;571 | (0.1885;74.2800;5.0224) | 80 | 2.9 | 44 | 87.56 | 60 | iodine | [138] | [100] | 0 | 5 | 60 | normal | none | 7.1051 | 6.1083 | 43.4001 | 31.1063 | 26.742 | 831.8447 | 6.3796e-16 | 3.348 | 0.017487 | 0.19614 | 104.3894 | 0.016308 | 3.983 | 208.5719 | 0.39308 | 15.0193 | 0.062369 | 2.6427 | 0.4102 | 0.47356 | 0.0086603 | 8.2692 | 0.029221 | 54.3234 | 2.6792 | 3.9393 | 0.074822 | 0.057356 | 174.9646 | 83.2696 | 70.0108 | 64.9442 | 57.0856 | 66.1608 | 308.218 | 35.5269 | 52.5013
4428212 | VCUG | 8 | 15f_161053_401x236x571.dat | 0.1200;0.1200;0.2828 | 401;236;571 | (0.1885;74.2800;5.0224) | 80 | 7.702 | 57 | 87.56 | 60 | iodine | [138] | [100] | 0 | 5 | 60 | normal | none | 7.1051 | 6.1083 | 43.4001 | 31.1063 | 26.742 | 831.8447 | 4.2639e-16 | 8.3313 | 0.046931 | 0.57581 | 210.7292 | 0.021795 | 12.7646 | 438.1896 | 1.2762 | 35.838 | 0 | 7.7326 | 1.1333 | 1.463 | 0.065677 | 22.9301 | 0.096393 | 134.5245 | 7.3261 | 11.1405 | 0.25636 | 0.15449 | 370.9977 | 178.1575 | 156.2401 | 126.7594 | 100.7156 | 79.874 | 624.0989 | 71.8879 | 109.4666
4428212 | VCUG | 8 | 15f_161053_401x236x571.dat | 0.1200;0.1200;0.2828 | 401;236;571 | (0.1885;74.2800;5.0224) | 80 | 8.502 | 60 | 87.56 | 60 | iodine | [138] | [100] | 0 | 5 | 60 | normal | none | 7.1051 | 6.1083 | 43.4001 | 31.1063 | 26.742 | 831.8447 | 4.1582e-16 | 9.4138 | 0.050057 | 0.65891 | 223.9579 | 0.063823 | 13.8345 | 465.5098 | 1.4909 | 39.156 | 0 | 8.7318 | 1.2841 | 1.6219 | 0.1149 | 25.821 | 0.078124 | 147.0431 | 8.2482 | 12.5192 | 0.28628 | 0.23705 | 397.1635 | 191.4254 | 168.4701 | 134.713 | 105.3661 | 80.8862 | 659.6786 | 76.2788 | 116.7807
4428212 | VCUG | 8 | 15f_161053_401x236x571.dat | 0.1200;0.1200;0.2828 | 401;236;571 | (0.1885;74.2800;5.0224) | 110 | 3.9 | 52 | 87.56 | 60 | iodine | [138] | [100] | 0 | 5 | 60 | normal | none | 7.1051 | 6.1083 | 43.4001 | 31.1063 | 26.742 | 831.8447 | 5.7029e-16 | 5.2156 | 0.029141 | 0.38719 | 138.9895 | 0.015499 | 7.8946 | 283.471 | 0.76824 | 22.2554 | 0 | 4.7613 | 0.72499 | 0.88529 | 0.09037 | 13.9903 | 0.046811 | 82.8792 | 4.4395 | 6.8739 | 0.15936 | 0.080053 | 238.8269 | 116.205 | 98.4864 | 85.5028 | 70.4359 | 69.7913 | 408.0924 | 47.3324 | 71.4049
4428212 | VCUG | 8 | 15f_161053_401x236x571.dat | 0.1200;0.1200;0.2828 | 401;236;571 | (0.1885;74.2800;5.0224) | 110 | 7.85 | 62 | 87.56 | 60 | iodine | [138] | [100] | 0 | 5 | 60 | normal | none | 7.1051 | 6.1083 | 43.4001 | 31.1063 | 26.742 | 831.8447 | 4.5544e-16 | 9.1558 | 0.049416 | 0.67878 | 208.569 | 0.035614 | 14.068 | 436.4163 | 1.5167 | 36.51 | 0 | 8.5621 | 1.3128 | 1.5798 | 0.065142 | 24.3327 | 0.11049 | 137.6371 | 7.8483 | 12.315 | 0.31791 | 0.17135 | 370.1722 | 180.6406 | 155.1731 | 126.8425 | 98.4197 | 77.9955 | 610.3812 | 71.0201 | 109.4104
4428212 | VCUG | 8 | 15f_161053_401x236x571.dat | 0.1200;0.1200;0.2828 | 401;236;571 | (0.1885;74.2800;5.0224) | 110 | 9.9905 | 69 | 87.56 | 60 | iodine | [138] | [100] | 0 | 5 | 60 | normal | none | 7.1051 | 6.1083 | 43.4001 | 31.1063 | 26.742 | 831.8447 | 4.4035e-16 | 11.7939 | 0.063923 | 0.91149 | 235.719 | 0.074445 | 16.8074 | 494.6239 | 1.9375 | 42.9358 | 0 | 10.7915 | 1.6863 | 2.3465 | 0.1272 | 30.3528 | 0.10535 | 164.0405 | 9.6052 | 15.401 | 0.39573 | 0.21145 | 420.5246 | 208.5593 | 179.0046 | 143.7421 | 107.5454 | 79.7261 | 682.2 | 80.0256 | 124.5902
4428212 | VCUG | 9 | 15f_161053_401x236x571.dat | 0.1200;0.1200;0.2828 | 401;236;571 | (-0.6410;79.1343;9.1475) | 60 | 2.5 | 38 | 91.1347 | 60 | iodine | [138] | [100] | 1 | 5 | 60 | normal | none | 9.044 | 7.7918 | 70.4683 | 41.2109 | 35.505 | 1463.1917 | 4.4648e-16 | 11.0042 | 0.02739 | 0.68059 | 129.2818 | 0.015855 | 12.4298 | 104.4118 | 1.0968 | 133.3962 | 0 | 7.0328 | 0.87789 | 1.4029 | 0.071611 | 46.6984 | 0.056289 | 115.2476 | 13.5188 | 21.058 | 0.16319 | 0.16146 | 73.4385 | 74.3545 | 63.5551 | 137.4798 | 44.4522 | 107.7105 | 151.0452 | 41.4825 | 45.4761
4428212 | VCUG | 9 | 15f_161053_401x236x571.dat | 0.1200;0.1200;0.2828 | 401;236;571 | (-0.6410;79.1343;9.1475) | 60 | 5.7448 | 47 | 91.1347 | 60 | iodine | [138] | [100] | 1 | 5 | 60 | normal | none | 9.044 | 7.7918 | 70.4683 | 41.2109 | 35.505 | 1463.1917 | 2.8988e-16 | 29.1152 | 0.07775 | 1.6073 | 250.4665 | 0.025738 | 36.291 | 251.4773 | 3.458 | 238.1959 | 0.98627 | 20.166 | 2.6866 | 4.0824 | 0.11233 | 107.293 | 0.15739 | 245.4334 | 32.8147 | 50.6625 | 0.40741 | 0.31218 | 184.5528 | 161.3273 | 144.6854 | 227.8309 | 81.2669 | 127.2371 | 340.6283 | 82.2102 | 97.0796
4428212 | VCUG | 9 | 15f_161053_401x236x571.dat | 0.1200;0.1200;0.2828 | 401;236;571 | (-0.6410;79.1343;9.1475) | 60 | 6.3535 | 49 | 91.1347 | 60 | iodine | [138] | [100] | 1 | 5 | 60 | normal | none | 9.044 | 7.7918 | 70.4683 | 41.2109 | 35.505 | 1463.1917 | 2.7678e-16 | 32.8303 | 0.07897 | 1.7789 | 270.0677 | 0.045625 | 41.3188 | 280.9574 | 4.0004 | 252.5914 | 0 | 23.1271 | 3.1026 | 4.9318 | 0.16792 | 118.5873 | 0.11474 | 268.4852 | 36.2677 | 56.2009 | 0.55417 | 0.33423 | 206.1277 | 176.5801 | 159.499 | 240.7219 | 86.8258 | 129.3502 | 375.359 | 89.0754 | 106.3645
4428212 | VCUG | 9 | 15f_161053_401x236x571.dat | 0.1200;0.1200;0.2828 | 401;236;571 | (-0.6410;79.1343;9.1475) | 80 | 2.9 | 44 | 91.1347 | 60 | iodine | [138] | [100] | 1 | 5 | 60 | normal | none | 9.044 | 7.7918 | 70.4683 | 41.2109 | 35.505 | 1463.1917 | 3.9973e-16 | 17.3101 | 0.045848 | 1.0714 | 162.1339 | 0.058825 | 21.3914 | 148.2721 | 2.0419 | 158.1613 | 0 | 11.923 | 1.6317 | 2.664 | 0.047157 | 64.9161 | 0.092915 | 152.8002 | 19.5266 | 30.1978 | 0.29252 | 0.20827 | 109.2259 | 100.4244 | 88.0652 | 159.8695 | 53.8667 | 111.4802 | 205.6582 | 52.7951 | 60.61
4428212 | VCUG | 9 | 15f_161053_401x236x571.dat | 0.1200;0.1200;0.2828 | 401;236;571 | (-0.6410;79.1343;9.1475) | 80 | 7.702 | 57 | 91.1347 | 60 | iodine | [138] | [100] | 1 | 5 | 60 | normal | none | 9.044 | 7.7918 | 70.4683 | 41.2109 | 35.505 | 1463.1917 | 2.6715e-16 | 43.2185 | 0.10587 | 2.6152 | 306.0295 | 0.12233 | 55.3202 | 339.9388 | 6.0194 | 272.9063 | 0 | 31.2883 | 4.5693 | 7.4073 | 0.37832 | 139.6985 | 0.19209 | 312.5987 | 44.1468 | 68.5485 | 1.0086 | 0.71199 | 252.9665 | 210.5199 | 190.6586 | 260.9306 | 95.9662 | 130.5088 | 435.8909 | 101.4607 | 125.3539
4428212 | VCUG | 9 | 15f_161053_401x236x571.dat | 0.1200;0.1200;0.2828 | 401;236;571 | (-0.6410;79.1343;9.1475) | 80 | 8.502 | 60 | 91.1347 | 60 | iodine | [138] | [100] | 1 | 5 | 60 | normal | none | 9.044 | 7.7918 | 70.4683 | 41.2109 | 35.505 | 1463.1917 | 2.6053e-16 | 48.305 | 0.11563 | 2.8844 | 323.5839 | 0.028963 | 62.4338 | 368.2886 | 6.7343 | 283.4276 | 0.08701 | 34.6618 | 5.1038 | 8.3145 | 0.22755 | 149.6821 | 0.27325 | 333.0837 | 47.5488 | 73.6569 | 1.1828 | 0.67209 | 275.5438 | 225.5962 | 204.7135 | 269.3411 | 100.5121 | 131.8243 | 465.3169 | 107.3489 | 134.1809
4428212 | VCUG | 9 | 15f_161053_401x236x571.dat | 0.1200;0.1200;0.2828 | 401;236;571 | (-0.6410;79.1343;9.1475) | 110 | 3.9 | 52 | 91.1347 | 60 | iodine | [138] | [100] | 1 | 5 | 60 | normal | none | 9.044 | 7.7918 | 70.4683 | 41.2109 | 35.505 | 1463.1917 | 3.5733e-16 | 26.6401 | 0.070769 | 1.702 | 208.6815 | 0.075632 | 34.3376 | 212.2328 | 3.7226 | 191.7394 | 0.06588 | 19.1289 | 2.7848 | 4.2932 | 0.17718 | 88.2088 | 0.15495 | 204.7272 | 27.3498 | 42.5988 | 0.68429 | 0.29916 | 159.1312 | 138.0803 | 121.2543 | 191.0735 | 66.8691 | 116.4179 | 280.3819 | 68.3291 | 82.1329
4428212 | VCUG | 9 | 15f_161053_401x236x571.dat | 0.1200;0.1200;0.2828 | 401;236;571 | (-0.6410;79.1343;9.1475) | 110 | 7.85 | 62 | 91.1347 | 60 | iodine | [138] | [100] | 1 | 5 | 60 | normal | none | 9.044 | 7.7918 | 70.4683 | 41.2109 | 35.505 | 1463.1917 | 2.8539e-16 | 45.1144 | 0.11716 | 2.92 | 302.2296 | 0.17347 | 57.6623 | 339.3338 | 6.6033 | 263.5311 | 0 | 32.6639 | 4.878 | 7.6917 | 0.20064 | 136.6046 | 0.29134 | 310.3204 | 43.6042 | 67.8976 | 1.0747 | 0.7677 | 258.6605 | 212.3478 | 188.0934 | 254.8824 | 93.9429 | 127.7464 | 430.7855 | 99.88 | 125.1189
4428212 | VCUG | 9 | 15f_161053_401x236x571.dat | 0.1200;0.1200;0.2828 | 401;236;571 | (-0.6410;79.1343;9.1475) | 110 | 9.9905 | 69 | 91.1347 | 60 | iodine | [138] | [100] | 1 | 5 | 60 | normal | none | 9.044 | 7.7918 | 70.4683 | 41.2109 | 35.505 | 1463.1917 | 2.7594e-16 | 53.0049 | 0.14588 | 3.6487 | 337.5413 | 0.16317 | 69.5015 | 388.1327 | 8.3084 | 283.6993 | 0 | 39.7193 | 6.1257 | 9.3547 | 0.18652 | 155.5792 | 0.27535 | 351.9794 | 49.997 | 78.0324 | 1.3671 | 0.91891 | 301.1272 | 243.9297 | 215.2748 | 274.8597 | 103.0205 | 129.8046 | 490.475 | 111.5141 | 142.2454
4428212 | VCUG | 10 | 15f_161053_401x236x571.dat | 0.1200;0.1200;0.2828 | 401;236;571 | (0.4290;78.9646;9.2745) | 60 | 2.5 | 38 | 91.2195 | 60 | iodine | [138] | [100] | 1 | 5 | 60 | normal | none | 9.3395 | 7.7041 | 71.9517 | 42.5971 | 35.138 | 1496.776 | 4.3458e-16 | 10.4546 | 0.029707 | 0.65003 | 146.3728 | 0.05934 | 17.0601 | 102.7585 | 0.81729 | 159.7512 | 0.032288 | 13.8667 | 0.86078 | 1.1595 | 0.078777 | 29.0463 | 0.074559 | 117.789 | 6.7051 | 10.3881 | 0.14751 | 0.13241 | 73.5396 | 73.3959 | 62.7226 | 144.4089 | 43.1397 | 106.3571 | 147.9881 | 42.6285 | 46.376
4428212 | VCUG | 10 | 15f_161053_401x236x571.dat | 0.1200;0.1200;0.2828 | 401;236;571 | (0.4290;78.9646;9.2745) | 60 | 5.7448 | 47 | 91.2195 | 60 | iodine | [138] | [100] | 1 | 5 | 60 | normal | none | 9.3395 | 7.7041 | 71.9517 | 42.5971 | 35.138 | 1496.776 | 2.8216e-16 | 29.2631 | 0.077782 | 1.606 | 287.7013 | 0.089378 | 44.6164 | 251.3461 | 2.7634 | 271.2816 | 0 | 34.0483 | 2.6143 | 3.7702 | 0.23547 | 74.851 | 0.14345 | 251.8494 | 18.0546 | 29.2287 | 0.47856 | 0.4838 | 182.995 | 159.5391 | 142.9513 | 234.544 | 79.0283 | 125.2959 | 335.2203 | 82.787 | 99.2614
4428212 | VCUG | 10 | 15f_161053_401x236x571.dat | 0.1200;0.1200;0.2828 | 401;236;571 | (0.4290;78.9646;9.2745) | 60 | 6.3535 | 49 | 91.2195 | 60 | iodine | [138] | [100] | 1 | 5 | 60 | normal | none | 9.3395 | 7.7041 | 71.9517 | 42.5971 | 35.138 | 1496.776 | 2.694e-16 | 32.7857 | 0.078782 | 1.8617 | 310.3258 | 0.083875 | 50.4602 | 275.6006 | 3.3057 | 285.9755 | 0 | 38.0511 | 3.0366 | 4.3341 | 0.28463 | 83.3925 | 0.16498 | 275.2331 | 20.5215 | 32.9621 | 0.5196 | 0.34843 | 204.6728 | 174.6538 | 157.6297 | 247.3832 | 84.4232 | 127.4967 | 368.0874 | 89.3169 | 108.2568
4428212 | VCUG | 10 | 15f_161053_401x236x571.dat | 0.1200;0.1200;0.2828 | 401;236;571 | (0.4290;78.9646;9.2745) | 80 | 2.9 | 44 | 91.2195 | 60 | iodine | [138] | [100] | 1 | 5 | 60 | normal | none | 9.3395 | 7.7041 | 71.9517 | 42.5971 | 35.138 | 1496.776 | 3.8908e-16 | 17.643 | 0.044891 | 1.0534 | 183.8448 | 0.058567 | 26.7273 | 149.6666 | 1.6531 | 185.225 | 0.0062468 | 20.4591 | 1.5962 | 2.4357 | 0.11054 | 44.1479 | 0.1016 | 155.9866 | 10.7212 | 17.1094 | 0.32392 | 0.28303 | 108.261 | 99.1977 | 86.9431 | 166.1019 | 52.3289 | 109.9358 | 201.4685 | 53.7141 | 61.983
4428212 | VCUG | 10 | 15f_161053_401x236x571.dat | 0.1200;0.1200;0.2828 | 401;236;571 | (0.4290;78.9646;9.2745) | 80 | 7.702 | 57 | 91.2195 | 60 | iodine | [138] | [100] | 1 | 5 | 60 | normal | none | 9.3395 | 7.7041 | 71.9517 | 42.5971 | 35.138 | 1496.776 | 2.6004e-16 | 45.2165 | 0.10425 | 2.6353 | 348.1035 | 0.069821 | 66.1443 | 332.5365 | 5.1027 | 305.0059 | 0.012381 | 47.2162 | 4.474 | 6.6637 | 0.20066 | 104.4926 | 0.25151 | 319.7883 | 26.5846 | 44.3205 | 1.011 | 0.71263 | 252.5904 | 208.4053 | 188.6007 | 266.6374 | 93.4335 | 128.8701 | 431.6298 | 101.9752 | 127.2582
4428212 | VCUG | 10 | 15f_161053_401x236x571.dat | 0.1200;0.1200;0.2828 | 401;236;571 | (0.4290;78.9646;9.2745) | 80 | 8.502 | 60 | 91.2195 | 60 | iodine | [138] | [100] | 1 | 5 | 60 | normal | none | 9.3395 | 7.7041 | 71.9517 | 42.5971 | 35.138 | 1496.776 | 2.536e-16 | 49.1288 | 0.11085 | 2.9172 | 368.2751 | 0.17803 | 69.9768 | 361.4927 | 5.8281 | 315.9246 | 0 | 51.0965 | 4.9708 | 7.3565 | 0.32524 | 113.6876 | 0.26258 | 340.2307 | 28.7991 | 48.6083 | 1.1771 | 0.78885 | 272.5726 | 223.4057 | 202.5881 | 277.8334 | 97.8993 | 130.0001 | 461.162 | 107.7427 | 136.232
4428212 | VCUG | 10 | 15f_161053_401x236x571.dat | 0.1200;0.1200;0.2828 | 401;236;571 | (0.4290;78.9646;9.2745) | 110 | 3.9 | 52 | 91.2195 | 60 | iodine | [138] | [100] | 1 | 5 | 60 | normal | none | 9.3395 | 7.7041 | 71.9517 | 42.5971 | 35.138 | 1496.776 | 3.4781e-16 | 26.3299 | 0.066787 | 1.7261 | 235.8157 | 0.092691 | 39.4411 | 209.2178 | 3.2075 | 219.5712 | 0 | 29.4701 | 2.732 | 3.9734 | 0.13321 | 64.3944 | 0.1812 | 209.6635 | 16.459 | 26.8063 | 0.5524 | 0.438 | 158.0232 | 136.6625 | 119.9196 | 197.2346 | 65.0054 | 114.8923 | 276.496 | 68.9634 | 83.4889
4428212 | VCUG | 10 | 15f_161053_401x236x571.dat | 0.1200;0.1200;0.2828 | 401;236;571 | (0.4290;78.9646;9.2745) | 110 | 7.85 | 62 | 91.2195 | 60 | iodine | [138] | [100] | 1 | 5 | 60 | normal | none | 9.3395 | 7.7041 | 71.9517 | 42.5971 | 35.138 | 1496.776 | 2.7777e-16 | 45.5837 | 0.11222 | 2.9321 | 342.8605 | 0.083478 | 66.5071 | 333.7956 | 5.6967 | 293.8388 | 0.15097 | 47.1533 | 4.8482 | 6.8098 | 0.24562 | 104.7935 | 0.29203 | 316.3282 | 27.2365 | 45.5981 | 1.2224 | 0.87301 | 255.5307 | 210.3676 | 186.2068 | 261.3676 | 91.5077 | 126.0556 | 427.1806 | 100.3785 | 127.0832
4428212 | VCUG | 10 | 15f_161053_401x236x571.dat | 0.1200;0.1200;0.2828 | 401;236;571 | (0.4290;78.9646;9.2745) | 110 | 9.9905 | 69 | 91.2195 | 60 | iodine | [138] | [100] | 1 | 5 | 60 | normal | none | 9.3395 | 7.7041 | 71.9517 | 42.5971 | 35.138 | 1496.776 | 2.6858e-16 | 53.5662 | 0.13129 | 3.6445 | 381.7059 | 0.20721 | 80.0421 | 390.8651 | 7.3061 | 313.5149 | 0 | 55.0443 | 5.9028 | 9.3408 | 0.42329 | 121.8428 | 0.32936 | 357.9629 | 32.2108 | 54.5677 | 1.6185 | 0.79387 | 300.9713 | 241.8096 | 213.2792 | 282.3225 | 100.3618 | 127.8455 | 487.2224 | 112.152 | 145.305
4428212 | VCUG | 11 | 15f_161053_401x236x571.dat | 0.1200;0.1200;0.2828 | 401;236;571 | (0.1992;74.2800;19.4412) | 60 | 2.5 | 38 | 87.56 | 60 | iodine | [138] | [75] | 1 | 5 | 60 | normal | none | 10.6577 | 14.0003 | 149.2115 | 46.6594 | 61.2935 | 2859.9187 | 2.144e-16 | 542.572 | 0.19476 | 23.2551 | 139.6331 | 0.49033 | 157.5945 | 162.9675 | 87.9458 | 867.0051 | 0.69798 | 175.1874 | 165.9152 | 108.8922 | 1.3788 | 321.131 | 1.2857 | 188.3401 | 519.4848 | 164.7165 | 13.4484 | 6.8912 | 117.9312 | 174.3106 | 143.6515 | 163.3726 | 78.7269 | 191.8418 | 226.3709 | 197.6476 | 136.6206
4428212 | VCUG | 11 | 15f_161053_401x236x571.dat | 0.1200;0.1200;0.2828 | 401;236;571 | (0.1992;74.2800;19.4412) | 60 | 5.7448 | 47 | 87.56 | 60 | iodine | [138] | [75] | 1 | 5 | 60 | normal | none | 10.6577 | 14.0003 | 149.2115 | 46.6594 | 61.2935 | 2859.9187 | 1.3919e-16 | 997.6407 | 0.59846 | 58.4201 | 311.9082 | 1.2176 | 380.0317 | 379.5647 | 208.1711 | 1390.6332 | 0.27512 | 385.5566 | 315.9387 | 255.984 | 4.3557 | 675.3006 | 3.5559 | 417.7144 | 897.7042 | 370.2464 | 36.5893 | 19.2142 | 278.9313 | 360.1078 | 313.5595 | 308.1632 | 138.7778 | 228.4147 | 502.0031 | 376.9296 | 288.64
4428212 | VCUG | 11 | 15f_161053_401x236x571.dat | 0.1200;0.1200;0.2828 | 401;236;571 | (0.1992;74.2800;19.4412) | 60 | 6.3535 | 49 | 87.56 | 60 | iodine | [138] | [75] | 1 | 5 | 60 | normal | none | 10.6577 | 14.0003 | 149.2115 | 46.6594 | 61.2935 | 2859.9187 | 1.329e-16 | 1058.5422 | 0.70011 | 65.4177 | 341.6184 | 1.4333 | 419.5267 | 408.4808 | 231.6483 | 1453.2005 | 0 | 421.7013 | 338.1496 | 278.5483 | 5.1907 | 734.2903 | 4.1813 | 457.736 | 944.697 | 407.5929 | 41.599 | 23.1377 | 306.8328 | 391.7567 | 343.8566 | 330.0929 | 147.7573 | 232.6791 | 553.6955 | 404.3814 | 313.5715
4428212 | VCUG | 11 | 15f_161053_401x236x571.dat | 0.1200;0.1200;0.2828 | 401;236;571 | (0.1992;74.2800;19.4412) | 80 | 2.9 | 44 | 87.56 | 60 | iodine | [138] | [75] | 1 | 5 | 60 | normal | none | 10.6577 | 14.0003 | 149.2115 | 46.6594 | 61.2935 | 2859.9187 | 1.9195e-16 | 656.4785 | 0.38234 | 35.2756 | 189.8739 | 0.81225 | 226.1285 | 220.106 | 125.4087 | 975.2621 | 0.95406 | 235.6831 | 203.711 | 151.7491 | 2.6437 | 416.3827 | 2.1196 | 255.0998 | 604.798 | 223.7528 | 21.5756 | 10.7419 | 168.6287 | 228.2827 | 193.5235 | 199.6813 | 93.9973 | 199.3203 | 301.5706 | 244.0387 | 179.2262
4428212 | VCUG | 11 | 15f_161053_401x236x571.dat | 0.1200;0.1200;0.2828 | 401;236;571 | (0.1992;74.2800;19.4412) | 80 | 7.702 | 57 | 87.56 | 60 | iodine | [138] | [75] | 1 | 5 | 60 | normal | none | 10.6577 | 14.0003 | 149.2115 | 46.6594 | 61.2935 | 2859.9187 | 1.2827e-16 | 1159.772 | 1.1403 | 85.3769 | 403.3162 | 3.4056 | 509.9145 | 484.0231 | 280.9071 | 1512.3969 | 0.45186 | 491.3594 | 373.1837 | 328.8229 | 6.5507 | 828.8206 | 5.7857 | 539.0258 | 997.9995 | 477.256 | 53.9766 | 28.755 | 368.6307 | 458.9059 | 404.3533 | 370.8073 | 162.788 | 235.6609 | 638.4593 | 450.7713 | 363.7512
4428212 | VCUG | 11 | 15f_161053_401x236x571.dat | 0.1200;0.1200;0.2828 | 401;236;571 | (0.1992;74.2800;19.4412) | 80 | 8.502 | 60 | 87.56 | 60 | iodine | [138] | [75] | 1 | 5 | 60 | normal | none | 10.6577 | 14.0003 | 149.2115 | 46.6594 | 61.2935 | 2859.9187 | 1.2508e-16 | 1218.6147 | 1.2905 | 93.4807 | 430.8522 | 3.7816 | 552.7377 | 526.9152 | 302.1634 | 1552.2288 | 1.9785 | 524.157 | 390.8153 | 355.4393 | 7.3727 | 875.8868 | 6.6298 | 575.826 | 1032.5807 | 510.2864 | 59.1056 | 32.3613 | 401.592 | 489.0148 | 432.0237 | 390.4599 | 170.1858 | 238.479 | 678.9882 | 474.6728 | 388.1741
4428212 | VCUG | 11 | 15f_161053_401x236x571.dat | 0.1200;0.1200;0.2828 | 401;236;571 | (0.1992;74.2800;19.4412) | 110 | 3.9 | 52 | 87.56 | 60 | iodine | [138] | [75] | 1 | 5 | 60 | normal | none | 10.6577 | 14.0003 | 149.2115 | 46.6594 | 61.2935 | 2859.9187 | 1.7159e-16 | 800.5791 | 0.7205 | 54.4752 | 260.7754 | 1.6675 | 323.571 | 313.9142 | 175.8861 | 1121.6966 | 0.17621 | 318.1103 | 255.2855 | 210.1484 | 4.1604 | 544.1164 | 3.6592 | 348.5553 | 717.5898 | 303.1326 | 33.3502 | 17.5309 | 235.9369 | 305.5649 | 260.2679 | 255.5421 | 115.2143 | 208.9965 | 409.6842 | 307.4834 | 239.5247
4428212 | VCUG | 11 | 15f_161053_401x236x571.dat | 0.1200;0.1200;0.2828 | 401;236;571 | (0.1992;74.2800;19.4412) | 110 | 7.85 | 62 | 87.56 | 60 | iodine | [138] | [75] | 1 | 5 | 60 | normal | none | 10.6577 | 14.0003 | 149.2115 | 46.6594 | 61.2935 | 2859.9187 | 1.3704e-16 | 1131.7993 | 1.3727 | 90.6534 | 400.0119 | 2.9467 | 518.9347 | 495.8974 | 278.9947 | 1451.3447 | 1.5904 | 485.1048 | 363.8249 | 328.0248 | 6.625 | 812.9836 | 6.6246 | 534.2224 | 962.1389 | 469.8682 | 54.959 | 28.97 | 378.507 | 459.6126 | 396.2668 | 365.5874 | 159.3578 | 231.1513 | 628.3858 | 441.7608 | 361.938
4428212 | VCUG | 11 | 15f_161053_401x236x571.dat | 0.1200;0.1200;0.2828 | 401;236;571 | (0.1992;74.2800;19.4412) | 110 | 9.9905 | 69 | 87.56 | 60 | iodine | [138] | [75] | 1 | 5 | 60 | normal | none | 10.6577 | 14.0003 | 149.2115 | 46.6594 | 61.2935 | 2859.9187 | 1.325e-16 | 1227.7549 | 1.6824 | 109.1531 | 457.4723 | 4.5088 | 597.1079 | 567.3423 | 322.5158 | 1522.5429 | 2.6605 | 550.0067 | 399.2468 | 371.7377 | 8.7176 | 904.1372 | 7.9448 | 609.1983 | 1025.4184 | 534.1806 | 67.3039 | 36.5504 | 432.6198 | 522.2791 | 449.1199 | 406.5736 | 174.0801 | 235.3606 | 710.1552 | 486.2803 | 408.9985
4428212 | VCUG | 12 | 15f_161053_401x236x571.dat | 0.1200;0.1200;0.2828 | 401;236;571 | (0.1992;74.2800;19.4412) | 60 | 2.5 | 38 | 87.56 | 60 | iodine | [138] | [10] | 1 | 5 | 60 | normal | none | 10.6577 | 14.0003 | 149.2115 | 46.6594 | 61.2935 | 2859.9187 | 2.144e-16 | 542.572 | 0.19476 | 23.2574 | 139.899 | 0.49033 | 157.5991 | 167.0252 | 87.9458 | 867.0051 | 0.69798 | 175.192 | 165.9198 | 108.8922 | 1.3788 | 321.145 | 1.2857 | 188.7831 | 519.5314 | 164.7258 | 13.4484 | 6.8912 | 139.5865 | 174.7133 | 144.0208 | 163.5448 | 78.9177 | 191.917 | 227.9847 | 197.8011 | 137.9166
4428212 | VCUG | 12 | 15f_161053_401x236x571.dat | 0.1200;0.1200;0.2828 | 401;236;571 | (0.1992;74.2800;19.4412) | 60 | 5.7448 | 47 | 87.56 | 60 | iodine | [138] | [10] | 1 | 5 | 60 | normal | none | 10.6577 | 14.0003 | 149.2115 | 46.6594 | 61.2935 | 2859.9187 | 1.3919e-16 | 997.6407 | 0.59855 | 58.4223 | 312.7991 | 1.2176 | 380.0317 | 388.7752 | 208.1711 | 1390.6332 | 0.27512 | 385.571 | 315.9387 | 255.984 | 4.3557 | 675.3581 | 3.5559 | 419.137 | 897.7042 | 370.2751 | 36.5893 | 19.2142 | 328.7487 | 361.2995 | 314.6888 | 308.6472 | 139.3419 | 228.6579 | 503.4543 | 377.1263 | 291.6611
4428212 | VCUG | 12 | 15f_161053_401x236x571.dat | 0.1200;0.1200;0.2828 | 401;236;571 | (0.1992;74.2800;19.4412) | 60 | 6.3535 | 49 | 87.56 | 60 | iodine | [138] | [10] | 1 | 5 | 60 | normal | none | 10.6577 | 14.0003 | 149.2115 | 46.6594 | 61.2935 | 2859.9187 | 1.329e-16 | 1058.6174 | 0.70011 | 65.4237 | 342.6267 | 1.4333 | 419.5944 | 419.6923 | 231.6483 | 1453.2005 | 0 | 421.7314 | 338.1496 | 278.5483 | 5.1907 | 734.373 | 4.1813 | 459.3763 | 944.7722 | 407.6305 | 41.599 | 23.1377 | 365.486 | 393.1315 | 345.169 | 330.7457 | 148.4097 | 232.9581 | 555.682 | 404.652 | 317.1553
4428212 | VCUG | 12 | 15f_161053_401x236x571.dat | 0.1200;0.1200;0.2828 | 401;236;571 | (0.1992;74.2800;19.4412) | 80 | 2.9 | 44 | 87.56 | 60 | iodine | [138] | [10] | 1 | 5 | 60 | normal | none | 10.6577 | 14.0003 | 149.2115 | 46.6594 | 61.2935 | 2859.9187 | 1.9195e-16 | 656.4785 | 0.38264 | 35.2772 | 190.572 | 0.81225 | 226.1702 | 227.2486 | 125.4087 | 975.3142 | 0.95406 | 235.6935 | 203.7162 | 151.7491 | 2.6437 | 416.4453 | 2.1196 | 255.9438 | 604.798 | 223.7789 | 21.5756 | 10.7419 | 198.7982 | 229.0013 | 194.2093 | 200.0515 | 94.3297 | 199.4504 | 303.7535 | 244.2726 | 181.215
4428212 | VCUG | 12 | 15f_161053_401x236x571.dat | 0.1200;0.1200;0.2828 | 401;236;571 | (0.1992;74.2800;19.4412) | 80 | 7.702 | 57 | 87.56 | 60 | iodine | [138] | [10] | 1 | 5 | 60 | normal | none | 10.6577 | 14.0003 | 149.2115 | 46.6594 | 61.2935 | 2859.9187 | 1.2827e-16 | 1159.9279 | 1.1406 | 85.3847 | 405.1094 | 3.4106 | 510.1718 | 496.6453 | 280.9149 | 1512.5528 | 0.45186 | 491.414 | 373.1837 | 328.8229 | 6.5507 | 828.9766 | 5.7857 | 541.3335 | 998.0775 | 477.3262 | 53.9782 | 28.755 | 436.1307 | 460.8874 | 406.2789 | 371.9371 | 163.7064 | 236.0379 | 646.8325 | 451.6302 | 368.0515
4428212 | VCUG | 12 | 15f_161053_401x236x571.dat | 0.1200;0.1200;0.2828 | 401;236;571 | (0.1992;74.2800;19.4412) | 80 | 8.502 | 60 | 87.56 | 60 | iodine | [138] | [10] | 1 | 5 | 60 | normal | none | 10.6577 | 14.0003 | 149.2115 | 46.6594 | 61.2935 | 2859.9187 | 1.2508e-16 | 1218.7746 | 1.29 | 93.4887 | 432.8269 | 3.7816 | 552.7696 | 543.6158 | 302.1634 | 1552.3887 | 1.9785 | 524.229 | 390.8233 | 355.4633 | 7.4182 | 876.1267 | 6.6298 | 578.4722 | 1032.5807 | 510.3824 | 59.1056 | 32.3677 | 474.0709 | 491.259 | 434.185 | 391.5077 | 171.2125 | 238.9043 | 687.1906 | 475.5142 | 393.0599
4428212 | VCUG | 12 | 15f_161053_401x236x571.dat | 0.1200;0.1200;0.2828 | 401;236;571 | (0.1992;74.2800;19.4412) | 110 | 3.9 | 52 | 87.56 | 60 | iodine | [138] | [10] | 1 | 5 | 60 | normal | none | 10.6577 | 14.0003 | 149.2115 | 46.6594 | 61.2935 | 2859.9187 | 1.7159e-16 | 800.5791 | 0.72056 | 54.4839 | 261.8943 | 1.6675 | 323.5827 | 318.4483 | 175.892 | 1121.8132 | 0.17621 | 318.1453 | 255.2913 | 210.1659 | 4.1604 | 544.2038 | 3.6592 | 349.8899 | 717.5898 | 303.1676 | 33.3502 | 17.4855 | 276.4233 | 306.7557 | 261.4055 | 256.2307 | 115.7625 | 209.2173 | 415.751 | 308.0636 | 241.8735
4428212 | VCUG | 12 | 15f_161053_401x236x571.dat | 0.1200;0.1200;0.2828 | 401;236;571 | (0.1992;74.2800;19.4412) | 110 | 7.85 | 62 | 87.56 | 60 | iodine | [138] | [10] | 1 | 5 | 60 | normal | none | 10.6577 | 14.0003 | 149.2115 | 46.6594 | 61.2935 | 2859.9187 | 1.3704e-16 | 1131.7263 | 1.3738 | 90.6607 | 401.8873 | 2.9467 | 519.1099 | 508.2078 | 279.002 | 1451.4906 | 1.5904 | 485.1705 | 363.8322 | 328.0467 | 6.625 | 813.2025 | 6.6246 | 536.5794 | 962.1389 | 469.9777 | 54.9598 | 28.97 | 440.9274 | 461.6877 | 398.2697 | 366.6852 | 160.3009 | 231.5336 | 639.1492 | 442.784 | 366.0588
4428212 | VCUG | 12 | 15f_161053_401x236x571.dat | 0.1200;0.1200;0.2828 | 401;236;571 | (0.1992;74.2800;19.4412) | 110 | 9.9905 | 69 | 87.56 | 60 | iodine | [138] | [10] | 1 | 5 | 60 | normal | none | 10.6577 | 14.0003 | 149.2115 | 46.6594 | 61.2935 | 2859.9187 | 1.325e-16 | 1227.7549 | 1.6825 | 109.1606 | 459.993 | 4.5088 | 597.5985 | 578.6478 | 322.5385 | 1522.7693 | 2.6605 | 550.0973 | 399.2468 | 371.7377 | 8.7176 | 904.3636 | 7.9433 | 612.2246 | 1025.4938 | 534.3843 | 67.3039 | 36.5443 | 507.313 | 524.8505 | 451.6241 | 407.7369 | 175.2284 | 235.8229 | 723.6871 | 487.5734 | 413.7153
4428212 | VCUG | 1 | 15m_167056_407x225x586.dat | 0.1250;0.1250;0.2832 | 407;225;586 | (0.1462;74.1875;20.3501) | 60 | 2.5 | 38 | 87.375 | 60 | iodine | [138] | [0] | 1 | 5 | 65 | normal | none | 11.3116 | 15.3976 | 174.1704 | 49.4174 | 67.2681 | 3324.2128 | 1.8414e-16 | 461.8015 | 0.17305 | 21.8992 | 196.7373 | 0.61517 | 127.8564 | 155.4001 | 97.7604 | 787.1555 | 2.0589 | 135.4972 | 221.6689 | 100.7635 | 1.7875 | 286.5365 | 1.1193 | 195.5589 | 596.2723 | 188.9933 | 18.9129 | 8.2354 | 349.3895 | 206.7157 | 160.2255 | 318.7546 | 141.8978 | 209.8832 | 430.5597 | 213.4628 | 165.8387
4428212 | VCUG | 1 | 15m_167056_407x225x586.dat | 0.1250;0.1250;0.2832 | 407;225;586 | (0.1462;74.1875;20.3501) | 60 | 5.7448 | 47 | 87.375 | 60 | iodine | [138] | [0] | 1 | 5 | 65 | normal | none | 11.3116 | 15.3976 | 174.1704 | 49.4174 | 67.2681 | 3324.2128 | 1.1955e-16 | 894.6996 | 0.54349 | 52.0717 | 404.0787 | 1.5018 | 339.5024 | 340.9578 | 237.9536 | 1332.8481 | 0.075164 | 318.95 | 423.8447 | 251.3708 | 3.5975 | 631.1998 | 3.2386 | 454.9618 | 1008.9628 | 422.3641 | 54.1638 | 22.6176 | 706.8344 | 422.5579 | 347.6986 | 550.8166 | 234.5128 | 250.2244 | 764.9196 | 407.5837 | 341.1847
4428212 | VCUG | 1 | 15m_167056_407x225x586.dat | 0.1250;0.1250;0.2832 | 407;225;586 | (0.1462;74.1875;20.3501) | 60 | 6.3535 | 49 | 87.375 | 60 | iodine | [138] | [0] | 1 | 5 | 65 | normal | none | 11.3116 | 15.3976 | 174.1704 | 49.4174 | 67.2681 | 3324.2128 | 1.1413e-16 | 959.6023 | 0.63128 | 61.3438 | 438.7692 | 1.7579 | 373.0726 | 367.9293 | 263.9345 | 1402.7788 | 0.34943 | 352.5785 | 453.5505 | 279.6533 | 4.3385 | 690.1041 | 4.024 | 503.1253 | 1061.6784 | 462.8294 | 61.4787 | 26.4758 | 758.1489 | 458.6989 | 380.6732 | 580.9797 | 247.8391 | 255.1111 | 811.8856 | 436.8602 | 369.9592
4428212 | VCUG | 1 | 15m_167056_407x225x586.dat | 0.1250;0.1250;0.2832 | 407;225;586 | (0.1462;74.1875;20.3501) | 80 | 2.9 | 44 | 87.375 | 60 | iodine | [138] | [0] | 1 | 5 | 65 | normal | none | 11.3116 | 15.3976 | 174.1704 | 49.4174 | 67.2681 | 3324.2128 | 1.6486e-16 | 572.7018 | 0.37143 | 32.9937 | 256.3525 | 0.86395 | 202.1304 | 207.5593 | 141.3694 | 908.5345 | 0.0043897 | 190.8602 | 271.9052 | 147.6657 | 1.9186 | 382.7151 | 2.0345 | 273.7674 | 686.951 | 254.7269 | 32.2409 | 12.9584 | 442.3661 | 268.4354 | 214.4634 | 376.1742 | 164.6331 | 218.3779 | 522.2102 | 265.694 | 214.7242
4428212 | VCUG | 1 | 15m_167056_407x225x586.dat | 0.1250;0.1250;0.2832 | 407;225;586 | (0.1462;74.1875;20.3501) | 80 | 7.702 | 57 | 87.375 | 60 | iodine | [138] | [0] | 1 | 5 | 65 | normal | none | 11.3116 | 15.3976 | 174.1704 | 49.4174 | 67.2681 | 3324.2128 | 1.1015e-16 | 1063.9729 | 1.0927 | 78.8901 | 508.7098 | 2.2037 | 464.4895 | 435.7387 | 321.5341 | 1484.3874 | 0.68727 | 422.0849 | 499.1867 | 335.3875 | 6.506 | 799.1054 | 6.0695 | 599.1747 | 1118.5333 | 539.7393 | 82.2618 | 35.5596 | 855.2908 | 534.0456 | 445.0868 | 633.1043 | 268.5507 | 259.9113 | 874.9997 | 487.5928 | 425.6933
4428212 | VCUG | 1 | 15m_167056_407x225x586.dat | 0.1250;0.1250;0.2832 | 407;225;586 | (0.1462;74.1875;20.3501) | 80 | 8.502 | 60 | 87.375 | 60 | iodine | [138] | [0] | 1 | 5 | 65 | normal | none | 11.3116 | 15.3976 | 174.1704 | 49.4174 | 67.2681 | 3324.2128 | 1.0742e-16 | 1127.147 | 1.2494 | 89.1682 | 539.9935 | 3.0025 | 512.4013 | 460.5496 | 347.1367 | 1535.0722 | 4.0282 | 453.6701 | 522.7624 | 367.0303 | 8.4092 | 851.8021 | 6.8761 | 643.967 | 1154.6088 | 577.9374 | 89.5155 | 39.1132 | 904.9851 | 568.1179 | 474.7966 | 659.338 | 279.1855 | 262.6767 | 914.9458 | 515.2299 | 452.477
4428212 | VCUG | 1 | 15m_167056_407x225x586.dat | 0.1250;0.1250;0.2832 | 407;225;586 | (0.1462;74.1875;20.3501) | 110 | 3.9 | 52 | 87.375 | 60 | iodine | [138] | [0] | 1 | 5 | 65 | normal | none | 11.3116 | 15.3976 | 174.1704 | 49.4174 | 67.2681 | 3324.2128 | 1.4737e-16 | 719.8937 | 0.70687 | 51.5434 | 336.733 | 1.6284 | 289.4028 | 278.5118 | 201.2092 | 1069.4923 | 2.1667 | 267.5122 | 340.8723 | 211.1028 | 4.173 | 516.228 | 3.514 | 380.6975 | 807.4969 | 348.0583 | 49.0001 | 22.6214 | 571.0971 | 356.7965 | 286.837 | 452.9755 | 196.0073 | 229.6996 | 632.4126 | 334.2426 | 282.5714
4428212 | VCUG | 1 | 15m_167056_407x225x586.dat | 0.1250;0.1250;0.2832 | 407;225;586 | (0.1462;74.1875;20.3501) | 110 | 7.85 | 62 | 87.375 | 60 | iodine | [138] | [0] | 1 | 5 | 65 | normal | none | 11.3116 | 15.3976 | 174.1704 | 49.4174 | 67.2681 | 3324.2128 | 1.1769e-16 | 1039.8611 | 1.2808 | 87.485 | 502.9111 | 3.3908 | 467.81 | 428.0442 | 320.6762 | 1426.474 | 2.4958 | 419.9295 | 485.2629 | 335.4355 | 8.2105 | 783.779 | 6.6561 | 594.6446 | 1074.6138 | 531.274 | 82.2126 | 36.5727 | 838.6185 | 533.4376 | 434.775 | 620.9272 | 262.2789 | 254.6237 | 850.6332 | 477.3138 | 420.5613
4428212 | VCUG | 1 | 15m_167056_407x225x586.dat | 0.1250;0.1250;0.2832 | 407;225;586 | (0.1462;74.1875;20.3501) | 110 | 9.9905 | 69 | 87.375 | 60 | iodine | [138] | [0] | 1 | 5 | 65 | normal | none | 11.3116 | 15.3976 | 174.1704 | 49.4174 | 67.2681 | 3324.2128 | 1.138e-16 | 1140.9754 | 1.6164 | 103.1483 | 570.4877 | 3.623 | 557.8952 | 483.6052 | 371.9682 | 1521.5642 | 0.28629 | 482.9813 | 531.4095 | 386.8631 | 9.1092 | 887.1031 | 7.882 | 682.4323 | 1142.9966 | 605.717 | 99.1411 | 43.6952 | 925.1532 | 604.1132 | 491.2167 | 671.9375 | 282.9745 | 259.9608 | 934.9953 | 528.5979 | 473.0597
4428212 | VCUG | 2 | 15m_167056_407x225x586.dat | 0.1250;0.1250;0.2832 | 407;225;586 | (0.0769;80.8597;4.6619) | 60 | 2.5 | 38 | 92.4004 | 60 | iodine | [138] | [10] | 0 | 5 | 65 | normal | none | 9.0655 | 6.4937 | 58.8682 | 41.8827 | 30.0008 | 1256.5164 | 5.0893e-16 | 1.5342 | 0.014201 | 0.16124 | 95.487 | 0.052457 | 1.9806 | 63.4864 | 0.24974 | 10.0274 | 0 | 1.1863 | 0.21406 | 0.25898 | 0.02016 | 7.7488 | 0.0373 | 51.0583 | 2.8393 | 3.7296 | 0.020962 | 0.041155 | 197.8277 | 60.5618 | 52.099 | 77.6722 | 63.5156 | 82.0651 | 188.2527 | 27.0297 | 36.8557
4428212 | VCUG | 2 | 15m_167056_407x225x586.dat | 0.1250;0.1250;0.2832 | 407;225;586 | (0.0769;80.8597;4.6619) | 60 | 5.7448 | 47 | 92.4004 | 60 | iodine | [138] | [10] | 0 | 5 | 65 | normal | none | 9.0655 | 6.4937 | 58.8682 | 41.8827 | 30.0008 | 1256.5164 | 3.3045e-16 | 5.3258 | 0.036151 | 0.44794 | 188.8765 | 0.03672 | 7.1939 | 159.5043 | 0.75755 | 26.4937 | 0.023328 | 3.9026 | 0.65111 | 0.68785 | 0.099985 | 22.2667 | 0.06818 | 128.2528 | 7.6311 | 11.1442 | 0.12967 | 0.13298 | 418.9454 | 130.83 | 118.4572 | 139.8164 | 108.1274 | 97.3876 | 393.8583 | 54.2177 | 78.2067
4428212 | VCUG | 2 | 15m_167056_407x225x586.dat | 0.1250;0.1250;0.2832 | 407;225;586 | (0.0769;80.8597;4.6619) | 60 | 6.3535 | 49 | 92.4004 | 60 | iodine | [138] | [10] | 0 | 5 | 65 | normal | none | 9.0655 | 6.4937 | 58.8682 | 41.8827 | 30.0008 | 1256.5164 | 3.1551e-16 | 6.3311 | 0.043996 | 0.50024 | 204.2525 | 0.030326 | 8.0651 | 176.7475 | 0.977 | 30.0504 | 0 | 4.5771 | 0.7493 | 0.89878 | 0.12484 | 25.7798 | 0.077849 | 143.1602 | 8.6382 | 13.1661 | 0.18415 | 0.047264 | 457.8034 | 143.0318 | 130.5194 | 149.8798 | 114.5628 | 99.1586 | 429.0877 | 58.9232 | 85.4456
4428212 | VCUG | 2 | 15m_167056_407x225x586.dat | 0.1250;0.1250;0.2832 | 407;225;586 | (0.0769;80.8597;4.6619) | 80 | 2.9 | 44 | 92.4004 | 60 | iodine | [138] | [10] | 0 | 5 | 65 | normal | none | 9.0655 | 6.4937 | 58.8682 | 41.8827 | 30.0008 | 1256.5164 | 4.5564e-16 | 3.512 | 0.022658 | 0.29018 | 120.8693 | 0.037521 | 4.6822 | 93.431 | 0.50979 | 15.9204 | 0 | 2.4313 | 0.4202 | 0.53801 | 0.036834 | 13.4084 | 0.050254 | 75.7417 | 4.5481 | 6.5892 | 0.10941 | 0.089307 | 260.4902 | 81.4774 | 72.0171 | 93.8396 | 74.5348 | 85.2445 | 243.2398 | 34.6466 | 48.9049
4428212 | VCUG | 2 | 15m_167056_407x225x586.dat | 0.1250;0.1250;0.2832 | 407;225;586 | (0.0769;80.8597;4.6619) | 80 | 7.702 | 57 | 92.4004 | 60 | iodine | [138] | [10] | 0 | 5 | 65 | normal | none | 9.0655 | 6.4937 | 58.8682 | 41.8827 | 30.0008 | 1256.5164 | 3.0454e-16 | 10.0528 | 0.057618 | 0.7111 | 232.4837 | 0.040438 | 12.8032 | 220.8236 | 1.5602 | 39.0291 | 0.034974 | 7.2594 | 1.214 | 1.2768 | 0.19026 | 35.1249 | 0.077654 | 176.8985 | 11.4244 | 18.0924 | 0.25216 | 0.27112 | 528.8601 | 170.1536 | 155.6692 | 167.1259 | 124.7496 | 100.7551 | 477.1102 | 66.8735 | 100.4816
4428212 | VCUG | 2 | 15m_167056_407x225x586.dat | 0.1250;0.1250;0.2832 | 407;225;586 | (0.0769;80.8597;4.6619) | 80 | 8.502 | 60 | 92.4004 | 60 | iodine | [138] | [10] | 0 | 5 | 65 | normal | none | 9.0655 | 6.4937 | 58.8682 | 41.8827 | 30.0008 | 1256.5164 | 2.9701e-16 | 10.8883 | 0.059329 | 0.75914 | 245.4595 | 0.10025 | 14.7579 | 240.6314 | 1.855 | 42.6893 | 0 | 8.2008 | 1.362 | 1.6125 | 0.12079 | 39.1608 | 0.095173 | 191.5078 | 12.7401 | 19.836 | 0.34572 | 0.2421 | 563.1196 | 182.1504 | 166.9904 | 175.1047 | 129.913 | 101.8865 | 499.7876 | 70.4951 | 107.2753
4428212 | VCUG | 2 | 15m_167056_407x225x586.dat | 0.1250;0.1250;0.2832 | 407;225;586 | (0.0769;80.8597;4.6619) | 110 | 3.9 | 52 | 92.4004 | 60 | iodine | [138] | [10] | 0 | 5 | 65 | normal | none | 9.0655 | 6.4937 | 58.8682 | 41.8827 | 30.0008 | 1256.5164 | 4.0733e-16 | 6.1923 | 0.038544 | 0.46242 | 156.9287 | 0.033305 | 8.1076 | 139.0244 | 1.0098 | 24.1045 | 0.36494 | 4.4394 | 0.74676 | 0.93791 | 0.058891 | 21.3249 | 0.065693 | 110.7256 | 7.1099 | 11.0124 | 0.16111 | 0.14566 | 345.1981 | 111.8688 | 99.0057 | 116.5059 | 89.8772 | 89.4911 | 319.9852 | 45.2563 | 66.1899
4428212 | VCUG | 2 | 15m_167056_407x225x586.dat | 0.1250;0.1250;0.2832 | 407;225;586 | (0.0769;80.8597;4.6619) | 110 | 7.85 | 62 | 92.4004 | 60 | iodine | [138] | [10] | 0 | 5 | 65 | normal | none | 9.0655 | 6.4937 | 58.8682 | 41.8827 | 30.0008 | 1256.5164 | 3.2532e-16 | 10.9157 | 0.058656 | 0.77966 | 229.4779 | 0.057217 | 13.6997 | 222.1528 | 1.9006 | 40.0589 | 0 | 8.0985 | 1.382 | 1.6703 | 0.12591 | 36.4071 | 0.11548 | 178.5559 | 11.8883 | 18.8211 | 0.33213 | 0.21101 | 522.5606 | 171.695 | 153.3703 | 164.7091 | 122.0159 | 98.9494 | 467.5687 | 66.1168 | 100.1915
4428212 | VCUG | 2 | 15m_167056_407x225x586.dat | 0.1250;0.1250;0.2832 | 407;225;586 | (0.0769;80.8597;4.6619) | 110 | 9.9905 | 69 | 92.4004 | 60 | iodine | [138] | [10] | 0 | 5 | 65 | normal | none | 9.0655 | 6.4937 | 58.8682 | 41.8827 | 30.0008 | 1256.5164 | 3.1457e-16 | 13.1837 | 0.069183 | 1.0477 | 256.5936 | 0.10212 | 18.8682 | 263.1327 | 2.4081 | 47.9382 | 0 | 10.2549 | 1.7543 | 2.1228 | 0.02713 | 44.3492 | 0.13161 | 208.7921 | 14.1647 | 22.7961 | 0.40182 | 0.30894 | 586.9575 | 196.9649 | 175.2485 | 181.8096 | 132.2607 | 100.9653 | 520.0728 | 74.1267 | 114.1945
4428212 | VCUG | 3 | 15m_167056_407x225x586.dat | 0.1250;0.1250;0.2832 | 407;225;586 | (0.0769;80.8597;4.6619) | 60 | 2.5 | 38 | 92.4004 | 60 | iodine | [138] | [30] | 0 | 5 | 65 | normal | none | 9.0655 | 6.4937 | 58.8682 | 41.8827 | 30.0008 | 1256.5164 | 5.0893e-16 | 1.5367 | 0.01428 | 0.16043 | 95.1353 | 0.052457 | 1.9918 | 60.6039 | 0.25013 | 10.0122 | 0 | 1.1812 | 0.21325 | 0.25856 | 0.02016 | 7.7233 | 0.0373 | 50.4512 | 2.8385 | 3.731 | 0.020962 | 0.041155 | 184.8789 | 60.2632 | 51.8418 | 77.5021 | 63.3267 | 82.0214 | 184.3936 | 26.7032 | 35.9866
4428212 | VCUG | 3 | 15m_167056_407x225x586.dat | 0.1250;0.1250;0.2832 | 407;225;586 | (0.0769;80.8597;4.6619) | 60 | 5.7448 | 47 | 92.4004 | 60 | iodine | [138] | [30] | 0 | 5 | 65 | normal | none | 9.0655 | 6.4937 | 58.8682 | 41.8827 | 30.0008 | 1256.5164 | 3.3045e-16 | 5.2544 | 0.036405 | 0.4467 | 187.9989 | 0.03672 | 7.2226 | 151.494 | 0.75255 | 26.4241 | 0.023328 | 3.8753 | 0.64951 | 0.67635 | 0.099985 | 22.1753 | 0.06818 | 126.534 | 7.619 | 11.107 | 0.12967 | 0.13298 | 391.9518 | 129.9362 | 117.6656 | 139.3067 | 107.5942 | 97.2458 | 384.7192 | 53.4176 | 76.1618
4428212 | VCUG | 3 | 15m_167056_407x225x586.dat | 0.1250;0.1250;0.2832 | 407;225;586 | (0.0769;80.8597;4.6619) | 60 | 6.3535 | 49 | 92.4004 | 60 | iodine | [138] | [30] | 0 | 5 | 65 | normal | none | 9.0655 | 6.4937 | 58.8682 | 41.8827 | 30.0008 | 1256.5164 | 3.1551e-16 | 6.3013 | 0.043837 | 0.48747 | 203.1463 | 0.030326 | 7.9989 | 168.2596 | 0.97038 | 29.9651 | 0 | 4.5435 | 0.7487 | 0.87966 | 0.12484 | 25.6508 | 0.077998 | 141.1476 | 8.6236 | 13.0853 | 0.18415 | 0.047264 | 428.5172 | 142.0018 | 129.592 | 149.2386 | 113.9482 | 98.9925 | 417.7092 | 57.9255 | 83.1947
4428212 | VCUG | 3 | 15m_167056_407x225x586.dat | 0.1250;0.1250;0.2832 | 407;225;586 | (0.0769;80.8597;4.6619) | 80 | 2.9 | 44 | 92.4004 | 60 | iodine | [138] | [30] | 0 | 5 | 65 | normal | none | 9.0655 | 6.4937 | 58.8682 | 41.8827 | 30.0008 | 1256.5164 | 4.5564e-16 | 3.4962 | 0.022636 | 0.29018 | 120.2438 | 0.037521 | 4.694 | 88.8572 | 0.50849 | 15.8697 | 0 | 2.4133 | 0.41991 | 0.53415 | 0.036834 | 13.3348 | 0.051764 | 74.7079 | 4.538 | 6.5492 | 0.10941 | 0.096324 | 244.3371 | 80.9666 | 71.5591 | 93.5856 | 74.2258 | 85.1696 | 237.9066 | 34.1828 | 47.6902
4428212 | VCUG | 3 | 15m_167056_407x225x586.dat | 0.1250;0.1250;0.2832 | 407;225;586 | (0.0769;80.8597;4.6619) | 80 | 7.702 | 57 | 92.4004 | 60 | iodine | [138] | [30] | 0 | 5 | 65 | normal | none | 9.0655 | 6.4937 | 58.8682 | 41.8827 | 30.0008 | 1256.5164 | 3.0454e-16 | 9.8794 | 0.057145 | 0.70795 | 230.878 | 0.040438 | 12.7618 | 210.0598 | 1.5553 | 38.8879 | 0.034974 | 7.2 | 1.2083 | 1.2593 | 0.19026 | 34.9771 | 0.078068 | 174.3669 | 11.3961 | 17.9923 | 0.25166 | 0.27112 | 499.8657 | 168.7638 | 154.3917 | 166.4183 | 123.9746 | 100.5595 | 464.7966 | 65.7718 | 97.9381
4428212 | VCUG | 3 | 15m_167056_407x225x586.dat | 0.1250;0.1250;0.2832 | 407;225;586 | (0.0769;80.8597;4.6619) | 80 | 8.502 | 60 | 92.4004 | 60 | iodine | [138] | [30] | 0 | 5 | 65 | normal | none | 9.0655 | 6.4937 | 58.8682 | 41.8827 | 30.0008 | 1256.5164 | 2.9701e-16 | 10.8072 | 0.058904 | 0.77598 | 243.5976 | 0.10025 | 14.5182 | 228.3892 | 1.8467 | 42.4806 | 0 | 8.1399 | 1.3563 | 1.6025 | 0.12079 | 38.979 | 0.096032 | 188.5718 | 12.7112 | 19.7619 | 0.34316 | 0.2421 | 532.3795 | 180.5923 | 165.5631 | 174.1542 | 129.053 | 101.6513 | 488.7777 | 69.4526 | 104.5038
4428212 | VCUG | 3 | 15m_167056_407x225x586.dat | 0.1250;0.1250;0.2832 | 407;225;586 | (0.0769;80.8597;4.6619) | 110 | 3.9 | 52 | 92.4004 | 60 | iodine | [138] | [30] | 0 | 5 | 65 | normal | none | 9.0655 | 6.4937 | 58.8682 | 41.8827 | 30.0008 | 1256.5164 | 4.0733e-16 | 6.112 | 0.038399 | 0.44863 | 156.0449 | 0.033305 | 8.1121 | 132.2928 | 1.001 | 24.0163 | 0.36494 | 4.4146 | 0.74487 | 0.93047 | 0.062232 | 21.1945 | 0.065693 | 109.282 | 7.1023 | 10.9356 | 0.15998 | 0.14566 | 325.4353 | 111.0649 | 98.2781 | 116.1109 | 89.4198 | 89.3664 | 310.7298 | 44.4551 | 64.5412
4428212 | VCUG | 3 | 15m_167056_407x225x586.dat | 0.1250;0.1250;0.2832 | 407;225;586 | (0.0769;80.8597;4.6619) | 110 | 7.85 | 62 | 92.4004 | 60 | iodine | [138] | [30] | 0 | 5 | 65 | normal | none | 9.0655 | 6.4937 | 58.8682 | 41.8827 | 30.0008 | 1256.5164 | 3.2532e-16 | 10.7844 | 0.058684 | 0.78074 | 227.7903 | 0.057217 | 13.6662 | 212.4854 | 1.8911 | 39.9113 | 0 | 8.0407 | 1.3781 | 1.6501 | 0.12591 | 36.1919 | 0.11566 | 176.106 | 11.8523 | 18.7744 | 0.33505 | 0.19836 | 493.3279 | 170.3395 | 152.1353 | 163.8674 | 121.2722 | 98.7347 | 450.8775 | 64.6683 | 97.6857
4428212 | VCUG | 3 | 15m_167056_407x225x586.dat | 0.1250;0.1250;0.2832 | 407;225;586 | (0.0769;80.8597;4.6619) | 110 | 9.9905 | 69 | 92.4004 | 60 | iodine | [138] | [30] | 0 | 5 | 65 | normal | none | 9.0655 | 6.4937 | 58.8682 | 41.8827 | 30.0008 | 1256.5164 | 3.1457e-16 | 13.0428 | 0.068995 | 1.0509 | 254.4796 | 0.10212 | 18.5392 | 252.3243 | 2.3926 | 47.7157 | 0 | 10.1789 | 1.7462 | 2.1243 | 0.023507 | 44.0917 | 0.12686 | 205.8929 | 14.1094 | 22.6658 | 0.40811 | 0.29916 | 559.4597 | 195.3541 | 173.772 | 180.8255 | 131.3817 | 100.7104 | 505.1 | 72.7576 | 111.5817
4428212 | VCUG | 4 | 15m_167056_407x225x586.dat | 0.1250;0.1250;0.2832 | 407;225;586 | (0.0769;80.8597;9.1698) | 60 | 2.5 | 38 | 92.4004 | 60 | iodine | [138] | [50] | 0 | 5 | 65 | normal | none | 9.0655 | 8.6924 | 78.8009 | 41.8827 | 40.1591 | 1681.9713 | 4.051e-16 | 17.8254 | 0.026952 | 0.73012 | 184.5294 | 0.017045 | 18.1177 | 56.4213 | 1.9178 | 189.7059 | 0 | 8.9053 | 1.325 | 1.8467 | 0.099236 | 121.8775 | 0.059825 | 131.2975 | 26.2383 | 45.0289 | 0.13754 | 0.090189 | 172.2829 | 83.7274 | 68.4631 | 191.122 | 70.1356 | 107.9468 | 173.9615 | 60.5216 | 58.7072
4428212 | VCUG | 4 | 15m_167056_407x225x586.dat | 0.1250;0.1250;0.2832 | 407;225;586 | (0.0769;80.8597;9.1698) | 60 | 5.7448 | 47 | 92.4004 | 60 | iodine | [138] | [50] | 0 | 5 | 65 | normal | none | 9.0655 | 8.6924 | 78.8009 | 41.8827 | 40.1591 | 1681.9713 | 2.6302e-16 | 45.9935 | 0.059152 | 1.9832 | 336.7561 | 0.10543 | 48.3736 | 141.9879 | 5.6601 | 349.8275 | 0.039766 | 25.6993 | 3.8876 | 5.6415 | 0.0892 | 253.0195 | 0.16334 | 284.9492 | 59.0194 | 100.2147 | 0.57818 | 0.38306 | 378.381 | 177.7501 | 153.1608 | 310.1184 | 119.5868 | 127.4794 | 356.2264 | 115.025 | 118.8459
4428212 | VCUG | 4 | 15m_167056_407x225x586.dat | 0.1250;0.1250;0.2832 | 407;225;586 | (0.0769;80.8597;9.1698) | 60 | 6.3535 | 49 | 92.4004 | 60 | iodine | [138] | [50] | 0 | 5 | 65 | normal | none | 9.0655 | 8.6924 | 78.8009 | 41.8827 | 40.1591 | 1681.9713 | 2.5113e-16 | 51.9739 | 0.074465 | 2.6892 | 359.5645 | 0.12995 | 54.5543 | 162.062 | 6.4438 | 372.6336 | 0 | 29.4744 | 4.5623 | 6.3761 | 0.2244 | 274.1412 | 0.15964 | 311.4054 | 64.9276 | 110.4187 | 0.64641 | 0.37776 | 410.3517 | 193.8797 | 168.3772 | 328.3453 | 126.7356 | 129.7175 | 384.2453 | 123.5831 | 129.1751
4428212 | VCUG | 4 | 15m_167056_407x225x586.dat | 0.1250;0.1250;0.2832 | 407;225;586 | (0.0769;80.8597;9.1698) | 80 | 2.9 | 44 | 92.4004 | 60 | iodine | [138] | [50] | 0 | 5 | 65 | normal | none | 9.0655 | 8.6924 | 78.8009 | 41.8827 | 40.1591 | 1681.9713 | 3.6268e-16 | 27.7933 | 0.038974 | 1.2194 | 223.5241 | 0.04678 | 27.4661 | 84.4912 | 3.3242 | 228.7382 | 0 | 15.2185 | 2.3785 | 3.2624 | 0.077 | 156.1473 | 0.11009 | 175.8012 | 35.8446 | 61.2832 | 0.39504 | 0.17914 | 232.0579 | 111.3533 | 93.5524 | 219.6249 | 82.3808 | 111.8195 | 219.7605 | 74.5433 | 75.7595
4428212 | VCUG | 4 | 15m_167056_407x225x586.dat | 0.1250;0.1250;0.2832 | 407;225;586 | (0.0769;80.8597;9.1698) | 80 | 7.702 | 57 | 92.4004 | 60 | iodine | [138] | [50] | 0 | 5 | 65 | normal | none | 9.0655 | 8.6924 | 78.8009 | 41.8827 | 40.1591 | 1681.9713 | 2.4239e-16 | 65.1315 | 0.098318 | 3.2348 | 398.7805 | 0.20617 | 77.0588 | 200.0401 | 8.9353 | 405.4888 | 0 | 40.2316 | 6.4752 | 8.543 | 0.15675 | 310.3309 | 0.21875 | 364.909 | 74.6659 | 128.8645 | 1.2247 | 0.54269 | 478.9459 | 229.1754 | 199.5415 | 353.8265 | 138.1116 | 131.489 | 451.4691 | 140.053 | 149.2372
4428212 | VCUG | 4 | 15m_167056_407x225x586.dat | 0.1250;0.1250;0.2832 | 407;225;586 | (0.0769;80.8597;9.1698) | 80 | 8.502 | 60 | 92.4004 | 60 | iodine | [138] | [50] | 0 | 5 | 65 | normal | none | 9.0655 | 8.6924 | 78.8009 | 41.8827 | 40.1591 | 1681.9713 | 2.3638e-16 | 72.1135 | 0.10635 | 3.9822 | 417.7177 | 0.08049 | 85.2958 | 217.0809 | 9.9997 | 423.264 | 0 | 44.5009 | 7.2405 | 9.7019 | 0.17139 | 328.0475 | 0.23477 | 389.1786 | 79.2335 | 137.1494 | 1.4946 | 0.65226 | 510.582 | 244.8372 | 213.6451 | 367.8652 | 143.8908 | 133.0414 | 475.2148 | 147.4785 | 158.4629
4428212 | VCUG | 4 | 15m_167056_407x225x586.dat | 0.1250;0.1250;0.2832 | 407;225;586 | (0.0769;80.8597;9.1698) | 110 | 3.9 | 52 | 92.4004 | 60 | iodine | [138] | [50] | 0 | 5 | 65 | normal | none | 9.0655 | 8.6924 | 78.8009 | 41.8827 | 40.1591 | 1681.9713 | 3.2421e-16 | 41.7317 | 0.063483 | 2.3422 | 278.7573 | 0.12638 | 44.4676 | 127.0057 | 5.5463 | 281.0953 | 0.04101 | 24.593 | 3.9789 | 5.4014 | 0.13748 | 203.9826 | 0.11697 | 237.2107 | 47.5735 | 83.2228 | 0.83337 | 0.42756 | 313.0032 | 151.3495 | 127.4393 | 259.8349 | 99.4292 | 117.1871 | 290.8913 | 94.8926 | 100.0907
4428212 | VCUG | 4 | 15m_167056_407x225x586.dat | 0.1250;0.1250;0.2832 | 407;225;586 | (0.0769;80.8597;9.1698) | 110 | 7.85 | 62 | 92.4004 | 60 | iodine | [138] | [50] | 0 | 5 | 65 | normal | none | 9.0655 | 8.6924 | 78.8009 | 41.8827 | 40.1591 | 1681.9713 | 2.5892e-16 | 65.4103 | 0.10294 | 3.3268 | 391.6659 | 0.10689 | 75.2859 | 207.5818 | 9.569 | 393.0563 | 0.046037 | 42.1714 | 6.9612 | 9.1785 | 0.14188 | 303.1404 | 0.22293 | 360.888 | 71.9065 | 127.1282 | 1.5152 | 0.79457 | 474.5874 | 230.5413 | 196.1106 | 345.3633 | 135.1693 | 129.2046 | 438.0896 | 136.6256 | 148.4821
4428212 | VCUG | 4 | 15m_167056_407x225x586.dat | 0.1250;0.1250;0.2832 | 407;225;586 | (0.0769;80.8597;9.1698) | 110 | 9.9905 | 69 | 92.4004 | 60 | iodine | [138] | [50] | 0 | 5 | 65 | normal | none | 9.0655 | 8.6924 | 78.8009 | 41.8827 | 40.1591 | 1681.9713 | 2.5035e-16 | 79.0527 | 0.12377 | 4.6067 | 431.073 | 0.2099 | 91.2835 | 243.8206 | 11.9504 | 426.7191 | 0 | 51.16 | 8.5336 | 11.3772 | 0.37417 | 338.6511 | 0.38197 | 411.4606 | 81.3974 | 144.2648 | 1.9344 | 1.0314 | 542.2764 | 263.3643 | 223.2188 | 371.5519 | 146.6239 | 131.7519 | 483.4392 | 151.029 | 167.6388
4428212 | VCUG | 5 | 15m_167056_407x225x586.dat | 0.1250;0.1250;0.2832 | 407;225;586 | (0.2518;80.7713;9.2458) | 60 | 2.5 | 38 | 92.5772 | 60 | iodine | [138] | [50] | 0 | 5 | 65 | normal | none | 9.1383 | 8.7244 | 79.7256 | 42.2997 | 40.3839 | 1708.2267 | 4.0052e-16 | 18.3598 | 0.02503 | 0.56455 | 160.4006 | 0.014354 | 27.2424 | 55.7681 | 1.1106 | 212.2038 | 0.3262 | 33.7839 | 1.2356 | 1.5225 | 0.097447 | 57.9477 | 0.050355 | 123.8477 | 15.3517 | 19.7238 | 0.14679 | 0.13955 | 175.3138 | 83.5629 | 68.3352 | 199.8623 | 70.1251 | 108.0055 | 180.2949 | 59.1494 | 53.6124
4428212 | VCUG | 5 | 15m_167056_407x225x586.dat | 0.1250;0.1250;0.2832 | 407;225;586 | (0.2518;80.7713;9.2458) | 60 | 5.7448 | 47 | 92.5772 | 60 | iodine | [138] | [50] | 0 | 5 | 65 | normal | none | 9.1383 | 8.7244 | 79.7256 | 42.2997 | 40.3839 | 1708.2267 | 2.6005e-16 | 48.0603 | 0.070348 | 1.6482 | 316.9679 | 0.089495 | 69.8139 | 142.0428 | 3.5933 | 376.2646 | 0 | 71.5328 | 3.6893 | 4.5119 | 0.20902 | 145.6037 | 0.097932 | 278.3444 | 36.9185 | 53.0209 | 0.49998 | 0.36164 | 378.1181 | 177.8125 | 153.1623 | 321.8635 | 119.6999 | 127.7308 | 360.0869 | 111.5681 | 112.1199
4428212 | VCUG | 5 | 15m_167056_407x225x586.dat | 0.1250;0.1250;0.2832 | 407;225;586 | (0.2518;80.7713;9.2458) | 60 | 6.3535 | 49 | 92.5772 | 60 | iodine | [138] | [50] | 0 | 5 | 65 | normal | none | 9.1383 | 8.7244 | 79.7256 | 42.2997 | 40.3839 | 1708.2267 | 2.4829e-16 | 56.3499 | 0.078788 | 1.9531 | 341.2769 | 0.12945 | 77.7766 | 158.7591 | 4.264 | 399.2862 | 0.033111 | 77.99 | 4.2696 | 5.0989 | 0.16071 | 162.5007 | 0.15513 | 305.7537 | 41.2505 | 59.6162 | 0.65505 | 0.4852 | 411.2964 | 194.0148 | 168.4 | 338.2229 | 126.8737 | 129.9594 | 393.5952 | 120.3879 | 122.0637
4428212 | VCUG | 5 | 15m_167056_407x225x586.dat | 0.1250;0.1250;0.2832 | 407;225;586 | (0.2518;80.7713;9.2458) | 80 | 2.9 | 44 | 92.5772 | 60 | iodine | [138] | [50] | 0 | 5 | 65 | normal | none | 9.1383 | 8.7244 | 79.7256 | 42.2997 | 40.3839 | 1708.2267 | 3.5858e-16 | 28.8442 | 0.039751 | 0.93078 | 201.8791 | 0.041352 | 41.1622 | 84.6587 | 2.1631 | 251.4606 | 0.62959 | 44.7709 | 2.2662 | 2.849 | 0.1083 | 85.6654 | 0.097532 | 169.2532 | 22.2218 | 31.2733 | 0.44174 | 0.20036 | 233.5957 | 111.3037 | 93.5086 | 228.9197 | 82.3885 | 112.0317 | 228.6513 | 73.2874 | 70.599
4428212 | VCUG | 5 | 15m_167056_407x225x586.dat | 0.1250;0.1250;0.2832 | 407;225;586 | (0.2518;80.7713;9.2458) | 80 | 7.702 | 57 | 92.5772 | 60 | iodine | [138] | [50] | 0 | 5 | 65 | normal | none | 9.1383 | 8.7244 | 79.7256 | 42.2997 | 40.3839 | 1708.2267 | 2.3965e-16 | 70.475 | 0.096505 | 2.4965 | 384.6519 | 0.12548 | 100.6404 | 200.0457 | 6.4959 | 431.8466 | 0.013088 | 91.2056 | 6.2025 | 7.789 | 0.13563 | 199.5032 | 0.18739 | 360.0071 | 50.6958 | 77.0723 | 1.2424 | 0.64608 | 482.63 | 229.3377 | 199.5822 | 361.9417 | 138.2702 | 131.7009 | 444.1148 | 135.5928 | 142.8526
4428212 | VCUG | 5 | 15m_167056_407x225x586.dat | 0.1250;0.1250;0.2832 | 407;225;586 | (0.2518;80.7713;9.2458) | 80 | 8.502 | 60 | 92.5772 | 60 | iodine | [138] | [50] | 0 | 5 | 65 | normal | none | 9.1383 | 8.7244 | 79.7256 | 42.2997 | 40.3839 | 1708.2267 | 2.3371e-16 | 75.5248 | 0.10519 | 3.2976 | 405.0937 | 0.16481 | 107.8724 | 219.5272 | 7.3629 | 449.4861 | 0 | 97.3123 | 6.9646 | 8.8738 | 0.16845 | 216.0314 | 0.19989 | 384.4785 | 54.5973 | 83.8684 | 1.3654 | 0.71139 | 515.1654 | 245.0956 | 213.7419 | 377.5413 | 144.0641 | 133.0675 | 464.0339 | 142.5119 | 152.3356
4428212 | VCUG | 5 | 15m_167056_407x225x586.dat | 0.1250;0.1250;0.2832 | 407;225;586 | (0.2518;80.7713;9.2458) | 110 | 3.9 | 52 | 92.5772 | 60 | iodine | [138] | [50] | 0 | 5 | 65 | normal | none | 9.1383 | 8.7244 | 79.7256 | 42.2997 | 40.3839 | 1708.2267 | 3.2055e-16 | 42.3712 | 0.062565 | 1.7372 | 259.8361 | 0.070657 | 61.8565 | 125.3321 | 3.9601 | 305.0804 | 0 | 59.8038 | 3.7857 | 4.8308 | 0.16796 | 124.6926 | 0.14377 | 231.3599 | 32.1137 | 47.2909 | 0.76382 | 0.41725 | 313.7125 | 151.408 | 127.4909 | 269.2352 | 99.5037 | 117.3878 | 297.4092 | 93.0779 | 94.4843
4428212 | VCUG | 5 | 15m_167056_407x225x586.dat | 0.1250;0.1250;0.2832 | 407;225;586 | (0.2518;80.7713;9.2458) | 110 | 7.85 | 62 | 92.5772 | 60 | iodine | [138] | [50] | 0 | 5 | 65 | normal | none | 9.1383 | 8.7244 | 79.7256 | 42.2997 | 40.3839 | 1708.2267 | 2.56e-16 | 69.0363 | 0.094849 | 3.4176 | 377.8462 | 0.070329 | 98.8103 | 205.2691 | 7.1755 | 417.9758 | 0.75388 | 90.1773 | 6.688 | 8.6923 | 0.25545 | 200.3627 | 0.24452 | 356.8966 | 50.954 | 78.2474 | 1.3966 | 0.91013 | 477.9768 | 230.7918 | 196.2264 | 355.8878 | 135.3235 | 129.2691 | 437.937 | 133.3072 | 142.4259
4428212 | VCUG | 5 | 15m_167056_407x225x586.dat | 0.1250;0.1250;0.2832 | 407;225;586 | (0.2518;80.7713;9.2458) | 110 | 9.9905 | 69 | 92.5772 | 60 | iodine | [138] | [50] | 0 | 5 | 65 | normal | none | 9.1383 | 8.7244 | 79.7256 | 42.2997 | 40.3839 | 1708.2267 | 2.4752e-16 | 82.4766 | 0.11776 | 4.366 | 419.7962 | 0.1855 | 112.8089 | 242.6706 | 9.1175 | 450.985 | 0.33679 | 102.0908 | 8.2598 | 10.5783 | 0.27327 | 233.6331 | 0.2768 | 407.0702 | 58.9274 | 92.419 | 1.9288 | 1.2726 | 540.1478 | 263.8928 | 223.5505 | 380.7341 | 146.8137 | 131.4796 | 488.0318 | 147.5194 | 161.4819
4428212 | VCUG | 6 | 15m_167056_407x225x586.dat | 0.1250;0.1250;0.2832 | 407;225;586 | (0.0769;80.8597;9.1698) | 60 | 2.5 | 38 | 92.4004 | 60 | iodine | [138] | [75] | 0 | 5 | 65 | normal | none | 9.0655 | 8.6924 | 78.8009 | 41.8827 | 40.1591 | 1681.9713 | 4.051e-16 | 17.841 | 0.026952 | 0.73012 | 184.3837 | 0.017045 | 18.096 | 55.4659 | 1.9184 | 189.7059 | 0 | 8.9038 | 1.3249 | 1.8433 | 0.099236 | 121.8701 | 0.059825 | 131.1074 | 26.2383 | 45.0215 | 0.13754 | 0.090189 | 166.8348 | 83.6489 | 68.3985 | 191.0663 | 70.0815 | 107.9311 | 171.6805 | 60.3365 | 58.3618
4428212 | VCUG | 6 | 15m_167056_407x225x586.dat | 0.1250;0.1250;0.2832 | 407;225;586 | (0.0769;80.8597;9.1698) | 60 | 5.7448 | 47 | 92.4004 | 60 | iodine | [138] | [75] | 0 | 5 | 65 | normal | none | 9.0655 | 8.6924 | 78.8009 | 41.8827 | 40.1591 | 1681.9713 | 2.6302e-16 | 45.9669 | 0.059263 | 1.9832 | 336.3226 | 0.10543 | 48.3736 | 139.4291 | 5.6601 | 349.8085 | 0.039766 | 25.6939 | 3.8876 | 5.6407 | 0.0892 | 252.9929 | 0.16334 | 284.4739 | 59.0156 | 100.2033 | 0.57875 | 0.38306 | 364.8647 | 177.5131 | 152.9625 | 309.9896 | 119.4298 | 127.4432 | 352.0555 | 114.6767 | 117.9743
4428212 | VCUG | 6 | 15m_167056_407x225x586.dat | 0.1250;0.1250;0.2832 | 407;225;586 | (0.0769;80.8597;9.1698) | 60 | 6.3535 | 49 | 92.4004 | 60 | iodine | [138] | [75] | 0 | 5 | 65 | normal | none | 9.0655 | 8.6924 | 78.8009 | 41.8827 | 40.1591 | 1681.9713 | 2.5113e-16 | 51.9739 | 0.074465 | 2.6892 | 359.1344 | 0.12995 | 54.5583 | 158.9401 | 6.443 | 372.6177 | 0 | 29.4657 | 4.5615 | 6.3773 | 0.2244 | 274.1213 | 0.15964 | 310.832 | 64.9196 | 110.4027 | 0.64641 | 0.37961 | 396.7609 | 193.5952 | 168.1328 | 328.1805 | 126.5477 | 129.6764 | 377.5037 | 123.0349 | 128.2251
4428212 | VCUG | 6 | 15m_167056_407x225x586.dat | 0.1250;0.1250;0.2832 | 407;225;586 | (0.0769;80.8597;9.1698) | 80 | 2.9 | 44 | 92.4004 | 60 | iodine | [138] | [75] | 0 | 5 | 65 | normal | none | 9.0655 | 8.6924 | 78.8009 | 41.8827 | 40.1591 | 1681.9713 | 3.6268e-16 | 27.7878 | 0.038974 | 1.2194 | 223.276 | 0.04678 | 27.4506 | 82.881 | 3.3242 | 228.7271 | 0 | 15.2138 | 2.3781 | 3.2558 | 0.077 | 156.1308 | 0.11009 | 175.4428 | 35.8418 | 61.2722 | 0.39504 | 0.17914 | 223.5269 | 111.1887 | 93.4115 | 219.5159 | 82.2739 | 111.7933 | 216.6144 | 74.2805 | 75.2048
4428212 | VCUG | 6 | 15m_167056_407x225x586.dat | 0.1250;0.1250;0.2832 | 407;225;586 | (0.0769;80.8597;9.1698) | 80 | 7.702 | 57 | 92.4004 | 60 | iodine | [138] | [75] | 0 | 5 | 65 | normal | none | 9.0655 | 8.6924 | 78.8009 | 41.8827 | 40.1591 | 1681.9713 | 2.4239e-16 | 65.1439 | 0.098318 | 3.2318 | 397.9925 | 0.20617 | 76.9762 | 195.7205 | 8.9341 | 405.4311 | 0 | 40.2159 | 6.4723 | 8.5405 | 0.15675 | 310.2814 | 0.21875 | 363.9931 | 74.6576 | 128.8438 | 1.2247 | 0.54269 | 461.7832 | 228.6741 | 199.1 | 353.5003 | 137.8055 | 131.4137 | 441.6088 | 139.232 | 147.9428
4428212 | VCUG | 6 | 15m_167056_407x225x586.dat | 0.1250;0.1250;0.2832 | 407;225;586 | (0.0769;80.8597;9.1698) | 80 | 8.502 | 60 | 92.4004 | 60 | iodine | [138] | [75] | 0 | 5 | 65 | normal | none | 9.0655 | 8.6924 | 78.8009 | 41.8827 | 40.1591 | 1681.9713 | 2.3638e-16 | 72.1516 | 0.10632 | 3.9946 | 416.8759 | 0.08049 | 85.207 | 212.2073 | 9.9984 | 423.2217 | 0 | 44.4755 | 7.2393 | 9.6816 | 0.17324 | 327.9545 | 0.23506 | 388.2521 | 79.225 | 137.1071 | 1.4946 | 0.65027 | 491.5869 | 244.2635 | 213.1444 | 367.5427 | 143.5449 | 132.9507 | 465.823 | 146.6888 | 157.037
4428212 | VCUG | 6 | 15m_167056_407x225x586.dat | 0.1250;0.1250;0.2832 | 407;225;586 | (0.0769;80.8597;9.1698) | 110 | 3.9 | 52 | 92.4004 | 60 | iodine | [138] | [75] | 0 | 5 | 65 | normal | none | 9.0655 | 8.6924 | 78.8009 | 41.8827 | 40.1591 | 1681.9713 | 3.2421e-16 | 41.7009 | 0.063384 | 2.3404 | 278.2546 | 0.12638 | 44.483 | 124.3839 | 5.5423 | 281.0613 | 0.04101 | 24.5801 | 3.977 | 5.3983 | 0.13748 | 203.9456 | 0.11697 | 236.6555 | 47.5581 | 83.1735 | 0.83337 | 0.42756 | 300.2832 | 151.0387 | 127.1619 | 259.6433 | 99.242 | 117.1381 | 288.4669 | 94.6698 | 99.2376
4428212 | VCUG | 6 | 15m_167056_407x225x586.dat | 0.1250;0.1250;0.2832 | 407;225;586 | (0.0769;80.8597;9.1698) | 110 | 7.85 | 62 | 92.4004 | 60 | iodine | [138] | [75] | 0 | 5 | 65 | normal | none | 9.0655 | 8.6924 | 78.8009 | 41.8827 | 40.1591 | 1681.9713 | 2.5892e-16 | 65.3098 | 0.10295 | 3.3241 | 390.7776 | 0.10689 | 75.1623 | 203.2214 | 9.5705 | 392.9791 | 0.046037 | 42.1366 | 6.9585 | 9.1828 | 0.14188 | 303.0477 | 0.21907 | 359.8993 | 71.9065 | 127.1012 | 1.5152 | 0.79457 | 457.6709 | 229.9746 | 195.6155 | 345.1089 | 134.8372 | 129.131 | 430.79 | 135.9892 | 147.1948
4428212 | VCUG | 6 | 15m_167056_407x225x586.dat | 0.1250;0.1250;0.2832 | 407;225;586 | (0.0769;80.8597;9.1698) | 110 | 9.9905 | 69 | 92.4004 | 60 | iodine | [138] | [75] | 0 | 5 | 65 | normal | none | 9.0655 | 8.6924 | 78.8009 | 41.8827 | 40.1591 | 1681.9713 | 2.5035e-16 | 79.0687 | 0.12383 | 4.6071 | 430.0344 | 0.2099 | 91.2355 | 237.4416 | 11.938 | 426.6392 | 0 | 51.124 | 8.5284 | 11.3948 | 0.37417 | 338.5273 | 0.38197 | 410.3022 | 81.4094 | 144.2249 | 1.9344 | 1.0314 | 519.6682 | 262.651 | 222.5794 | 371.0558 | 146.203 | 131.6313 | 472.9739 | 150.1357 | 165.893
4428212 | VCUG | 7 | 15m_167056_407x225x586.dat | 0.1250;0.1250;0.2832 | 407;225;586 | (0.0769;80.8597;9.1698) | 60 | 2.5 | 38 | 92.4004 | 60 | iodine | [138] | [100] | 1 | 5 | 65 | normal | none | 9.0655 | 8.6924 | 78.8009 | 41.8827 | 40.1591 | 1681.9713 | 4.051e-16 | 17.8356 | 0.026952 | 0.73012 | 184.2899 | 0.017045 | 18.097 | 55.029 | 1.9178 | 189.7035 | 0 | 8.9026 | 1.325 | 1.8433 | 0.099236 | 121.8676 | 0.059825 | 131.0284 | 26.2383 | 45.0264 | 0.13754 | 0.090189 | 163.4578 | 83.6087 | 68.3659 | 191.0431 | 70.0503 | 107.9252 | 170.1673 | 60.2151 | 58.1613
4428212 | VCUG | 7 | 15m_167056_407x225x586.dat | 0.1250;0.1250;0.2832 | 407;225;586 | (0.0769;80.8597;9.1698) | 60 | 5.7448 | 47 | 92.4004 | 60 | iodine | [138] | [100] | 1 | 5 | 65 | normal | none | 9.0655 | 8.6924 | 78.8009 | 41.8827 | 40.1591 | 1681.9713 | 2.6302e-16 | 45.9669 | 0.059152 | 1.9832 | 336.0223 | 0.10543 | 48.3736 | 137.7752 | 5.6594 | 349.8161 | 0.039766 | 25.6909 | 3.8868 | 5.6415 | 0.0892 | 252.9891 | 0.16334 | 284.2116 | 59.0156 | 100.1957 | 0.57818 | 0.38306 | 356.2036 | 177.3828 | 152.8531 | 309.8715 | 119.3401 | 127.419 | 348.801 | 114.4106 | 117.4095
4428212 | VCUG | 7 | 15m_167056_407x225x586.dat | 0.1250;0.1250;0.2832 | 407;225;586 | (0.0769;80.8597;9.1698) | 60 | 6.3535 | 49 | 92.4004 | 60 | iodine | [138] | [100] | 1 | 5 | 65 | normal | none | 9.0655 | 8.6924 | 78.8009 | 41.8827 | 40.1591 | 1681.9713 | 2.5113e-16 | 51.9739 | 0.074465 | 2.6892 | 358.6765 | 0.12995 | 54.5782 | 156.8973 | 6.4426 | 372.5978 | 0 | 29.4629 | 4.5611 | 6.3761 | 0.2244 | 274.0934 | 0.15964 | 310.5015 | 64.9196 | 110.3948 | 0.64641 | 0.37776 | 387.4628 | 193.4472 | 168.0038 | 328.0681 | 126.4436 | 129.6511 | 373.3384 | 122.6956 | 127.5736
4428212 | VCUG | 7 | 15m_167056_407x225x586.dat | 0.1250;0.1250;0.2832 | 407;225;586 | (0.0769;80.8597;9.1698) | 80 | 2.9 | 44 | 92.4004 | 60 | iodine | [138] | [100] | 1 | 5 | 65 | normal | none | 9.0655 | 8.6924 | 78.8009 | 41.8827 | 40.1591 | 1681.9713 | 3.6268e-16 | 27.7878 | 0.038974 | 1.2194 | 223.0389 | 0.04678 | 27.4506 | 82.1255 | 3.3233 | 228.7161 | 0 | 15.2127 | 2.3785 | 3.2558 | 0.077 | 156.128 | 0.11009 | 175.2635 | 35.8363 | 61.2612 | 0.39504 | 0.17914 | 218.4535 | 111.0915 | 93.33 | 219.4666 | 82.2111 | 111.7779 | 214.6898 | 74.1227 | 74.8801
4428212 | VCUG | 7 | 15m_167056_407x225x586.dat | 0.1250;0.1250;0.2832 | 407;225;586 | (0.0769;80.8597;9.1698) | 80 | 7.702 | 57 | 92.4004 | 60 | iodine | [138] | [100] | 1 | 5 | 65 | normal | none | 9.0655 | 8.6924 | 78.8009 | 41.8827 | 40.1591 | 1681.9713 | 2.4239e-16 | 65.082 | 0.098318 | 3.2301 | 397.3613 | 0.20617 | 77.0051 | 192.8037 | 8.9337 | 405.4146 | 0 | 40.2073 | 6.4715 | 8.5397 | 0.15675 | 310.2772 | 0.21875 | 363.4279 | 74.6535 | 128.8108 | 1.2247 | 0.54269 | 448.6637 | 228.3862 | 198.8515 | 353.3451 | 137.6281 | 131.3613 | 436.2455 | 138.7896 | 147.0137
4428212 | VCUG | 7 | 15m_167056_407x225x586.dat | 0.1250;0.1250;0.2832 | 407;225;586 | (0.0769;80.8597;9.1698) | 80 | 8.502 | 60 | 92.4004 | 60 | iodine | [138] | [100] | 1 | 5 | 65 | normal | none | 9.0655 | 8.6924 | 78.8009 | 41.8827 | 40.1591 | 1681.9713 | 2.3638e-16 | 72.1262 | 0.10632 | 3.9796 | 416.1948 | 0.08049 | 85.2366 | 209.5548 | 9.998 | 423.1794 | 0 | 44.4713 | 7.2393 | 9.6879 | 0.17139 | 327.9206 | 0.23477 | 387.5414 | 79.2208 | 137.0901 | 1.4946 | 0.65027 | 475.5532 | 243.9313 | 212.8504 | 367.3954 | 143.338 | 132.9036 | 460.2387 | 146.2268 | 155.9993
4428212 | VCUG | 7 | 15m_167056_407x225x586.dat | 0.1250;0.1250;0.2832 | 407;225;586 | (0.0769;80.8597;9.1698) | 110 | 3.9 | 52 | 92.4004 | 60 | iodine | [138] | [100] | 1 | 5 | 65 | normal | none | 9.0655 | 8.6924 | 78.8009 | 41.8827 | 40.1591 | 1681.9713 | 3.2421e-16 | 41.67 | 0.063353 | 2.3427 | 277.8598 | 0.12638 | 44.4922 | 122.595 | 5.5411 | 281.0459 | 0.04101 | 24.5727 | 3.9758 | 5.3983 | 0.13748 | 203.9024 | 0.11697 | 236.3285 | 47.5581 | 83.1519 | 0.83337 | 0.42756 | 291.6408 | 150.8517 | 127.0013 | 259.5214 | 99.125 | 117.1136 | 282.585 | 94.1927 | 98.6171
4428212 | VCUG | 7 | 15m_167056_407x225x586.dat | 0.1250;0.1250;0.2832 | 407;225;586 | (0.0769;80.8597;9.1698) | 110 | 7.85 | 62 | 92.4004 | 60 | iodine | [138] | [100] | 1 | 5 | 65 | normal | none | 9.0655 | 8.6924 | 78.8009 | 41.8827 | 40.1591 | 1681.9713 | 2.5892e-16 | 65.3098 | 0.10287 | 3.3262 | 390.0824 | 0.10689 | 75.2357 | 199.8921 | 9.564 | 392.9791 | 0.046037 | 42.1289 | 6.9574 | 9.1689 | 0.14188 | 302.982 | 0.21907 | 359.3277 | 71.891 | 127.0549 | 1.5152 | 0.79457 | 443.6898 | 229.6156 | 195.3034 | 344.8945 | 134.6223 | 129.0666 | 423.8381 | 135.4204 | 146.1644
4428212 | VCUG | 7 | 15m_167056_407x225x586.dat | 0.1250;0.1250;0.2832 | 407;225;586 | (0.0769;80.8597;9.1698) | 110 | 9.9905 | 69 | 92.4004 | 60 | iodine | [138] | [100] | 1 | 5 | 65 | normal | none | 9.0655 | 8.6924 | 78.8009 | 41.8827 | 40.1591 | 1681.9713 | 2.5035e-16 | 79.0127 | 0.12356 | 4.6075 | 429.2755 | 0.2099 | 91.2555 | 234.0384 | 11.9436 | 426.5593 | 0 | 51.1 | 8.5244 | 11.3684 | 0.37417 | 338.4234 | 0.38197 | 409.4234 | 81.3774 | 144.2129 | 1.9411 | 1.0314 | 504.2898 | 262.1851 | 222.1697 | 370.8641 | 145.9302 | 131.5774 | 465.3846 | 149.4982 | 164.7736
4428212 | VCUG | 8 | 15m_167056_407x225x586.dat | 0.1250;0.1250;0.2832 | 407;225;586 | (0.2518;80.7713;9.2458) | 60 | 2.5 | 38 | 92.5772 | 60 | iodine | [138] | [100] | 1 | 5 | 65 | normal | none | 9.1383 | 8.7244 | 79.7256 | 42.2997 | 40.3839 | 1708.2267 | 4.0052e-16 | 18.3711 | 0.02503 | 0.56455 | 160.1484 | 0.014354 | 27.2773 | 54.6845 | 1.1101 | 212.1988 | 0.3262 | 33.7814 | 1.2356 | 1.5276 | 0.097447 | 57.9378 | 0.050355 | 123.5656 | 15.3504 | 19.7193 | 0.14679 | 0.13955 | 165.132 | 83.4437 | 68.2379 | 199.7918 | 70.0388 | 107.9876 | 177.0516 | 58.8906 | 53.0412
4428212 | VCUG | 8 | 15m_167056_407x225x586.dat | 0.1250;0.1250;0.2832 | 407;225;586 | (0.2518;80.7713;9.2458) | 60 | 5.7448 | 47 | 92.5772 | 60 | iodine | [138] | [100] | 1 | 5 | 65 | normal | none | 9.1383 | 8.7244 | 79.7256 | 42.2997 | 40.3839 | 1708.2267 | 2.6005e-16 | 48.0449 | 0.070348 | 1.6478 | 316.2219 | 0.089495 | 69.8409 | 138.6627 | 3.5943 | 376.2338 | 0 | 71.5175 | 3.6881 | 4.5115 | 0.20902 | 145.5652 | 0.097932 | 277.5676 | 36.9208 | 53.0171 | 0.49998 | 0.36164 | 357.3604 | 177.4419 | 152.8426 | 321.6282 | 119.4536 | 127.682 | 351.7461 | 110.8851 | 110.7982
4428212 | VCUG | 8 | 15m_167056_407x225x586.dat | 0.1250;0.1250;0.2832 | 407;225;586 | (0.2518;80.7713;9.2458) | 60 | 6.3535 | 49 | 92.5772 | 60 | iodine | [138] | [100] | 1 | 5 | 65 | normal | none | 9.1383 | 8.7244 | 79.7256 | 42.2997 | 40.3839 | 1708.2267 | 2.4829e-16 | 56.37 | 0.078788 | 1.9557 | 340.4754 | 0.12945 | 77.841 | 154.7034 | 4.2616 | 399.2539 | 0.033111 | 77.978 | 4.268 | 5.1074 | 0.16071 | 162.4444 | 0.15513 | 304.8676 | 41.2505 | 59.6203 | 0.65505 | 0.4852 | 388.4077 | 193.5655 | 168.0216 | 337.9046 | 126.5817 | 129.8954 | 383.341 | 119.5523 | 120.5694
4428212 | VCUG | 8 | 15m_167056_407x225x586.dat | 0.1250;0.1250;0.2832 | 407;225;586 | (0.2518;80.7713;9.2458) | 80 | 2.9 | 44 | 92.5772 | 60 | iodine | [138] | [100] | 1 | 5 | 65 | normal | none | 9.1383 | 8.7244 | 79.7256 | 42.2997 | 40.3839 | 1708.2267 | 3.5858e-16 | 28.8442 | 0.039587 | 0.93078 | 201.3743 | 0.041352 | 41.1622 | 82.2185 | 2.1619 | 251.4383 | 0.62959 | 44.7653 | 2.2657 | 2.8484 | 0.1083 | 85.6348 | 0.097507 | 168.7401 | 22.2165 | 31.2761 | 0.44174 | 0.20036 | 219.7244 | 111.0397 | 93.2845 | 228.7334 | 82.2192 | 111.9896 | 224.8474 | 72.9633 | 69.7151
4428212 | VCUG | 8 | 15m_167056_407x225x586.dat | 0.1250;0.1250;0.2832 | 407;225;586 | (0.2518;80.7713;9.2458) | 80 | 7.702 | 57 | 92.5772 | 60 | iodine | [138] | [100] | 1 | 5 | 65 | normal | none | 9.1383 | 8.7244 | 79.7256 | 42.2997 | 40.3839 | 1708.2267 | 2.3965e-16 | 70.475 | 0.096505 | 2.5165 | 383.3374 | 0.12548 | 100.6196 | 193.2148 | 6.4917 | 431.7632 | 0.013088 | 91.1806 | 6.2 | 7.794 | 0.13563 | 199.3947 | 0.18553 | 358.459 | 50.6666 | 77.0264 | 1.2424 | 0.64608 | 448.6214 | 228.5508 | 198.8909 | 361.5412 | 137.7848 | 131.5717 | 431.0955 | 134.5068 | 140.5509
4428212 | VCUG | 8 | 15m_167056_407x225x586.dat | 0.1250;0.1250;0.2832 | 407;225;586 | (0.2518;80.7713;9.2458) | 80 | 8.502 | 60 | 92.5772 | 60 | iodine | [138] | [100] | 1 | 5 | 65 | normal | none | 9.1383 | 8.7244 | 79.7256 | 42.2997 | 40.3839 | 1708.2267 | 2.3371e-16 | 75.5248 | 0.10519 | 3.3016 | 403.472 | 0.16481 | 107.8424 | 212.1848 | 7.3544 | 449.4005 | 0 | 97.2867 | 6.9607 | 8.875 | 0.16845 | 215.9116 | 0.20029 | 382.6729 | 54.5801 | 83.8171 | 1.3654 | 0.71139 | 478.5818 | 244.1791 | 212.9348 | 377.0581 | 143.5086 | 132.918 | 449.7 | 141.3107 | 149.8195
4428212 | VCUG | 8 | 15m_167056_407x225x586.dat | 0.1250;0.1250;0.2832 | 407;225;586 | (0.2518;80.7713;9.2458) | 110 | 3.9 | 52 | 92.5772 | 60 | iodine | [138] | [100] | 1 | 5 | 65 | normal | none | 9.1383 | 8.7244 | 79.7256 | 42.2997 | 40.3839 | 1708.2267 | 3.2055e-16 | 42.3836 | 0.062565 | 1.7124 | 258.9782 | 0.070657 | 61.8004 | 120.7026 | 3.9601 | 305.0305 | 0 | 59.782 | 3.7838 | 4.8323 | 0.16796 | 124.6084 | 0.14377 | 230.4333 | 32.1044 | 47.2409 | 0.76397 | 0.41725 | 293.4098 | 150.9078 | 127.0524 | 268.9505 | 99.1934 | 117.3036 | 289.1359 | 92.3822 | 93.0401
4428212 | VCUG | 8 | 15m_167056_407x225x586.dat | 0.1250;0.1250;0.2832 | 407;225;586 | (0.2518;80.7713;9.2458) | 110 | 7.85 | 62 | 92.5772 | 60 | iodine | [138] | [100] | 1 | 5 | 65 | normal | none | 9.1383 | 8.7244 | 79.7256 | 42.2997 | 40.3839 | 1708.2267 | 2.56e-16 | 69.0402 | 0.094888 | 3.4163 | 376.3852 | 0.070329 | 98.8181 | 198.4955 | 7.1673 | 417.8586 | 0.75388 | 90.1421 | 6.686 | 8.6986 | 0.25545 | 200.2299 | 0.24574 | 355.1935 | 50.9462 | 78.181 | 1.3966 | 0.91013 | 445.2419 | 229.8695 | 195.4077 | 355.318 | 134.7802 | 129.1202 | 426.804 | 132.3467 | 140.1542
4428212 | VCUG | 8 | 15m_167056_407x225x586.dat | 0.1250;0.1250;0.2832 | 407;225;586 | (0.2518;80.7713;9.2458) | 110 | 9.9905 | 69 | 92.5772 | 60 | iodine | [138] | [100] | 1 | 5 | 65 | normal | none | 9.1383 | 8.7244 | 79.7256 | 42.2997 | 40.3839 | 1708.2267 | 2.4752e-16 | 82.4483 | 0.11774 | 4.362 | 417.857 | 0.1855 | 112.6271 | 232.4615 | 9.1114 | 450.8638 | 0.33679 | 102.0382 | 8.2541 | 10.5783 | 0.27327 | 233.4917 | 0.2768 | 404.9694 | 58.8951 | 92.3342 | 1.9379 | 1.2726 | 501.5658 | 262.6923 | 222.4892 | 380.0878 | 146.1155 | 131.2936 | 473.7706 | 146.2828 | 158.5708
4428212 | VCUG | 9 | 15m_167056_407x225x586.dat | 0.1250;0.1250;0.2832 | 407;225;586 | (0.0769;80.8597;9.1698) | 60 | 2.5 | 38 | 92.4004 | 60 | iodine | [138] | [100] | 1 | 5 | 65 | normal | none | 9.0655 | 8.6924 | 78.8009 | 41.8827 | 40.1591 | 1681.9713 | 4.051e-16 | 17.8356 | 0.026952 | 0.73012 | 184.2899 | 0.017045 | 18.097 | 55.029 | 1.9178 | 189.7035 | 0 | 8.9026 | 1.325 | 1.8433 | 0.099236 | 121.8676 | 0.059825 | 131.0284 | 26.2383 | 45.0264 | 0.13754 | 0.090189 | 163.4578 | 83.6087 | 68.3659 | 191.0431 | 70.0503 | 107.9252 | 170.1673 | 60.2151 | 58.1613
4428212 | VCUG | 9 | 15m_167056_407x225x586.dat | 0.1250;0.1250;0.2832 | 407;225;586 | (0.0769;80.8597;9.1698) | 60 | 5.7448 | 47 | 92.4004 | 60 | iodine | [138] | [100] | 1 | 5 | 65 | normal | none | 9.0655 | 8.6924 | 78.8009 | 41.8827 | 40.1591 | 1681.9713 | 2.6302e-16 | 45.9669 | 0.059152 | 1.9832 | 336.0223 | 0.10543 | 48.3736 | 137.7752 | 5.6594 | 349.8161 | 0.039766 | 25.6909 | 3.8868 | 5.6415 | 0.0892 | 252.9891 | 0.16334 | 284.2116 | 59.0156 | 100.1957 | 0.57818 | 0.38306 | 356.2036 | 177.3828 | 152.8531 | 309.8715 | 119.3401 | 127.419 | 348.801 | 114.4106 | 117.4095
4428212 | VCUG | 9 | 15m_167056_407x225x586.dat | 0.1250;0.1250;0.2832 | 407;225;586 | (0.0769;80.8597;9.1698) | 60 | 6.3535 | 49 | 92.4004 | 60 | iodine | [138] | [100] | 1 | 5 | 65 | normal | none | 9.0655 | 8.6924 | 78.8009 | 41.8827 | 40.1591 | 1681.9713 | 2.5113e-16 | 51.9739 | 0.074465 | 2.6892 | 358.6765 | 0.12995 | 54.5782 | 156.8774 | 6.4426 | 372.5978 | 0 | 29.4629 | 4.5611 | 6.3761 | 0.2244 | 274.0934 | 0.15964 | 310.5015 | 64.9196 | 110.3948 | 0.64641 | 0.37776 | 387.4628 | 193.4472 | 168.0038 | 328.0681 | 126.4436 | 129.6511 | 373.3384 | 122.6956 | 127.572
4428212 | VCUG | 9 | 15m_167056_407x225x586.dat | 0.1250;0.1250;0.2832 | 407;225;586 | (0.0769;80.8597;9.1698) | 80 | 2.9 | 44 | 92.4004 | 60 | iodine | [138] | [100] | 1 | 5 | 65 | normal | none | 9.0655 | 8.6924 | 78.8009 | 41.8827 | 40.1591 | 1681.9713 | 3.6268e-16 | 27.7878 | 0.038974 | 1.2194 | 223.0389 | 0.04678 | 27.4506 | 82.1393 | 3.3233 | 228.7161 | 0 | 15.213 | 2.3785 | 3.2558 | 0.077 | 156.128 | 0.11009 | 175.2635 | 35.8363 | 61.2612 | 0.39504 | 0.17914 | 218.4535 | 111.0917 | 93.33 | 219.4692 | 82.2111 | 111.7779 | 214.6898 | 74.1229 | 74.8813
4428212 | VCUG | 9 | 15m_167056_407x225x586.dat | 0.1250;0.1250;0.2832 | 407;225;586 | (0.0769;80.8597;9.1698) | 80 | 7.702 | 57 | 92.4004 | 60 | iodine | [138] | [100] | 1 | 5 | 65 | normal | none | 9.0655 | 8.6924 | 78.8009 | 41.8827 | 40.1591 | 1681.9713 | 2.4239e-16 | 65.082 | 0.098318 | 3.2301 | 397.3613 | 0.20617 | 77.0051 | 192.8119 | 8.9333 | 405.4146 | 0 | 40.2073 | 6.4711 | 8.5397 | 0.15675 | 310.2814 | 0.21875 | 363.4279 | 74.6535 | 128.8108 | 1.2247 | 0.54269 | 448.6637 | 228.3862 | 198.8515 | 353.3451 | 137.6281 | 131.3613 | 436.2455 | 138.7899 | 147.0143
4428212 | VCUG | 9 | 15m_167056_407x225x586.dat | 0.1250;0.1250;0.2832 | 407;225;586 | (0.0769;80.8597;9.1698) | 80 | 8.502 | 60 | 92.4004 | 60 | iodine | [138] | [100] | 1 | 5 | 65 | normal | none | 9.0655 | 8.6924 | 78.8009 | 41.8827 | 40.1591 | 1681.9713 | 2.3638e-16 | 72.1262 | 0.10632 | 3.9796 | 416.1948 | 0.08049 | 85.2366 | 209.5548 | 9.998 | 423.1794 | 0 | 44.4713 | 7.2393 | 9.6879 | 0.17139 | 327.9206 | 0.23477 | 387.5414 | 79.2208 | 137.0901 | 1.4946 | 0.65027 | 475.5532 | 243.9313 | 212.8504 | 367.3954 | 143.338 | 132.9036 | 460.2387 | 146.2268 | 155.9993
4428212 | VCUG | 9 | 15m_167056_407x225x586.dat | 0.1250;0.1250;0.2832 | 407;225;586 | (0.0769;80.8597;9.1698) | 110 | 3.9 | 52 | 92.4004 | 60 | iodine | [138] | [100] | 1 | 5 | 65 | normal | none | 9.0655 | 8.6924 | 78.8009 | 41.8827 | 40.1591 | 1681.9713 | 3.2421e-16 | 41.67 | 0.063353 | 2.3427 | 277.8598 | 0.12638 | 44.4922 | 122.595 | 5.5411 | 281.0459 | 0.04101 | 24.5727 | 3.9758 | 5.3983 | 0.13748 | 203.9024 | 0.11697 | 236.3285 | 47.5581 | 83.1519 | 0.83337 | 0.42756 | 291.6408 | 150.8517 | 127.0013 | 259.5214 | 99.125 | 117.1136 | 282.585 | 94.1927 | 98.6171
4428212 | VCUG | 9 | 15m_167056_407x225x586.dat | 0.1250;0.1250;0.2832 | 407;225;586 | (0.0769;80.8597;9.1698) | 110 | 7.85 | 62 | 92.4004 | 60 | iodine | [138] | [100] | 1 | 5 | 65 | normal | none | 9.0655 | 8.6924 | 78.8009 | 41.8827 | 40.1591 | 1681.9713 | 2.5892e-16 | 65.3098 | 0.10287 | 3.3262 | 390.0824 | 0.10689 | 75.2357 | 199.8921 | 9.564 | 392.9791 | 0.046037 | 42.1289 | 6.9574 | 9.1689 | 0.14188 | 302.9859 | 0.21907 | 359.3277 | 71.891 | 127.0549 | 1.5152 | 0.79457 | 443.6898 | 229.6156 | 195.3034 | 344.8945 | 134.6223 | 129.0666 | 423.8381 | 135.4207 | 146.1644
4428212 | VCUG | 9 | 15m_167056_407x225x586.dat | 0.1250;0.1250;0.2832 | 407;225;586 | (0.0769;80.8597;9.1698) | 110 | 9.9905 | 69 | 92.4004 | 60 | iodine | [138] | [100] | 1 | 5 | 65 | normal | none | 9.0655 | 8.6924 | 78.8009 | 41.8827 | 40.1591 | 1681.9713 | 2.5035e-16 | 79.0127 | 0.12356 | 4.6075 | 429.2755 | 0.2099 | 91.2555 | 234.0384 | 11.9436 | 426.5593 | 0 | 51.1 | 8.5244 | 11.3684 | 0.37417 | 338.4234 | 0.38197 | 409.4234 | 81.3774 | 144.2129 | 1.9411 | 1.0314 | 504.2898 | 262.1851 | 222.1697 | 370.8641 | 145.9302 | 131.5774 | 465.3846 | 149.4982 | 164.7736
4428212 | VCUG | 10 | 15m_167056_407x225x586.dat | 0.1250;0.1250;0.2832 | 407;225;586 | (0.0769;80.8597;9.1698) | 60 | 2.5 | 38 | 92.4004 | 60 | iodine | [138] | [70] | 0 | 5 | 65 | normal | none | 9.0655 | 8.6924 | 78.8009 | 41.8827 | 40.1591 | 1681.9713 | 4.051e-16 | 17.8269 | 0.026952 | 0.73012 | 184.4257 | 0.017045 | 18.115 | 55.6511 | 1.9178 | 189.7035 | 0 | 8.9041 | 1.325 | 1.8433 | 0.099236 | 121.8775 | 0.059825 | 131.1419 | 26.2383 | 45.0215 | 0.13754 | 0.090189 | 167.8617 | 83.6618 | 68.4087 | 191.0825 | 70.0899 | 107.9311 | 171.6954 | 60.3402 | 58.4248
4428212 | VCUG | 10 | 15m_167056_407x225x586.dat | 0.1250;0.1250;0.2832 | 407;225;586 | (0.0769;80.8597;9.1698) | 60 | 5.7448 | 47 | 92.4004 | 60 | iodine | [138] | [70] | 0 | 5 | 65 | normal | none | 9.0655 | 8.6924 | 78.8009 | 41.8827 | 40.1591 | 1681.9713 | 2.6302e-16 | 45.9859 | 0.059152 | 1.9832 | 336.3987 | 0.10543 | 48.3698 | 139.7675 | 5.6594 | 349.8161 | 0.039766 | 25.6947 | 3.8872 | 5.6415 | 0.0892 | 252.9853 | 0.16334 | 284.5652 | 59.0194 | 100.1957 | 0.57818 | 0.38306 | 366.3437 | 177.5494 | 152.9943 | 310.0146 | 119.4522 | 127.4462 | 352.5384 | 114.7186 | 118.0785
4428212 | VCUG | 10 | 15m_167056_407x225x586.dat | 0.1250;0.1250;0.2832 | 407;225;586 | (0.0769;80.8597;9.1698) | 60 | 6.3535 | 49 | 92.4004 | 60 | iodine | [138] | [70] | 0 | 5 | 65 | normal | none | 9.0655 | 8.6924 | 78.8009 | 41.8827 | 40.1591 | 1681.9713 | 2.5113e-16 | 51.9739 | 0.074596 | 2.6892 | 359.1543 | 0.12995 | 54.5782 | 159.3901 | 6.4434 | 372.6137 | 0 | 29.4685 | 4.5611 | 6.3773 | 0.2244 | 274.1213 | 0.15964 | 310.8718 | 64.9196 | 110.3987 | 0.64641 | 0.37776 | 398.963 | 193.6374 | 168.1694 | 328.203 | 126.5745 | 129.6827 | 378.2324 | 123.096 | 128.3639
4428212 | VCUG | 10 | 15m_167056_407x225x586.dat | 0.1250;0.1250;0.2832 | 407;225;586 | (0.0769;80.8597;9.1698) | 80 | 2.9 | 44 | 92.4004 | 60 | iodine | [138] | [70] | 0 | 5 | 65 | normal | none | 9.0655 | 8.6924 | 78.8009 | 41.8827 | 40.1591 | 1681.9713 | 3.6268e-16 | 27.7878 | 0.038974 | 1.2194 | 223.3008 | 0.04678 | 27.5 | 83.0051 | 3.3242 | 228.7271 | 0 | 15.216 | 2.379 | 3.2558 | 0.077 | 156.1363 | 0.11009 | 175.5007 | 35.8418 | 61.2722 | 0.39542 | 0.17914 | 224.7594 | 111.2162 | 93.4346 | 219.5237 | 82.2902 | 111.7998 | 217.2348 | 74.3343 | 75.2773
4428212 | VCUG | 10 | 15m_167056_407x225x586.dat | 0.1250;0.1250;0.2832 | 407;225;586 | (0.0769;80.8597;9.1698) | 80 | 7.702 | 57 | 92.4004 | 60 | iodine | [138] | [70] | 0 | 5 | 65 | normal | none | 9.0655 | 8.6924 | 78.8009 | 41.8827 | 40.1591 | 1681.9713 | 2.4239e-16 | 65.1274 | 0.098331 | 3.2331 | 398.1906 | 0.20617 | 76.9639 | 196.1661 | 8.9357 | 405.4393 | 0 | 40.2155 | 6.4723 | 8.5397 | 0.15675 | 310.2649 | 0.21939 | 364.1334 | 74.6659 | 128.8356 | 1.2247 | 0.54269 | 465.0425 | 228.7496 | 199.1644 | 353.5508 | 137.8577 | 131.4202 | 443.8779 | 139.4116 | 148.1631
4428212 | VCUG | 10 | 15m_167056_407x225x586.dat | 0.1250;0.1250;0.2832 | 407;225;586 | (0.0769;80.8597;9.1698) | 80 | 8.502 | 60 | 92.4004 | 60 | iodine | [138] | [70] | 0 | 5 | 65 | normal | none | 9.0655 | 8.6924 | 78.8009 | 41.8827 | 40.1591 | 1681.9713 | 2.3638e-16 | 72.1051 | 0.10632 | 3.9796 | 417.0451 | 0.08049 | 85.1985 | 213.4638 | 10.0001 | 423.264 | 0 | 44.4797 | 7.2397 | 9.6807 | 0.17139 | 327.9926 | 0.23477 | 388.3875 | 79.2377 | 137.124 | 1.4946 | 0.65027 | 495.9444 | 244.3647 | 213.2347 | 367.6104 | 143.5984 | 132.9675 | 467.3037 | 146.8139 | 157.3608
4428212 | VCUG | 10 | 15m_167056_407x225x586.dat | 0.1250;0.1250;0.2832 | 407;225;586 | (0.0769;80.8597;9.1698) | 110 | 3.9 | 52 | 92.4004 | 60 | iodine | [138] | [70] | 0 | 5 | 65 | normal | none | 9.0655 | 8.6924 | 78.8009 | 41.8827 | 40.1591 | 1681.9713 | 3.2421e-16 | 41.707 | 0.063338 | 2.3418 | 278.3101 | 0.12638 | 44.4737 | 124.6708 | 5.5433 | 281.0706 | 0.04101 | 24.5798 | 3.9782 | 5.4008 | 0.13748 | 203.9363 | 0.11697 | 236.7202 | 47.5674 | 83.1827 | 0.83337 | 0.42919 | 303.1548 | 151.0868 | 127.2072 | 259.6549 | 99.2732 | 117.1479 | 288.0845 | 94.6437 | 99.3868
4428212 | VCUG | 10 | 15m_167056_407x225x586.dat | 0.1250;0.1250;0.2832 | 407;225;586 | (0.0769;80.8597;9.1698) | 110 | 7.85 | 62 | 92.4004 | 60 | iodine | [138] | [70] | 0 | 5 | 65 | normal | none | 9.0655 | 8.6924 | 78.8009 | 41.8827 | 40.1591 | 1681.9713 | 2.5892e-16 | 65.3176 | 0.10284 | 3.327 | 390.8549 | 0.10689 | 75.1623 | 203.905 | 9.5717 | 393.0177 | 0.046037 | 42.1482 | 6.9578 | 9.1754 | 0.14188 | 303.0477 | 0.21907 | 360.1388 | 71.9142 | 127.0973 | 1.5159 | 0.79457 | 461.0311 | 230.0697 | 195.6958 | 345.2179 | 134.8926 | 129.131 | 431.6783 | 136.0733 | 147.4154
4428212 | VCUG | 10 | 15m_167056_407x225x586.dat | 0.1250;0.1250;0.2832 | 407;225;586 | (0.0769;80.8597;9.1698) | 110 | 9.9905 | 69 | 92.4004 | 60 | iodine | [138] | [70] | 0 | 5 | 65 | normal | none | 9.0655 | 8.6924 | 78.8009 | 41.8827 | 40.1591 | 1681.9713 | 2.5035e-16 | 79.0567 | 0.12381 | 4.6111 | 430.2341 | 0.2099 | 91.2395 | 238.588 | 11.9444 | 426.6392 | 0 | 51.128 | 8.5268 | 11.3776 | 0.37417 | 338.5273 | 0.38207 | 410.5419 | 81.3974 | 144.2289 | 1.9344 | 1.0314 | 521.8252 | 262.7683 | 222.6862 | 371.1234 | 146.2771 | 131.6535 | 476.0097 | 150.3787 | 166.1397
4428212 | VCUG | 11 | 15m_167056_407x225x586.dat | 0.1250;0.1250;0.2832 | 407;225;586 | (0.0769;80.8597;9.1698) | 60 | 2.5 | 38 | 92.4004 | 60 | iodine | [138] | [50] | 1 | 5 | 65 | normal | none | 9.0655 | 8.6924 | 78.8009 | 41.8827 | 40.1591 | 1681.9713 | 4.051e-16 | 17.8254 | 0.026952 | 0.73012 | 184.5294 | 0.017045 | 18.1177 | 56.4213 | 1.9178 | 189.7059 | 0 | 8.9053 | 1.325 | 1.8467 | 0.099236 | 121.8775 | 0.059825 | 131.2975 | 26.2383 | 45.0289 | 0.13754 | 0.090189 | 172.2829 | 83.7274 | 68.4631 | 191.122 | 70.1356 | 107.9468 | 173.9615 | 60.5216 | 58.7072
4428212 | VCUG | 11 | 15m_167056_407x225x586.dat | 0.1250;0.1250;0.2832 | 407;225;586 | (0.0769;80.8597;9.1698) | 60 | 5.7448 | 47 | 92.4004 | 60 | iodine | [138] | [50] | 1 | 5 | 65 | normal | none | 9.0655 | 8.6924 | 78.8009 | 41.8827 | 40.1591 | 1681.9713 | 2.6302e-16 | 45.9935 | 0.059152 | 1.9832 | 336.7561 | 0.10543 | 48.3736 | 141.9879 | 5.6605 | 349.8275 | 0.039766 | 25.6996 | 3.8876 | 5.6415 | 0.0892 | 253.0195 | 0.16334 | 284.9492 | 59.0194 | 100.2147 | 0.57818 | 0.38306 | 378.381 | 177.7501 | 153.1632 | 310.1184 | 119.5868 | 127.4794 | 356.2264 | 115.0251 | 118.8459
4428212 | VCUG | 11 | 15m_167056_407x225x586.dat | 0.1250;0.1250;0.2832 | 407;225;586 | (0.0769;80.8597;9.1698) | 60 | 6.3535 | 49 | 92.4004 | 60 | iodine | [138] | [50] | 1 | 5 | 65 | normal | none | 9.0655 | 8.6924 | 78.8009 | 41.8827 | 40.1591 | 1681.9713 | 2.5113e-16 | 51.9739 | 0.074465 | 2.6892 | 359.5645 | 0.12995 | 54.5543 | 162.062 | 6.4438 | 372.6336 | 0 | 29.4744 | 4.5623 | 6.3761 | 0.2244 | 274.1412 | 0.15964 | 311.4054 | 64.9276 | 110.4187 | 0.64641 | 0.37776 | 410.3517 | 193.8797 | 168.3772 | 328.3453 | 126.7356 | 129.7175 | 384.2453 | 123.5831 | 129.1751
4428212 | VCUG | 11 | 15m_167056_407x225x586.dat | 0.1250;0.1250;0.2832 | 407;225;586 | (0.0769;80.8597;9.1698) | 80 | 2.9 | 44 | 92.4004 | 60 | iodine | [138] | [50] | 1 | 5 | 65 | normal | none | 9.0655 | 8.6924 | 78.8009 | 41.8827 | 40.1591 | 1681.9713 | 3.6268e-16 | 27.7933 | 0.038974 | 1.2194 | 223.5241 | 0.04678 | 27.4661 | 84.4912 | 3.3242 | 228.7382 | 0 | 15.2185 | 2.3785 | 3.2624 | 0.077 | 156.1473 | 0.11009 | 175.8012 | 35.8446 | 61.2832 | 0.39504 | 0.17914 | 232.0579 | 111.3533 | 93.5524 | 219.6249 | 82.3808 | 111.8195 | 219.7605 | 74.5433 | 75.7595
4428212 | VCUG | 11 | 15m_167056_407x225x586.dat | 0.1250;0.1250;0.2832 | 407;225;586 | (0.0769;80.8597;9.1698) | 80 | 7.702 | 57 | 92.4004 | 60 | iodine | [138] | [50] | 1 | 5 | 65 | normal | none | 9.0655 | 8.6924 | 78.8009 | 41.8827 | 40.1591 | 1681.9713 | 2.4239e-16 | 65.1315 | 0.098318 | 3.2348 | 398.7805 | 0.20617 | 77.0588 | 200.0401 | 8.9353 | 405.4888 | 0 | 40.2316 | 6.4752 | 8.543 | 0.15675 | 310.3309 | 0.21875 | 364.909 | 74.6659 | 128.8645 | 1.2247 | 0.54269 | 478.9459 | 229.1754 | 199.5415 | 353.8265 | 138.1116 | 131.489 | 451.4691 | 140.053 | 149.2372
4428212 | VCUG | 11 | 15m_167056_407x225x586.dat | 0.1250;0.1250;0.2832 | 407;225;586 | (0.0769;80.8597;9.1698) | 80 | 8.502 | 60 | 92.4004 | 60 | iodine | [138] | [50] | 1 | 5 | 65 | normal | none | 9.0655 | 8.6924 | 78.8009 | 41.8827 | 40.1591 | 1681.9713 | 2.3638e-16 | 72.1135 | 0.10635 | 3.9822 | 417.7177 | 0.08049 | 85.2958 | 217.0809 | 9.9997 | 423.264 | 0 | 44.5009 | 7.2405 | 9.7019 | 0.17139 | 328.0475 | 0.23477 | 389.1786 | 79.2335 | 137.1494 | 1.4946 | 0.65226 | 510.582 | 244.8372 | 213.6451 | 367.8652 | 143.8908 | 133.0414 | 475.2148 | 147.4785 | 158.4629
4428212 | VCUG | 11 | 15m_167056_407x225x586.dat | 0.1250;0.1250;0.2832 | 407;225;586 | (0.0769;80.8597;9.1698) | 110 | 3.9 | 52 | 92.4004 | 60 | iodine | [138] | [50] | 1 | 5 | 65 | normal | none | 9.0655 | 8.6924 | 78.8009 | 41.8827 | 40.1591 | 1681.9713 | 3.2421e-16 | 41.7317 | 0.063483 | 2.3422 | 278.7573 | 0.12638 | 44.4676 | 127.0057 | 5.5463 | 281.0953 | 0.04101 | 24.593 | 3.9789 | 5.4014 | 0.13748 | 203.9826 | 0.11697 | 237.2107 | 47.5735 | 83.2228 | 0.83337 | 0.42756 | 313.0032 | 151.3495 | 127.4393 | 259.8349 | 99.4292 | 117.1871 | 290.8913 | 94.8926 | 100.0907
4428212 | VCUG | 11 | 15m_167056_407x225x586.dat | 0.1250;0.1250;0.2832 | 407;225;586 | (0.0769;80.8597;9.1698) | 110 | 7.85 | 62 | 92.4004 | 60 | iodine | [138] | [50] | 1 | 5 | 65 | normal | none | 9.0655 | 8.6924 | 78.8009 | 41.8827 | 40.1591 | 1681.9713 | 2.5892e-16 | 65.4103 | 0.10294 | 3.3268 | 391.6659 | 0.10689 | 75.2859 | 207.5818 | 9.569 | 393.0563 | 0.046037 | 42.1714 | 6.9612 | 9.1785 | 0.14188 | 303.1404 | 0.22293 | 360.888 | 71.9065 | 127.1282 | 1.5152 | 0.79457 | 474.5874 | 230.5413 | 196.1106 | 345.3633 | 135.1693 | 129.2046 | 438.0896 | 136.6256 | 148.4821
4428212 | VCUG | 11 | 15m_167056_407x225x586.dat | 0.1250;0.1250;0.2832 | 407;225;586 | (0.0769;80.8597;9.1698) | 110 | 9.9905 | 69 | 92.4004 | 60 | iodine | [138] | [50] | 1 | 5 | 65 | normal | none | 9.0655 | 8.6924 | 78.8009 | 41.8827 | 40.1591 | 1681.9713 | 2.5035e-16 | 79.0527 | 0.12377 | 4.6067 | 431.073 | 0.2099 | 91.2835 | 243.8206 | 11.9504 | 426.7191 | 0 | 51.16 | 8.5336 | 11.3772 | 0.37417 | 338.6511 | 0.38197 | 411.4606 | 81.3974 | 144.2648 | 1.9344 | 1.0314 | 542.2764 | 263.3643 | 223.2188 | 371.5519 | 146.6239 | 131.7519 | 483.4392 | 151.029 | 167.6388
4428212 | VCUG | 12 | 15m_167056_407x225x586.dat | 0.1250;0.1250;0.2832 | 407;225;586 | (0.0769;80.8597;9.1698) | 60 | 2.5 | 38 | 92.4004 | 60 | iodine | [138] | [30] | 0 | 5 | 65 | normal | none | 9.0655 | 8.6924 | 78.8009 | 41.8827 | 40.1591 | 1681.9713 | 4.051e-16 | 17.8279 | 0.027053 | 0.73012 | 184.7664 | 0.017045 | 18.096 | 57.5938 | 1.9183 | 189.7133 | 0 | 8.9075 | 1.3255 | 1.8434 | 0.099236 | 121.8898 | 0.059825 | 131.5468 | 26.2432 | 45.0314 | 0.13783 | 0.090189 | 179.654 | 83.855 | 68.5701 | 191.1778 | 70.2189 | 107.9664 | 177.2299 | 60.7836 | 59.1726
4428212 | VCUG | 12 | 15m_167056_407x225x586.dat | 0.1250;0.1250;0.2832 | 407;225;586 | (0.0769;80.8597;9.1698) | 60 | 5.7448 | 47 | 92.4004 | 60 | iodine | [138] | [30] | 0 | 5 | 65 | normal | none | 9.0655 | 8.6924 | 78.8009 | 41.8827 | 40.1591 | 1681.9713 | 2.6302e-16 | 45.9897 | 0.059156 | 1.9832 | 337.2921 | 0.10543 | 48.442 | 145.9421 | 5.6601 | 349.8656 | 0.039766 | 25.7088 | 3.8887 | 5.6407 | 0.0892 | 253.0537 | 0.16668 | 285.721 | 59.0232 | 100.2375 | 0.57818 | 0.38306 | 395.6043 | 178.1409 | 153.5053 | 310.2937 | 119.8336 | 127.5398 | 365.5224 | 115.7831 | 120.0606
4428212 | VCUG | 12 | 15m_167056_407x225x586.dat | 0.1250;0.1250;0.2832 | 407;225;586 | (0.0769;80.8597;9.1698) | 60 | 6.3535 | 49 | 92.4004 | 60 | iodine | [138] | [30] | 0 | 5 | 65 | normal | none | 9.0655 | 8.6924 | 78.8009 | 41.8827 | 40.1591 | 1681.9713 | 2.5113e-16 | 51.9938 | 0.074469 | 2.6892 | 360.1259 | 0.12995 | 54.6339 | 166.3985 | 6.445 | 372.6774 | 0 | 29.4844 | 4.5623 | 6.3761 | 0.2244 | 274.1731 | 0.16291 | 312.3053 | 64.9276 | 110.4465 | 0.64641 | 0.37776 | 430.501 | 194.327 | 168.7757 | 328.6039 | 127.0243 | 129.7934 | 392.978 | 124.3105 | 130.5449
4428212 | VCUG | 12 | 15m_167056_407x225x586.dat | 0.1250;0.1250;0.2832 | 407;225;586 | (0.0769;80.8597;9.1698) | 80 | 2.9 | 44 | 92.4004 | 60 | iodine | [138] | [30] | 0 | 5 | 65 | normal | none | 9.0655 | 8.6924 | 78.8009 | 41.8827 | 40.1591 | 1681.9713 | 3.6268e-16 | 27.7878 | 0.038974 | 1.2194 | 223.8936 | 0.04678 | 27.5102 | 87.1961 | 3.3264 | 228.7575 | 0 | 15.2265 | 2.38 | 3.2558 | 0.077 | 156.1639 | 0.11009 | 176.2672 | 35.8474 | 61.2915 | 0.39504 | 0.17914 | 242.4446 | 111.5997 | 93.7667 | 219.7961 | 82.5342 | 111.8524 | 225.2419 | 74.9953 | 76.5232
4428212 | VCUG | 12 | 15m_167056_407x225x586.dat | 0.1250;0.1250;0.2832 | 407;225;586 | (0.0769;80.8597;9.1698) | 80 | 7.702 | 57 | 92.4004 | 60 | iodine | [138] | [30] | 0 | 5 | 65 | normal | none | 9.0655 | 8.6924 | 78.8009 | 41.8827 | 40.1591 | 1681.9713 | 2.4239e-16 | 65.1439 | 0.098405 | 3.2469 | 399.8078 | 0.20906 | 77.1454 | 206.2945 | 8.944 | 405.5342 | 0 | 40.2634 | 6.4781 | 8.5421 | 0.15675 | 310.434 | 0.21877 | 366.2168 | 74.6865 | 128.8975 | 1.2258 | 0.54269 | 501.7195 | 229.8598 | 200.1586 | 354.1797 | 138.5359 | 131.5971 | 461.2056 | 140.882 | 150.9676
4428212 | VCUG | 12 | 15m_167056_407x225x586.dat | 0.1250;0.1250;0.2832 | 407;225;586 | (0.0769;80.8597;9.1698) | 80 | 8.502 | 60 | 92.4004 | 60 | iodine | [138] | [30] | 0 | 5 | 65 | normal | none | 9.0655 | 8.6924 | 78.8009 | 41.8827 | 40.1591 | 1681.9713 | 2.3638e-16 | 72.2193 | 0.10647 | 3.9819 | 418.8896 | 0.08049 | 85.3381 | 225.3896 | 10.0018 | 423.3486 | 0 | 44.5305 | 7.2469 | 9.6811 | 0.17139 | 328.1491 | 0.23477 | 390.7355 | 79.2546 | 137.1874 | 1.4947 | 0.65027 | 537.4035 | 245.6196 | 214.3533 | 368.2951 | 144.3616 | 133.1421 | 485.7065 | 148.3791 | 160.5567
4428212 | VCUG | 12 | 15m_167056_407x225x586.dat | 0.1250;0.1250;0.2832 | 407;225;586 | (0.0769;80.8597;9.1698) | 110 | 3.9 | 52 | 92.4004 | 60 | iodine | [138] | [30] | 0 | 5 | 65 | normal | none | 9.0655 | 8.6924 | 78.8009 | 41.8827 | 40.1591 | 1681.9713 | 3.2421e-16 | 41.7502 | 0.063489 | 2.3432 | 279.4205 | 0.12638 | 44.4984 | 130.6576 | 5.5457 | 281.1354 | 0.04101 | 24.6084 | 3.981 | 5.4051 | 0.13748 | 204.0597 | 0.11699 | 238.0003 | 47.5982 | 83.2352 | 0.83337 | 0.42756 | 326.3586 | 151.7939 | 127.8274 | 260.0584 | 99.6788 | 117.263 | 297.205 | 95.4277 | 101.1215
4428212 | VCUG | 12 | 15m_167056_407x225x586.dat | 0.1250;0.1250;0.2832 | 407;225;586 | (0.0769;80.8597;9.1698) | 110 | 7.85 | 62 | 92.4004 | 60 | iodine | [138] | [30] | 0 | 5 | 65 | normal | none | 9.0655 | 8.6924 | 78.8009 | 41.8827 | 40.1591 | 1681.9713 | 2.5892e-16 | 65.4141 | 0.10375 | 3.3444 | 392.7473 | 0.10689 | 75.2511 | 213.3249 | 9.5806 | 393.1336 | 0.046037 | 42.2023 | 6.9628 | 9.1936 | 0.14188 | 303.2176 | 0.21907 | 362.2128 | 71.9374 | 127.1746 | 1.5152 | 0.79457 | 496.2157 | 231.2761 | 196.7737 | 345.8649 | 135.6056 | 129.3242 | 450.2555 | 137.6452 | 150.1645
4428212 | VCUG | 12 | 15m_167056_407x225x586.dat | 0.1250;0.1250;0.2832 | 407;225;586 | (0.0769;80.8597;9.1698) | 110 | 9.9905 | 69 | 92.4004 | 60 | iodine | [138] | [30] | 0 | 5 | 65 | normal | none | 9.0655 | 8.6924 | 78.8009 | 41.8827 | 40.1591 | 1681.9713 | 2.5035e-16 | 79.0287 | 0.12435 | 4.6095 | 432.431 | 0.2099 | 91.2835 | 250.3674 | 11.9572 | 426.8389 | 0 | 51.1999 | 8.5308 | 11.3784 | 0.37417 | 338.747 | 0.38197 | 413.0583 | 81.4293 | 144.3727 | 1.9344 | 1.0314 | 566.0828 | 264.2902 | 224.0503 | 372.1045 | 147.1525 | 131.9009 | 494.7832 | 152.0002 | 169.5298
4428212 | VCUG | 13 | 15m_167056_407x225x586.dat | 0.1250;0.1250;0.2832 | 407;225;586 | (0.1462;74.1875;20.3501) | 60 | 2.5 | 38 | 87.375 | 60 | iodine | [138] | [10] | 1 | 5 | 65 | normal | none | 11.3116 | 15.3976 | 174.1704 | 49.4174 | 67.2681 | 3324.2128 | 1.8414e-16 | 461.8015 | 0.17319 | 21.8992 | 196.4603 | 0.61517 | 127.7858 | 148.0634 | 97.755 | 787.1012 | 2.0589 | 135.4863 | 221.6689 | 100.7635 | 1.7875 | 286.4768 | 1.1193 | 194.5759 | 596.2723 | 188.9716 | 18.9129 | 8.2354 | 335.5254 | 206.1931 | 159.7687 | 318.5451 | 141.5865 | 209.7884 | 428.5504 | 213.2536 | 164.5676
4428212 | VCUG | 13 | 15m_167056_407x225x586.dat | 0.1250;0.1250;0.2832 | 407;225;586 | (0.1462;74.1875;20.3501) | 60 | 5.7448 | 47 | 87.375 | 60 | iodine | [138] | [10] | 1 | 5 | 65 | normal | none | 11.3116 | 15.3976 | 174.1704 | 49.4174 | 67.2681 | 3324.2128 | 1.1955e-16 | 894.6159 | 0.54349 | 52.0717 | 402.9578 | 1.5018 | 339.6529 | 321.7857 | 237.9369 | 1332.6808 | 0.075164 | 318.9082 | 423.8363 | 251.3875 | 3.5977 | 630.9991 | 3.2386 | 452.4021 | 1008.8792 | 422.1968 | 54.1638 | 22.6176 | 683.0449 | 421.1684 | 346.4409 | 550.179 | 233.6877 | 249.9653 | 756.1449 | 406.7731 | 338.2636
4428212 | VCUG | 13 | 15m_167056_407x225x586.dat | 0.1250;0.1250;0.2832 | 407;225;586 | (0.1462;74.1875;20.3501) | 60 | 6.3535 | 49 | 87.375 | 60 | iodine | [138] | [10] | 1 | 5 | 65 | normal | none | 11.3116 | 15.3976 | 174.1704 | 49.4174 | 67.2681 | 3324.2128 | 1.1413e-16 | 959.4271 | 0.63153 | 61.2973 | 437.4988 | 1.7579 | 373.1427 | 347.2075 | 263.9345 | 1402.6036 | 0.34943 | 352.5259 | 453.5505 | 279.6533 | 4.3385 | 689.8325 | 4.024 | 500.1463 | 1061.5908 | 462.7067 | 61.4804 | 26.4758 | 733.8084 | 457.1167 | 379.2315 | 580.2541 | 246.9305 | 254.8328 | 800.3812 | 435.8072 | 366.8196
4428212 | VCUG | 13 | 15m_167056_407x225x586.dat | 0.1250;0.1250;0.2832 | 407;225;586 | (0.1462;74.1875;20.3501) | 80 | 2.9 | 44 | 87.375 | 60 | iodine | [138] | [10] | 1 | 5 | 65 | normal | none | 11.3116 | 15.3976 | 174.1704 | 49.4174 | 67.2681 | 3324.2128 | 1.6486e-16 | 572.7564 | 0.3714 | 32.9937 | 255.5276 | 0.86395 | 202.0637 | 197.1201 | 141.3633 | 908.4738 | 0.0043897 | 190.8359 | 271.8992 | 147.6535 | 1.9186 | 382.5938 | 2.0345 | 272.2146 | 686.951 | 254.6905 | 32.2409 | 12.9584 | 429.2094 | 267.6566 | 213.763 | 375.7347 | 164.1831 | 218.2527 | 513.621 | 264.9485 | 213.066
4428212 | VCUG | 13 | 15m_167056_407x225x586.dat | 0.1250;0.1250;0.2832 | 407;225;586 | (0.1462;74.1875;20.3501) | 80 | 7.702 | 57 | 87.375 | 60 | iodine | [138] | [10] | 1 | 5 | 65 | normal | none | 11.3116 | 15.3976 | 174.1704 | 49.4174 | 67.2681 | 3324.2128 | 1.1015e-16 | 1063.7005 | 1.093 | 78.901 | 506.7307 | 2.2037 | 464.4986 | 413.978 | 321.5159 | 1484.2058 | 0.68727 | 422.0032 | 499.1867 | 335.3875 | 6.506 | 798.833 | 6.0695 | 595.6796 | 1118.5333 | 539.6666 | 82.2618 | 35.5541 | 836.9617 | 532.1959 | 443.3742 | 631.8656 | 267.5175 | 259.5725 | 864.0604 | 486.52 | 422.5997
4428212 | VCUG | 13 | 15m_167056_407x225x586.dat | 0.1250;0.1250;0.2832 | 407;225;586 | (0.1462;74.1875;20.3501) | 80 | 8.502 | 60 | 87.375 | 60 | iodine | [138] | [10] | 1 | 5 | 65 | normal | none | 11.3116 | 15.3976 | 174.1704 | 49.4174 | 67.2681 | 3324.2128 | 1.0742e-16 | 1127.0539 | 1.2489 | 89.1617 | 537.8338 | 3.0025 | 512.2896 | 438.7849 | 347.1367 | 1534.886 | 4.0282 | 453.5864 | 522.753 | 366.993 | 8.4092 | 851.4112 | 6.8761 | 640.6529 | 1154.6088 | 577.8164 | 89.5155 | 39.1113 | 889.2434 | 566.1151 | 472.9295 | 657.7963 | 278.079 | 262.2924 | 900.1909 | 513.8282 | 449.3946
4428212 | VCUG | 13 | 15m_167056_407x225x586.dat | 0.1250;0.1250;0.2832 | 407;225;586 | (0.1462;74.1875;20.3501) | 110 | 3.9 | 52 | 87.375 | 60 | iodine | [138] | [10] | 1 | 5 | 65 | normal | none | 11.3116 | 15.3976 | 174.1704 | 49.4174 | 67.2681 | 3324.2128 | 1.4737e-16 | 719.758 | 0.7068 | 51.521 | 335.6473 | 1.6284 | 289.2128 | 266.9015 | 201.2092 | 1069.4245 | 2.1667 | 267.4647 | 340.8723 | 211.0756 | 4.173 | 516.0584 | 3.5121 | 378.6821 | 807.429 | 347.9701 | 49.0015 | 22.6214 | 557.2679 | 355.7029 | 285.8449 | 452.2987 | 195.4009 | 229.5326 | 624.1408 | 333.4623 | 280.7064
4428212 | VCUG | 13 | 15m_167056_407x225x586.dat | 0.1250;0.1250;0.2832 | 407;225;586 | (0.1462;74.1875;20.3501) | 110 | 7.85 | 62 | 87.375 | 60 | iodine | [138] | [10] | 1 | 5 | 65 | normal | none | 11.3116 | 15.3976 | 174.1704 | 49.4174 | 67.2681 | 3324.2128 | 1.1769e-16 | 1039.7761 | 1.2807 | 87.4765 | 500.9738 | 3.3908 | 467.7591 | 409.1299 | 320.6762 | 1426.304 | 2.4958 | 419.8361 | 485.2544 | 335.444 | 8.2105 | 783.5071 | 6.6559 | 591.6536 | 1074.6138 | 531.1126 | 82.2126 | 36.5727 | 820.8428 | 531.731 | 433.1838 | 619.8718 | 261.3477 | 254.3201 | 838.3041 | 476.1688 | 417.7187
4428212 | VCUG | 13 | 15m_167056_407x225x586.dat | 0.1250;0.1250;0.2832 | 407;225;586 | (0.1462;74.1875;20.3501) | 110 | 9.9905 | 69 | 87.375 | 60 | iodine | [138] | [10] | 1 | 5 | 65 | normal | none | 11.3116 | 15.3976 | 174.1704 | 49.4174 | 67.2681 | 3324.2128 | 1.138e-16 | 1141.0633 | 1.6158 | 103.1395 | 568.4402 | 3.623 | 557.8512 | 464.4484 | 371.933 | 1521.3885 | 0.28629 | 482.8846 | 531.4007 | 386.784 | 9.0441 | 886.7516 | 7.8874 | 679.1106 | 1142.9087 | 605.594 | 99.1411 | 43.6952 | 915.0475 | 602.1813 | 489.4193 | 670.6145 | 281.93 | 259.6328 | 920.4079 | 527.2427 | 470.4377

## Abnormal Ref
Git Commit | Procedure | Field # | Phantom | Voxel Size | Voxel Array | Source Coordinate | Peak Potential | HVL | Average Energy | FDD | SSD | Contrast Material | Contrast Location | Contrast Percentage | # of Radigraphs | Field Time | Total Procedure Time | Disease State | Disease | Field Width @ 20cm | Field Height @ 20cm | Field Area @ 20cm | Field Width @ Image | Field Height @ Image | Field Area @ Image | Dose-ref | Adrenals | Brain | Breast | Colon | ET | GB-wall | Gonads | Ht-wall | Kidneys | Eye-lens | Liver | Lungs | Oesophagus | O-mucosa | Pancreas | S-glands | SI-wall | Spleen | St-wall | Thymus | Thyroid | UB-wall | R-marrow | Endost-BS | Lymph | Muscle | Skin | Prostate / Uterus | Remainder | Effective Dose
- | - | - | - | - | - | - | kVp | mm Al | keV | cm | cm | - | - | - | - | s | s | - | - | cm | cm | cm2 | cm | cm | cm2 | Gy | mGy/Gy-cm2 | mGy/Gy-cm2 | mGy/Gy-cm2 | mGy/Gy-cm2 | mGy/Gy-cm2 | mGy/Gy-cm2 | mGy/Gy-cm2 | mGy/Gy-cm2 | mGy/Gy-cm2 | mGy/Gy-cm2 | mGy/Gy-cm2 | mGy/Gy-cm2 | mGy/Gy-cm2 | mGy/Gy-cm2 | mGy/Gy-cm2 | mGy/Gy-cm2 | mGy/Gy-cm2 | mGy/Gy-cm2 | mGy/Gy-cm2 | mGy/Gy-cm2 | mGy/Gy-cm2 | mGy/Gy-cm2 | mGy/Gy-cm2 | mGy/Gy-cm2 | mGy/Gy-cm2 | mGy/Gy-cm2 | mGy/Gy-cm2 | mGy/Gy-cm2 | mGy/Gy-cm2 | mSv/Gy-cm2
2573823 | VCUG_a | 1 | 00f_051004_345x211x716.dat | 0.0663;0.0663;0.0663 | 345;211;716 | (0.0901;67.0610;-2.6929) | 60 | 2.5 | 38 | 76.6025 | 60 | iodine | [138] | [0] | 1 | 5 | 90 | abnormal | VUR - grade 3 | 4.788 | 5.3314 | 25.5263 | 18.3385 | 20.4197 | 374.4669 | 1.2013e-15 | 1019.8204 | 0.96446 | 133.7978 | 431.6027 | 2.8353 | 472.85 | 481.9403 | 158.2965 | 1087.4144 | 1.4194 | 609.1951 | 248.9491 | 232.0006 | 8.4168 | 766.0182 | 7.1722 | 461.404 | 931.5819 | 548.1108 | 35.1306 | 14.4403 | 400.5444 | 260.8331 | 261.0463 | 630.4957 | 250.7125 | 320.4161 | 505.6814 | 397.8852 | 337.2399
2573823 | VCUG_a | 1 | 00f_051004_345x211x716.dat | 0.0663;0.0663;0.0663 | 345;211;716 | (0.0901;67.0610;-2.6929) | 60 | 5.7448 | 47 | 76.6025 | 60 | iodine | [138] | [0] | 1 | 5 | 90 | abnormal | VUR - grade 3 | 4.788 | 5.3314 | 25.5263 | 18.3385 | 20.4197 | 374.4669 | 7.8005e-16 | 1422.2195 | 2.7651 | 259.1378 | 738.4414 | 9.0962 | 838.307 | 853.6394 | 299.7378 | 1528.7513 | 6.3297 | 971.4269 | 386.4376 | 395.3857 | 19.8129 | 1170.4659 | 17.681 | 819.2441 | 1327.7382 | 923.5581 | 77.4811 | 37.3477 | 713.366 | 420.4423 | 427.7515 | 882.2548 | 369.6081 | 377.3256 | 862.0876 | 606.4849 | 561.3877
2573823 | VCUG_a | 1 | 00f_051004_345x211x716.dat | 0.0663;0.0663;0.0663 | 345;211;716 | (0.0901;67.0610;-2.6929) | 60 | 6.3535 | 49 | 76.6025 | 60 | iodine | [138] | [0] | 1 | 5 | 90 | abnormal | VUR - grade 3 | 4.788 | 5.3314 | 25.5263 | 18.3385 | 20.4197 | 374.4669 | 7.448e-16 | 1458.5128 | 3.1962 | 282.3712 | 774.0738 | 10.0133 | 906.5926 | 898.3757 | 317.6827 | 1567.9382 | 7.8251 | 1010.7414 | 402.4437 | 419.7907 | 21.8676 | 1213.7356 | 20.5679 | 861.2382 | 1363.5879 | 967.9917 | 83.2747 | 40.3343 | 756.0958 | 440.5496 | 449.0271 | 910.9297 | 382.1529 | 382.8245 | 906.6732 | 631.4752 | 589.3733
2573823 | VCUG_a | 1 | 00f_051004_345x211x716.dat | 0.0663;0.0663;0.0663 | 345;211;716 | (0.0901;67.0610;-2.6929) | 80 | 2.9 | 44 | 76.6025 | 60 | iodine | [138] | [0] | 1 | 5 | 90 | abnormal | VUR - grade 3 | 4.788 | 5.3314 | 25.5263 | 18.3385 | 20.4197 | 374.4669 | 1.0755e-15 | 1089.8011 | 1.615 | 171.4524 | 493.9762 | 5.5038 | 557.0714 | 557.7967 | 189.8621 | 1159.721 | 2.0566 | 680.0634 | 275.7557 | 266.6438 | 11.5182 | 839.7726 | 10.3457 | 536.9137 | 998.1243 | 627.856 | 44.8445 | 22.6021 | 467.496 | 295.5838 | 296.8631 | 681.5443 | 273.8886 | 329.9494 | 579.2282 | 438.8387 | 384.8992
2573823 | VCUG_a | 1 | 00f_051004_345x211x716.dat | 0.0663;0.0663;0.0663 | 345;211;716 | (0.0901;67.0610;-2.6929) | 80 | 7.702 | 57 | 76.6025 | 60 | iodine | [138] | [0] | 1 | 5 | 90 | abnormal | VUR - grade 3 | 4.788 | 5.3314 | 25.5263 | 18.3385 | 20.4197 | 374.4669 | 7.1888e-16 | 1481.7452 | 4.2478 | 313.6259 | 812.4003 | 12.71 | 919.5528 | 936.5097 | 335.4097 | 1565.7646 | 9.1482 | 1036.0393 | 412.0008 | 438.4169 | 24.7009 | 1236.712 | 24.9805 | 902.276 | 1364.3407 | 1007.4532 | 92.278 | 48.0023 | 785.3862 | 462.7123 | 468.823 | 926.9283 | 391.2995 | 381.0876 | 947.652 | 645.0677 | 614.4172
2573823 | VCUG_a | 1 | 00f_051004_345x211x716.dat | 0.0663;0.0663;0.0663 | 345;211;716 | (0.0901;67.0610;-2.6929) | 80 | 8.502 | 60 | 76.6025 | 60 | iodine | [138] | [0] | 1 | 5 | 90 | abnormal | VUR - grade 3 | 4.788 | 5.3314 | 25.5263 | 18.3385 | 20.4197 | 374.4669 | 7.0108e-16 | 1502.2529 | 4.751 | 330.9464 | 835.268 | 13.5327 | 970.3595 | 952.8009 | 347.0644 | 1578.1358 | 7.2464 | 1058.067 | 420.0945 | 453.3717 | 27.4362 | 1260.7685 | 25.5606 | 929.1232 | 1376.6753 | 1029.0832 | 96.0632 | 47.424 | 801.891 | 476.3441 | 482.2034 | 940.148 | 398.6135 | 382.6252 | 979.745 | 660.0788 | 629.8234
2573823 | VCUG_a | 1 | 00f_051004_345x211x716.dat | 0.0663;0.0663;0.0663 | 345;211;716 | (0.0901;67.0610;-2.6929) | 110 | 3.9 | 52 | 76.6025 | 60 | iodine | [138] | [0] | 1 | 5 | 90 | abnormal | VUR - grade 3 | 4.788 | 5.3314 | 25.5263 | 18.3385 | 20.4197 | 374.4669 | 9.6142e-16 | 1194.6925 | 2.5277 | 212.2176 | 587.0594 | 7.1825 | 663.0616 | 676.0008 | 230.3366 | 1257.1002 | 6.6674 | 776.0508 | 310.957 | 308.6376 | 15.2223 | 945.3007 | 14.749 | 639.0138 | 1091.5116 | 729.2138 | 58.6581 | 27.293 | 556.2715 | 341.9037 | 342.0741 | 746.2932 | 306.1404 | 341.6498 | 687.8479 | 494.4351 | 448.9146
2573823 | VCUG_a | 1 | 00f_051004_345x211x716.dat | 0.0663;0.0663;0.0663 | 345;211;716 | (0.0901;67.0610;-2.6929) | 110 | 7.85 | 62 | 76.6025 | 60 | iodine | [138] | [0] | 1 | 5 | 90 | abnormal | VUR - grade 3 | 4.788 | 5.3314 | 25.5263 | 18.3385 | 20.4197 | 374.4669 | 7.6779e-16 | 1429.5509 | 4.4149 | 313.5608 | 782.0201 | 13.4945 | 905.2433 | 917.5773 | 320.0079 | 1494.0213 | 10.0854 | 994.5251 | 392.892 | 421.0376 | 24.9442 | 1183.8728 | 22.7496 | 865.9619 | 1307.6431 | 964.9989 | 86.2393 | 46.0905 | 756.284 | 444.6671 | 445.0046 | 897.1471 | 377.9917 | 371.0559 | 916.7698 | 621.8319 | 592.9524
2573823 | VCUG_a | 1 | 00f_051004_345x211x716.dat | 0.0663;0.0663;0.0663 | 345;211;716 | (0.0901;67.0610;-2.6929) | 110 | 9.9905 | 69 | 76.6025 | 60 | iodine | [138] | [0] | 1 | 5 | 90 | abnormal | VUR - grade 3 | 4.788 | 5.3314 | 25.5263 | 18.3385 | 20.4197 | 374.4669 | 7.4233e-16 | 1461.2152 | 5.3022 | 340.0521 | 830.7521 | 14.3387 | 971.1215 | 969.0604 | 343.4199 | 1513.2139 | 6.5879 | 1035.7695 | 407.1115 | 444.5882 | 27.244 | 1225.5914 | 26.8278 | 920.5777 | 1329.6021 | 1012.6799 | 95.9563 | 47.048 | 792.5884 | 468.9583 | 466.5369 | 921.0648 | 391.9518 | 373.8094 | 972.9939 | 645.926 | 623.707
2573823 | VCUG_a | 2 | 00f_051004_345x211x716.dat | 0.0663;0.0663;0.0663 | 345;211;716 | (0.0769;67.0610;-7.5732) | 60 | 2.5 | 38 | 76.6025 | 60 | iodine | [138] | [10] | 0 | 5 | 90 | abnormal | VUR - grade 3 | 3.192 | 2.2674 | 7.2375 | 12.2257 | 8.6845 | 106.1738 | 3.9214e-15 | 12.5814 | 0.069595 | 1.3618 | 162.8569 | 0.079856 | 16.9041 | 392.664 | 2.0912 | 50.9688 | 0.016742 | 11.1559 | 2.0407 | 2.2615 | 0.31027 | 21.25 | 0.25748 | 128.8692 | 8.8261 | 15.195 | 0.79158 | 0.45343 | 376.1904 | 91.9039 | 90.865 | 106.9172 | 112.3376 | 77.5323 | 469.2689 | 61.2186 | 88.852
2573823 | VCUG_a | 2 | 00f_051004_345x211x716.dat | 0.0663;0.0663;0.0663 | 345;211;716 | (0.0769;67.0610;-7.5732) | 60 | 5.7448 | 47 | 76.6025 | 60 | iodine | [138] | [10] | 0 | 5 | 90 | abnormal | VUR - grade 3 | 3.192 | 2.2674 | 7.2375 | 12.2257 | 8.6845 | 106.1738 | 2.5464e-15 | 28.4671 | 0.18617 | 3.7291 | 273.7813 | 0.57642 | 34.5345 | 672.829 | 5.6617 | 102.7524 | 0.31151 | 25.4523 | 5.4202 | 5.9362 | 0.70817 | 47.0112 | 0.65791 | 247.3794 | 21.134 | 34.6605 | 2.3131 | 1.6016 | 653.9789 | 151.1131 | 151.2661 | 169.8532 | 163.9577 | 94.3074 | 773.7946 | 102.7802 | 152.3474
2573823 | VCUG_a | 2 | 00f_051004_345x211x716.dat | 0.0663;0.0663;0.0663 | 345;211;716 | (0.0769;67.0610;-7.5732) | 60 | 6.3535 | 49 | 76.6025 | 60 | iodine | [138] | [10] | 0 | 5 | 90 | abnormal | VUR - grade 3 | 3.192 | 2.2674 | 7.2375 | 12.2257 | 8.6845 | 106.1738 | 2.4314e-15 | 31.3257 | 0.20563 | 4.613 | 286.5563 | 0.55952 | 40.9786 | 709.8822 | 6.4173 | 110.077 | 0.28967 | 27.8215 | 6.1089 | 6.9409 | 0.90475 | 51.6042 | 0.87814 | 262.5741 | 23.3846 | 38.2123 | 2.5883 | 1.6284 | 684.6703 | 158.3995 | 158.7652 | 177.0469 | 169.2679 | 95.9698 | 807.7686 | 108.1569 | 160.4368
2573823 | VCUG_a | 2 | 00f_051004_345x211x716.dat | 0.0663;0.0663;0.0663 | 345;211;716 | (0.0769;67.0610;-7.5732) | 80 | 2.9 | 44 | 76.6025 | 60 | iodine | [138] | [10] | 0 | 5 | 90 | abnormal | VUR - grade 3 | 3.192 | 2.2674 | 7.2375 | 12.2257 | 8.6845 | 106.1738 | 3.5109e-15 | 16.8163 | 0.11116 | 1.8017 | 186.0301 | 0.28546 | 21.9759 | 456.6656 | 3.1613 | 62.7648 | 0.15085 | 14.9304 | 3.063 | 3.2439 | 0.34686 | 27.7164 | 0.41044 | 155.0863 | 12.1972 | 20.2211 | 1.2928 | 0.77234 | 433.9078 | 104.8597 | 103.8781 | 119.4837 | 122.0631 | 80.5742 | 530.1229 | 69.9661 | 102.8102
2573823 | VCUG_a | 2 | 00f_051004_345x211x716.dat | 0.0663;0.0663;0.0663 | 345;211;716 | (0.0769;67.0610;-7.5732) | 80 | 7.702 | 57 | 76.6025 | 60 | iodine | [138] | [10] | 0 | 5 | 90 | abnormal | VUR - grade 3 | 3.192 | 2.2674 | 7.2375 | 12.2257 | 8.6845 | 106.1738 | 2.3466e-15 | 36.0036 | 0.29359 | 5.4339 | 298.1283 | 0.63395 | 46.1694 | 741.0806 | 7.8791 | 115.6537 | 0.25272 | 31.2903 | 7.4926 | 8.5005 | 1.2372 | 56.6358 | 1.1538 | 279.8549 | 26.9056 | 43.6125 | 3.4849 | 2.1209 | 708.3946 | 166.8946 | 166.2188 | 184.8367 | 172.5522 | 96.1798 | 837.6469 | 113.2206 | 168.1111
2573823 | VCUG_a | 2 | 00f_051004_345x211x716.dat | 0.0663;0.0663;0.0663 | 345;211;716 | (0.0769;67.0610;-7.5732) | 80 | 8.502 | 60 | 76.6025 | 60 | iodine | [138] | [10] | 0 | 5 | 90 | abnormal | VUR - grade 3 | 3.192 | 2.2674 | 7.2375 | 12.2257 | 8.6845 | 106.1738 | 2.2884e-15 | 37.7606 | 0.32158 | 5.336 | 305.6086 | 0.76769 | 48.4614 | 756.7676 | 8.5373 | 119.563 | 0.73064 | 33.1207 | 8.0728 | 8.5963 | 1.3701 | 59.4647 | 1.3215 | 289.5102 | 28.3274 | 45.4681 | 3.6978 | 2.2316 | 725.4796 | 171.9917 | 171.0905 | 189.0725 | 175.437 | 96.8077 | 859.7209 | 116.4013 | 172.3594
2573823 | VCUG_a | 2 | 00f_051004_345x211x716.dat | 0.0663;0.0663;0.0663 | 345;211;716 | (0.0769;67.0610;-7.5732) | 110 | 3.9 | 52 | 76.6025 | 60 | iodine | [138] | [10] | 0 | 5 | 90 | abnormal | VUR - grade 3 | 3.192 | 2.2674 | 7.2375 | 12.2257 | 8.6845 | 106.1738 | 3.1382e-15 | 22.3546 | 0.18131 | 2.4005 | 217.839 | 0.40517 | 27.3046 | 534.9901 | 4.8228 | 76.4868 | 0.36085 | 19.6661 | 4.5118 | 4.8522 | 0.75473 | 35.4886 | 0.66717 | 191.3938 | 16.2823 | 26.463 | 2.0189 | 1.1973 | 509.9757 | 122.4822 | 120.7661 | 137.49 | 135.9075 | 84.2984 | 615.8648 | 81.8581 | 120.9526
2573823 | VCUG_a | 2 | 00f_051004_345x211x716.dat | 0.0663;0.0663;0.0663 | 345;211;716 | (0.0769;67.0610;-7.5732) | 110 | 7.85 | 62 | 76.6025 | 60 | iodine | [138] | [10] | 0 | 5 | 90 | abnormal | VUR - grade 3 | 3.192 | 2.2674 | 7.2375 | 12.2257 | 8.6845 | 106.1738 | 2.506e-15 | 34.0324 | 0.30729 | 4.8089 | 287.7821 | 0.6848 | 45.1797 | 721.3907 | 7.765 | 108.057 | 0.62251 | 29.7395 | 7.3292 | 8.2291 | 1.3757 | 52.9171 | 1.1856 | 268.2889 | 25.3149 | 40.5787 | 3.5585 | 1.996 | 681.7258 | 161.0639 | 158.609 | 177.3605 | 166.8789 | 93.4817 | 811.7341 | 109.1121 | 162.3957
2573823 | VCUG_a | 2 | 00f_051004_345x211x716.dat | 0.0663;0.0663;0.0663 | 345;211;716 | (0.0769;67.0610;-7.5732) | 110 | 9.9905 | 69 | 76.6025 | 60 | iodine | [138] | [10] | 0 | 5 | 90 | abnormal | VUR - grade 3 | 3.192 | 2.2674 | 7.2375 | 12.2257 | 8.6845 | 106.1738 | 2.4227e-15 | 37.5109 | 0.37816 | 6.3818 | 304.2124 | 0.78962 | 51.315 | 763.0799 | 9.1861 | 114.4723 | 0.45012 | 33.0052 | 8.5244 | 8.8769 | 1.4465 | 58.3651 | 1.4242 | 289.0557 | 28.2039 | 45.3217 | 4.1726 | 2.4485 | 719.4093 | 170.6293 | 167.0258 | 185.542 | 172.5567 | 94.3411 | 856.1586 | 115.4755 | 172.2931
2573823 | VCUG_a | 3 | 00f_051004_345x211x716.dat | 0.0663;0.0663;0.0663 | 345;211;716 | (0.0769;67.0610;-7.5732) | 60 | 2.5 | 38 | 76.6025 | 60 | iodine | [138] | [30] | 0 | 5 | 90 | abnormal | VUR - grade 3 | 3.192 | 2.2674 | 7.2375 | 12.2257 | 8.6845 | 106.1738 | 3.9214e-15 | 12.5536 | 0.069143 | 1.3923 | 162.7931 | 0.080731 | 16.7452 | 394.1175 | 2.0783 | 50.8923 | 0.016742 | 11.1319 | 2.0305 | 2.2739 | 0.31139 | 21.2821 | 0.26044 | 128.9023 | 8.8157 | 15.1881 | 0.78464 | 0.45634 | 367.9025 | 91.8932 | 90.8546 | 106.9822 | 112.1629 | 77.339 | 474.2416 | 61.5746 | 88.6698
2573823 | VCUG_a | 3 | 00f_051004_345x211x716.dat | 0.0663;0.0663;0.0663 | 345;211;716 | (0.0769;67.0610;-7.5732) | 60 | 5.7448 | 47 | 76.6025 | 60 | iodine | [138] | [30] | 0 | 5 | 90 | abnormal | VUR - grade 3 | 3.192 | 2.2674 | 7.2375 | 12.2257 | 8.6845 | 106.1738 | 2.5464e-15 | 28.3304 | 0.18464 | 3.7245 | 273.9109 | 0.57681 | 34.8749 | 676.9524 | 5.6326 | 102.6621 | 0.31151 | 25.3922 | 5.3848 | 5.9499 | 0.71481 | 46.9445 | 0.66403 | 247.7132 | 21.0669 | 34.5997 | 2.2986 | 1.6053 | 653.115 | 151.0783 | 151.2313 | 170.0643 | 163.7398 | 93.9901 | 787.5001 | 103.8358 | 152.7635
2573823 | VCUG_a | 3 | 00f_051004_345x211x716.dat | 0.0663;0.0663;0.0663 | 345;211;716 | (0.0769;67.0610;-7.5732) | 60 | 6.3535 | 49 | 76.6025 | 60 | iodine | [138] | [30] | 0 | 5 | 90 | abnormal | VUR - grade 3 | 3.192 | 2.2674 | 7.2375 | 12.2257 | 8.6845 | 106.1738 | 2.4314e-15 | 31.2077 | 0.20446 | 4.5567 | 286.7866 | 0.5649 | 41.137 | 717.7378 | 6.4042 | 109.9618 | 0.28967 | 27.7598 | 6.0813 | 6.859 | 0.91203 | 51.5467 | 0.88127 | 262.9155 | 23.2883 | 38.0058 | 2.5736 | 1.5573 | 689.4823 | 158.361 | 158.7272 | 177.2447 | 169.029 | 95.6717 | 821.7524 | 109.2121 | 161.3606
2573823 | VCUG_a | 3 | 00f_051004_345x211x716.dat | 0.0663;0.0663;0.0663 | 345;211;716 | (0.0769;67.0610;-7.5732) | 80 | 2.9 | 44 | 76.6025 | 60 | iodine | [138] | [30] | 0 | 5 | 90 | abnormal | VUR - grade 3 | 3.192 | 2.2674 | 7.2375 | 12.2257 | 8.6845 | 106.1738 | 3.5109e-15 | 16.7023 | 0.11072 | 1.8353 | 186.1639 | 0.29554 | 21.6857 | 458.0328 | 3.1482 | 62.7107 | 0 | 14.8965 | 3.0505 | 3.2926 | 0.34567 | 27.6446 | 0.40853 | 155.1233 | 12.1838 | 20.175 | 1.2843 | 0.80253 | 427.6131 | 104.8428 | 103.8624 | 119.4891 | 121.9001 | 80.3749 | 536.3321 | 70.3944 | 102.7298
2573823 | VCUG_a | 3 | 00f_051004_345x211x716.dat | 0.0663;0.0663;0.0663 | 345;211;716 | (0.0769;67.0610;-7.5732) | 80 | 7.702 | 57 | 76.6025 | 60 | iodine | [138] | [30] | 0 | 5 | 90 | abnormal | VUR - grade 3 | 3.192 | 2.2674 | 7.2375 | 12.2257 | 8.6845 | 106.1738 | 2.3466e-15 | 35.9055 | 0.29213 | 5.4594 | 298.4053 | 0.63407 | 45.8328 | 744.1062 | 7.8152 | 115.577 | 0.21865 | 31.1987 | 7.4649 | 8.4182 | 1.2085 | 56.5292 | 1.1356 | 280.2981 | 26.7334 | 43.3909 | 3.4708 | 2.1113 | 718.5797 | 166.8456 | 166.1686 | 184.9613 | 172.36 | 95.9171 | 851.1133 | 114.1892 | 168.8666
2573823 | VCUG_a | 3 | 00f_051004_345x211x716.dat | 0.0663;0.0663;0.0663 | 345;211;716 | (0.0769;67.0610;-7.5732) | 80 | 8.502 | 60 | 76.6025 | 60 | iodine | [138] | [30] | 0 | 5 | 90 | abnormal | VUR - grade 3 | 3.192 | 2.2674 | 7.2375 | 12.2257 | 8.6845 | 106.1738 | 2.2884e-15 | 37.5692 | 0.32086 | 5.187 | 305.6436 | 0.79688 | 48.8853 | 760.482 | 8.4923 | 119.4494 | 0.5797 | 33.0062 | 8.0427 | 8.5443 | 1.3513 | 59.22 | 1.3023 | 290.0957 | 28.2488 | 45.1841 | 3.7005 | 2.1917 | 738.6765 | 171.9264 | 171.0207 | 189.1961 | 175.2551 | 96.5492 | 873.18 | 117.4183 | 173.2355
2573823 | VCUG_a | 3 | 00f_051004_345x211x716.dat | 0.0663;0.0663;0.0663 | 345;211;716 | (0.0769;67.0610;-7.5732) | 110 | 3.9 | 52 | 76.6025 | 60 | iodine | [138] | [30] | 0 | 5 | 90 | abnormal | VUR - grade 3 | 3.192 | 2.2674 | 7.2375 | 12.2257 | 8.6845 | 106.1738 | 3.1382e-15 | 22.2816 | 0.18023 | 2.4079 | 217.8327 | 0.3778 | 27.1335 | 537.858 | 4.7935 | 76.4358 | 0.3496 | 19.6209 | 4.4879 | 4.7782 | 0.74148 | 35.4281 | 0.67341 | 191.6838 | 16.196 | 26.3483 | 1.9983 | 1.2467 | 508.6374 | 122.4579 | 120.7424 | 137.5561 | 135.7224 | 84.1125 | 623.7037 | 82.4099 | 121.1704
2573823 | VCUG_a | 3 | 00f_051004_345x211x716.dat | 0.0663;0.0663;0.0663 | 345;211;716 | (0.0769;67.0610;-7.5732) | 110 | 7.85 | 62 | 76.6025 | 60 | iodine | [138] | [30] | 0 | 5 | 90 | abnormal | VUR - grade 3 | 3.192 | 2.2674 | 7.2375 | 12.2257 | 8.6845 | 106.1738 | 2.506e-15 | 33.9347 | 0.3068 | 4.6505 | 287.9457 | 0.64805 | 44.8245 | 724.8624 | 7.7418 | 107.9532 | 0.62251 | 29.6549 | 7.3033 | 8.1968 | 1.3669 | 52.8333 | 1.1749 | 268.7717 | 25.2567 | 40.3273 | 3.5398 | 1.9662 | 687.8311 | 161.01 | 158.5539 | 177.4395 | 166.7129 | 93.2657 | 822.6679 | 109.8852 | 162.9626
2573823 | VCUG_a | 3 | 00f_051004_345x211x716.dat | 0.0663;0.0663;0.0663 | 345;211;716 | (0.0769;67.0610;-7.5732) | 110 | 9.9905 | 69 | 76.6025 | 60 | iodine | [138] | [30] | 0 | 5 | 90 | abnormal | VUR - grade 3 | 3.192 | 2.2674 | 7.2375 | 12.2257 | 8.6845 | 106.1738 | 2.4227e-15 | 37.4552 | 0.37637 | 6.6059 | 304.3197 | 0.84559 | 51.3893 | 763.6578 | 9.1283 | 114.3031 | 0.30754 | 32.8945 | 8.4964 | 8.8934 | 1.4679 | 58.2577 | 1.4339 | 289.5469 | 28.0949 | 45.1978 | 4.1471 | 2.4038 | 731.4621 | 170.5608 | 166.9589 | 185.6665 | 172.3849 | 94.1554 | 865.9411 | 116.2097 | 172.9149
2573823 | VCUG_a | 4 | 00f_051004_345x211x716.dat | 0.0663;0.0663;0.0663 | 345;211;716 | (0.0769;67.0610;-7.5732) | 60 | 2.5 | 38 | 76.6025 | 60 | iodine | [138] | [50] | 0 | 5 | 90 | abnormal | VUR - grade 3 | 3.192 | 2.2674 | 7.2375 | 12.2257 | 8.6845 | 106.1738 | 3.9214e-15 | 12.5021 | 0.068723 | 1.3587 | 162.7319 | 0.090271 | 16.7034 | 394.245 | 2.0724 | 50.8923 | 0.016742 | 11.1159 | 2.0321 | 2.2737 | 0.30433 | 21.2247 | 0.25188 | 128.6983 | 8.8047 | 15.1509 | 0.78589 | 0.44168 | 359.3342 | 91.8848 | 90.8468 | 106.9773 | 111.9882 | 77.1988 | 476.4602 | 61.7204 | 88.3353
2573823 | VCUG_a | 4 | 00f_051004_345x211x716.dat | 0.0663;0.0663;0.0663 | 345;211;716 | (0.0769;67.0610;-7.5732) | 60 | 5.7448 | 47 | 76.6025 | 60 | iodine | [138] | [50] | 0 | 5 | 90 | abnormal | VUR - grade 3 | 3.192 | 2.2674 | 7.2375 | 12.2257 | 8.6845 | 106.1738 | 2.5464e-15 | 28.2806 | 0.1844 | 3.6322 | 273.7538 | 0.57846 | 34.6711 | 679.4658 | 5.5922 | 102.5835 | 0.31151 | 25.338 | 5.3848 | 5.9476 | 0.7165 | 46.8777 | 0.66702 | 247.3991 | 20.9966 | 34.4614 | 2.2884 | 1.5698 | 644.5146 | 151.0546 | 151.2089 | 170.1939 | 163.4742 | 93.748 | 794.0977 | 104.2985 | 152.6204
2573823 | VCUG_a | 4 | 00f_051004_345x211x716.dat | 0.0663;0.0663;0.0663 | 345;211;716 | (0.0769;67.0610;-7.5732) | 60 | 6.3535 | 49 | 76.6025 | 60 | iodine | [138] | [50] | 0 | 5 | 90 | abnormal | VUR - grade 3 | 3.192 | 2.2674 | 7.2375 | 12.2257 | 8.6845 | 106.1738 | 2.4314e-15 | 31.1702 | 0.20472 | 4.4411 | 286.5892 | 0.58567 | 41.1411 | 719.8353 | 6.3655 | 109.9125 | 0.28967 | 27.6809 | 6.0599 | 6.866 | 0.88057 | 51.378 | 0.88493 | 262.6153 | 23.2476 | 37.9252 | 2.5645 | 1.5489 | 678.9945 | 158.3227 | 158.6905 | 177.3689 | 168.7509 | 95.4422 | 828.9499 | 109.7323 | 161.1111
2573823 | VCUG_a | 4 | 00f_051004_345x211x716.dat | 0.0663;0.0663;0.0663 | 345;211;716 | (0.0769;67.0610;-7.5732) | 80 | 2.9 | 44 | 76.6025 | 60 | iodine | [138] | [50] | 0 | 5 | 90 | abnormal | VUR - grade 3 | 3.192 | 2.2674 | 7.2375 | 12.2257 | 8.6845 | 106.1738 | 3.5109e-15 | 16.7066 | 0.11055 | 1.801 | 186.0813 | 0.31798 | 21.6532 | 459.229 | 3.1431 | 62.6594 | 0 | 14.8612 | 3.0374 | 3.2639 | 0.34715 | 27.6383 | 0.40335 | 154.941 | 12.1636 | 20.124 | 1.2835 | 0.77134 | 419.7518 | 104.8264 | 103.846 | 119.4972 | 121.7199 | 80.2302 | 539.2944 | 70.6033 | 102.507
2573823 | VCUG_a | 4 | 00f_051004_345x211x716.dat | 0.0663;0.0663;0.0663 | 345;211;716 | (0.0769;67.0610;-7.5732) | 80 | 7.702 | 57 | 76.6025 | 60 | iodine | [138] | [50] | 0 | 5 | 90 | abnormal | VUR - grade 3 | 3.192 | 2.2674 | 7.2375 | 12.2257 | 8.6845 | 106.1738 | 2.3466e-15 | 35.7547 | 0.29235 | 5.4219 | 298.2263 | 0.63437 | 46.1226 | 746.5353 | 7.788 | 115.462 | 0.21865 | 31.1403 | 7.4296 | 8.3931 | 1.2166 | 56.4568 | 1.1285 | 279.9529 | 26.6687 | 43.3398 | 3.4618 | 2.0593 | 717.0029 | 166.7929 | 166.1154 | 185.0215 | 172.1236 | 95.6793 | 858.7841 | 114.758 | 169.015
2573823 | VCUG_a | 4 | 00f_051004_345x211x716.dat | 0.0663;0.0663;0.0663 | 345;211;716 | (0.0769;67.0610;-7.5732) | 80 | 8.502 | 60 | 76.6025 | 60 | iodine | [138] | [50] | 0 | 5 | 90 | abnormal | VUR - grade 3 | 3.192 | 2.2674 | 7.2375 | 12.2257 | 8.6845 | 106.1738 | 2.2884e-15 | 37.4884 | 0.32074 | 5.3273 | 305.5737 | 0.80156 | 48.7018 | 763.0602 | 8.4399 | 119.3707 | 0.5797 | 32.9184 | 8.02 | 8.4722 | 1.3276 | 59.0976 | 1.2968 | 289.934 | 28.0784 | 45.0879 | 3.67 | 2.1741 | 737.0597 | 171.8681 | 170.9665 | 189.1013 | 175.024 | 96.3418 | 880.6961 | 117.9225 | 173.415
2573823 | VCUG_a | 4 | 00f_051004_345x211x716.dat | 0.0663;0.0663;0.0663 | 345;211;716 | (0.0769;67.0610;-7.5732) | 110 | 3.9 | 52 | 76.6025 | 60 | iodine | [138] | [50] | 0 | 5 | 90 | abnormal | VUR - grade 3 | 3.192 | 2.2674 | 7.2375 | 12.2257 | 8.6845 | 106.1738 | 3.1382e-15 | 22.2848 | 0.18043 | 2.393 | 217.7307 | 0.39752 | 27.2138 | 535.9461 | 4.7677 | 76.3753 | 0.3496 | 19.5763 | 4.4777 | 4.7623 | 0.73517 | 35.3261 | 0.6635 | 191.3046 | 16.1663 | 26.2476 | 1.9953 | 1.2136 | 502.3599 | 122.4261 | 120.7123 | 137.5591 | 135.54 | 83.9241 | 627.9419 | 82.7151 | 120.7658
2573823 | VCUG_a | 4 | 00f_051004_345x211x716.dat | 0.0663;0.0663;0.0663 | 345;211;716 | (0.0769;67.0610;-7.5732) | 110 | 7.85 | 62 | 76.6025 | 60 | iodine | [138] | [50] | 0 | 5 | 90 | abnormal | VUR - grade 3 | 3.192 | 2.2674 | 7.2375 | 12.2257 | 8.6845 | 106.1738 | 2.506e-15 | 33.8437 | 0.3059 | 4.5982 | 287.8579 | 0.63097 | 45.2356 | 725.6604 | 7.7267 | 107.8495 | 0.62251 | 29.5815 | 7.277 | 8.2187 | 1.3551 | 52.7535 | 1.1694 | 268.4964 | 25.1449 | 40.3593 | 3.5259 | 2.0046 | 686.235 | 160.9573 | 158.5023 | 177.4734 | 166.5018 | 93.0263 | 828.893 | 110.3568 | 162.9932
2573823 | VCUG_a | 4 | 00f_051004_345x211x716.dat | 0.0663;0.0663;0.0663 | 345;211;716 | (0.0769;67.0610;-7.5732) | 110 | 9.9905 | 69 | 76.6025 | 60 | iodine | [138] | [50] | 0 | 5 | 90 | abnormal | VUR - grade 3 | 3.192 | 2.2674 | 7.2375 | 12.2257 | 8.6845 | 106.1738 | 2.4227e-15 | 37.3095 | 0.37573 | 6.6253 | 304.0515 | 0.79358 | 51.6246 | 767.579 | 9.1209 | 114.1999 | 0.30754 | 32.8347 | 8.4737 | 8.9211 | 1.4649 | 58.2082 | 1.4409 | 289.4313 | 28.009 | 45.1277 | 4.12 | 2.4455 | 730.7191 | 170.4985 | 166.8987 | 185.5576 | 172.181 | 93.9285 | 872.9994 | 116.7149 | 173.2086
2573823 | VCUG_a | 5 | 00f_051004_345x211x716.dat | 0.0663;0.0663;0.0663 | 345;211;716 | (-0.7309;68.4855;-5.9997) | 60 | 2.5 | 38 | 77.7048 | 60 | iodine | [138] | [50] | 0 | 5 | 90 | abnormal | VUR - grade 3 | 4.3884 | 3.1382 | 13.772 | 17.0501 | 12.1929 | 207.8889 | 2.0933e-15 | 51.5882 | 0.17526 | 3.2602 | 332.2301 | 0.35881 | 58.6154 | 370.5092 | 7.5049 | 435.9989 | 0.03748 | 52.7729 | 7.0802 | 9.4635 | 0.87092 | 118.9791 | 0.70725 | 376.9918 | 42.0583 | 73.0136 | 2.558 | 1.2037 | 319.9768 | 109.2097 | 102.4679 | 356.0033 | 147.9274 | 182.8112 | 393.0955 | 121.794 | 125.4296
2573823 | VCUG_a | 5 | 00f_051004_345x211x716.dat | 0.0663;0.0663;0.0663 | 345;211;716 | (-0.7309;68.4855;-5.9997) | 60 | 5.7448 | 47 | 77.7048 | 60 | iodine | [138] | [50] | 0 | 5 | 90 | abnormal | VUR - grade 3 | 4.3884 | 3.1382 | 13.772 | 17.0501 | 12.1929 | 207.8889 | 1.3593e-15 | 103.8172 | 0.45197 | 10.3442 | 527.973 | 1.6185 | 125.5341 | 696.161 | 18.3674 | 665.1674 | 0.79864 | 103.6112 | 17.2455 | 19.6997 | 2.2627 | 213.2108 | 2.1676 | 634.6666 | 83.6305 | 141.1081 | 7.2088 | 4.047 | 609.242 | 187.398 | 179.4548 | 507.4104 | 218.9007 | 213.644 | 718.3119 | 200.2406 | 219.2312
2573823 | VCUG_a | 5 | 00f_051004_345x211x716.dat | 0.0663;0.0663;0.0663 | 345;211;716 | (-0.7309;68.4855;-5.9997) | 60 | 6.3535 | 49 | 77.7048 | 60 | iodine | [138] | [50] | 0 | 5 | 90 | abnormal | VUR - grade 3 | 4.3884 | 3.1382 | 13.772 | 17.0501 | 12.1929 | 207.8889 | 1.2979e-15 | 112.2017 | 0.53047 | 12.2418 | 550.8075 | 1.9517 | 129.7912 | 730.4396 | 20.5758 | 689.0738 | 1.0367 | 110.9535 | 19.2206 | 21.5767 | 2.6416 | 223.5713 | 2.3517 | 663.9107 | 89.0649 | 150.1467 | 8.2293 | 4.4277 | 648.3628 | 197.6727 | 189.7381 | 523.6109 | 226.4474 | 216.3541 | 759.509 | 209.3178 | 230.6666
2573823 | VCUG_a | 5 | 00f_051004_345x211x716.dat | 0.0663;0.0663;0.0663 | 345;211;716 | (-0.7309;68.4855;-5.9997) | 80 | 2.9 | 44 | 77.7048 | 60 | iodine | [138] | [50] | 0 | 5 | 90 | abnormal | VUR - grade 3 | 4.3884 | 3.1382 | 13.772 | 17.0501 | 12.1929 | 207.8889 | 1.8742e-15 | 64.4799 | 0.28483 | 6.543 | 371.369 | 0.72046 | 74.1746 | 435.3794 | 10.7559 | 477.9356 | 1.373 | 64.8694 | 9.9465 | 11.4031 | 1.1384 | 138.4784 | 1.2822 | 430.3693 | 51.2318 | 88.159 | 4.0949 | 2.5655 | 387.3703 | 127.0279 | 119.8434 | 385.28 | 161.5922 | 187.4378 | 462.9748 | 137.9807 | 145.4903
2573823 | VCUG_a | 5 | 00f_051004_345x211x716.dat | 0.0663;0.0663;0.0663 | 345;211;716 | (-0.7309;68.4855;-5.9997) | 80 | 7.702 | 57 | 77.7048 | 60 | iodine | [138] | [50] | 0 | 5 | 90 | abnormal | VUR - grade 3 | 4.3884 | 3.1382 | 13.772 | 17.0501 | 12.1929 | 207.8889 | 1.2527e-15 | 121.9312 | 0.72556 | 12.9762 | 568.9828 | 1.7004 | 148.0353 | 762.441 | 24.1236 | 698.9767 | 1.283 | 119.9993 | 22.3402 | 26.2255 | 3.4164 | 231.0178 | 3.1541 | 689.8203 | 92.9212 | 160.1135 | 10.2046 | 4.9323 | 687.8565 | 210.7223 | 201.2518 | 535.8658 | 231.7216 | 214.954 | 805.2374 | 218.4736 | 241.9897
2573823 | VCUG_a | 5 | 00f_051004_345x211x716.dat | 0.0663;0.0663;0.0663 | 345;211;716 | (-0.7309;68.4855;-5.9997) | 80 | 8.502 | 60 | 77.7048 | 60 | iodine | [138] | [50] | 0 | 5 | 90 | abnormal | VUR - grade 3 | 4.3884 | 3.1382 | 13.772 | 17.0501 | 12.1929 | 207.8889 | 1.2217e-15 | 127.231 | 0.8186 | 15.1508 | 582.5256 | 2.1061 | 158.2612 | 794.3672 | 25.5854 | 709.7157 | 0.62594 | 125.3484 | 23.6201 | 27.8355 | 3.7514 | 235.9143 | 3.3734 | 708.3897 | 96.7165 | 166.6101 | 10.9485 | 5.6187 | 713.5382 | 218.0961 | 208.1889 | 544.5052 | 235.9188 | 215.8124 | 833.9918 | 224.4516 | 250.3795
2573823 | VCUG_a | 5 | 00f_051004_345x211x716.dat | 0.0663;0.0663;0.0663 | 345;211;716 | (-0.7309;68.4855;-5.9997) | 110 | 3.9 | 52 | 77.7048 | 60 | iodine | [138] | [50] | 0 | 5 | 90 | abnormal | VUR - grade 3 | 4.3884 | 3.1382 | 13.772 | 17.0501 | 12.1929 | 207.8889 | 1.6754e-15 | 79.3921 | 0.45408 | 8.6549 | 427.4972 | 1.2493 | 93.9561 | 537.247 | 14.8058 | 535.7488 | 0.67627 | 80.6217 | 13.7016 | 16.0306 | 1.9769 | 160.5927 | 1.9117 | 501.6904 | 62.5539 | 107.4637 | 6.1844 | 3.2475 | 472.5503 | 151.1618 | 142.2598 | 427.0291 | 180.8255 | 194.1298 | 566.6437 | 160.4373 | 173.5353
2573823 | VCUG_a | 5 | 00f_051004_345x211x716.dat | 0.0663;0.0663;0.0663 | 345;211;716 | (-0.7309;68.4855;-5.9997) | 110 | 7.85 | 62 | 77.7048 | 60 | iodine | [138] | [50] | 0 | 5 | 90 | abnormal | VUR - grade 3 | 4.3884 | 3.1382 | 13.772 | 17.0501 | 12.1929 | 207.8889 | 1.3379e-15 | 114.252 | 0.76993 | 14.4441 | 549.136 | 1.9799 | 138.1024 | 736.8677 | 23.1695 | 668.0146 | 2.1444 | 114.7827 | 21.5342 | 24.7877 | 3.5748 | 213.4134 | 3.2237 | 663.2983 | 87.2474 | 149.8221 | 9.7547 | 5.381 | 660.4581 | 203.4574 | 191.9053 | 518.5119 | 224.0208 | 209.6882 | 774.0374 | 208.8922 | 232.896
2573823 | VCUG_a | 5 | 00f_051004_345x211x716.dat | 0.0663;0.0663;0.0663 | 345;211;716 | (-0.7309;68.4855;-5.9997) | 110 | 9.9905 | 69 | 77.7048 | 60 | iodine | [138] | [50] | 0 | 5 | 90 | abnormal | VUR - grade 3 | 4.3884 | 3.1382 | 13.772 | 17.0501 | 12.1929 | 207.8889 | 1.2935e-15 | 122.8505 | 0.9512 | 14.2688 | 575.5134 | 2.131 | 154.8329 | 799.2898 | 26.039 | 688.6927 | 3.6725 | 124.4817 | 24.2214 | 26.7556 | 4.0168 | 220.831 | 3.898 | 700.5054 | 92.6075 | 159.1313 | 11.4849 | 7.0127 | 713.0834 | 217.581 | 204.1886 | 536.3594 | 232.2995 | 210.9928 | 830.5224 | 219.919 | 248.273
2573823 | VCUG_a | 6 | 00f_051004_345x211x716.dat | 0.0663;0.0663;0.0663 | 345;211;716 | (0.8757;68.3448;-5.9918) | 60 | 2.5 | 38 | 77.7048 | 60 | iodine | [138] | [50] | 0 | 5 | 90 | abnormal | VUR - grade 3 | 4.4039 | 3.1379 | 13.8191 | 17.1101 | 12.1916 | 208.6007 | 2.0838e-15 | 54.2314 | 0.17692 | 4.4838 | 307.8247 | 0.26896 | 77.1121 | 372.7526 | 6.9842 | 473.1438 | 0.014583 | 98.1309 | 6.9636 | 7.8278 | 0.97987 | 85.1693 | 0.68369 | 317.1824 | 31.5028 | 60.8442 | 2.532 | 1.268 | 323.8959 | 109.4035 | 102.7381 | 362.018 | 148.9318 | 182.5778 | 395.3503 | 124.2168 | 123.5753
2573823 | VCUG_a | 6 | 00f_051004_345x211x716.dat | 0.0663;0.0663;0.0663 | 345;211;716 | (0.8757;68.3448;-5.9918) | 60 | 5.7448 | 47 | 77.7048 | 60 | iodine | [138] | [50] | 0 | 5 | 90 | abnormal | VUR - grade 3 | 4.4039 | 3.1379 | 13.8191 | 17.1101 | 12.1916 | 208.6007 | 1.3532e-15 | 106.2752 | 0.4523 | 9.8789 | 505.3708 | 1.5412 | 147.5704 | 700.1336 | 18.1468 | 710.0214 | 1.2397 | 156.431 | 16.9526 | 19.3832 | 2.2305 | 167.9372 | 2.0619 | 557.5219 | 67.6227 | 124.7945 | 6.9996 | 4.2784 | 611.7273 | 187.8595 | 180.0582 | 514.0705 | 220.4558 | 213.5649 | 727.8238 | 203.3844 | 217.4337
2573823 | VCUG_a | 6 | 00f_051004_345x211x716.dat | 0.0663;0.0663;0.0663 | 345;211;716 | (0.8757;68.3448;-5.9918) | 60 | 6.3535 | 49 | 77.7048 | 60 | iodine | [138] | [50] | 0 | 5 | 90 | abnormal | VUR - grade 3 | 4.4039 | 3.1379 | 13.8191 | 17.1101 | 12.1916 | 208.6007 | 1.292e-15 | 114.5262 | 0.53445 | 10.9813 | 528.4523 | 1.3264 | 154.9978 | 745.0901 | 20.0818 | 734.5871 | 1.2951 | 163.5039 | 18.7141 | 21.9788 | 2.9808 | 178.3334 | 2.5104 | 588.0877 | 73.0872 | 134.4486 | 7.8699 | 4.1966 | 648.5822 | 198.1454 | 190.3657 | 529.4812 | 227.9601 | 216.4351 | 770.2523 | 212.7463 | 229.6547
2573823 | VCUG_a | 6 | 00f_051004_345x211x716.dat | 0.0663;0.0663;0.0663 | 345;211;716 | (0.8757;68.3448;-5.9918) | 80 | 2.9 | 44 | 77.7048 | 60 | iodine | [138] | [50] | 0 | 5 | 90 | abnormal | VUR - grade 3 | 4.4039 | 3.1379 | 13.8191 | 17.1101 | 12.1916 | 208.6007 | 1.8657e-15 | 66.3277 | 0.28314 | 6.6183 | 348.1416 | 0.67818 | 93.4109 | 451.495 | 10.4109 | 516.0218 | 0.086036 | 110.1925 | 9.8878 | 11.5467 | 1.2536 | 102.8227 | 1.2718 | 368.4768 | 40.0684 | 76.5489 | 4.1553 | 2.1166 | 385.7729 | 127.3065 | 120.211 | 391.1529 | 162.6623 | 187.3757 | 470.6831 | 140.908 | 144.7255
2573823 | VCUG_a | 6 | 00f_051004_345x211x716.dat | 0.0663;0.0663;0.0663 | 345;211;716 | (0.8757;68.3448;-5.9918) | 80 | 7.702 | 57 | 77.7048 | 60 | iodine | [138] | [50] | 0 | 5 | 90 | abnormal | VUR - grade 3 | 4.4039 | 3.1379 | 13.8191 | 17.1101 | 12.1916 | 208.6007 | 1.247e-15 | 121.6623 | 0.72854 | 12.7966 | 546.4898 | 2.2005 | 172 | 769.6856 | 23.8617 | 742.139 | 1.1644 | 168.1186 | 22.2378 | 25.3629 | 3.52 | 188.2794 | 3.1795 | 617.1086 | 79.9798 | 144.71 | 9.9922 | 5.7837 | 689.1629 | 211.2508 | 201.9328 | 540.6962 | 233.0515 | 215.0543 | 815.332 | 221.5614 | 240.4065
2573823 | VCUG_a | 6 | 00f_051004_345x211x716.dat | 0.0663;0.0663;0.0663 | 345;211;716 | (0.8757;68.3448;-5.9918) | 80 | 8.502 | 60 | 77.7048 | 60 | iodine | [138] | [50] | 0 | 5 | 90 | abnormal | VUR - grade 3 | 4.4039 | 3.1379 | 13.8191 | 17.1101 | 12.1916 | 208.6007 | 1.2161e-15 | 127.8981 | 0.8147 | 16.3544 | 561.3405 | 1.9424 | 173.9953 | 799.8604 | 25.4415 | 752.2913 | 2.3644 | 172.1534 | 23.7788 | 26.5442 | 3.8644 | 195.054 | 3.3447 | 637.9691 | 83.7414 | 150.256 | 10.7061 | 6.9842 | 720.436 | 218.6424 | 208.8874 | 549.2877 | 237.267 | 215.5988 | 843.0057 | 226.8646 | 248.9884
2573823 | VCUG_a | 6 | 00f_051004_345x211x716.dat | 0.0663;0.0663;0.0663 | 345;211;716 | (0.8757;68.3448;-5.9918) | 110 | 3.9 | 52 | 77.7048 | 60 | iodine | [138] | [50] | 0 | 5 | 90 | abnormal | VUR - grade 3 | 4.4039 | 3.1379 | 13.8191 | 17.1101 | 12.1916 | 208.6007 | 1.6677e-15 | 81.3804 | 0.45081 | 8.0313 | 405.5228 | 1.4039 | 113.9457 | 549.7074 | 14.2949 | 573.4103 | 1.3595 | 125.2486 | 13.4741 | 15.4288 | 2.1926 | 125.9321 | 1.7168 | 439.8151 | 51.2693 | 95.6214 | 6.0729 | 3.5078 | 478.0648 | 151.5625 | 142.7463 | 433.5522 | 181.9078 | 193.7395 | 568.3975 | 163.0249 | 172.7215
2573823 | VCUG_a | 6 | 00f_051004_345x211x716.dat | 0.0663;0.0663;0.0663 | 345;211;716 | (0.8757;68.3448;-5.9918) | 110 | 7.85 | 62 | 77.7048 | 60 | iodine | [138] | [50] | 0 | 5 | 90 | abnormal | VUR - grade 3 | 4.4039 | 3.1379 | 13.8191 | 17.1101 | 12.1916 | 208.6007 | 1.3318e-15 | 115.3258 | 0.77692 | 11.4688 | 528.5433 | 1.7604 | 157.5396 | 743.359 | 22.8241 | 710.1106 | 0.59331 | 159.5894 | 21.3637 | 24.205 | 3.3342 | 178.1208 | 3.0485 | 596.1739 | 75.6274 | 137.7016 | 9.8679 | 6.3006 | 665.5241 | 203.9558 | 192.5426 | 524.4803 | 225.3965 | 209.9712 | 783.6055 | 212.1793 | 231.5824
2573823 | VCUG_a | 6 | 00f_051004_345x211x716.dat | 0.0663;0.0663;0.0663 | 345;211;716 | (0.8757;68.3448;-5.9918) | 110 | 9.9905 | 69 | 77.7048 | 60 | iodine | [138] | [50] | 0 | 5 | 90 | abnormal | VUR - grade 3 | 4.4039 | 3.1379 | 13.8191 | 17.1101 | 12.1916 | 208.6007 | 1.2876e-15 | 123.7097 | 0.95502 | 13.9382 | 556.9851 | 2.37 | 169.9659 | 812.4349 | 25.9084 | 727.4558 | 3.4398 | 165.7877 | 24.0787 | 27.2691 | 4.1727 | 191.6262 | 3.867 | 632.0077 | 82.9754 | 148.1038 | 11.6169 | 7.1247 | 714.1754 | 218.0436 | 204.7856 | 543.1432 | 233.7029 | 210.9201 | 839.9277 | 223.3261 | 247.9114
2573823 | VCUG_a | 7 | 00f_051004_345x211x716.dat | 0.0663;0.0663;0.0663 | 345;211;716 | (0.0769;67.0610;-7.5732) | 60 | 2.5 | 38 | 76.6025 | 60 | iodine | [138] | [70] | 0 | 5 | 90 | abnormal | VUR - grade 3 | 3.192 | 2.2674 | 7.2375 | 12.2257 | 8.6845 | 106.1738 | 3.9214e-15 | 12.5279 | 0.068536 | 1.3606 | 162.6937 | 0.091599 | 16.5596 | 395.1886 | 2.0815 | 50.8617 | 0.016742 | 11.0988 | 2.0245 | 2.2728 | 0.29046 | 21.2413 | 0.25443 | 128.3693 | 8.7767 | 15.0818 | 0.7816 | 0.44168 | 349.1338 | 91.8754 | 90.8381 | 106.9052 | 111.8556 | 77.0735 | 477.6332 | 61.7842 | 87.9937
2573823 | VCUG_a | 7 | 00f_051004_345x211x716.dat | 0.0663;0.0663;0.0663 | 345;211;716 | (0.0769;67.0610;-7.5732) | 60 | 5.7448 | 47 | 76.6025 | 60 | iodine | [138] | [70] | 0 | 5 | 90 | abnormal | VUR - grade 3 | 3.192 | 2.2674 | 7.2375 | 12.2257 | 8.6845 | 106.1738 | 2.5464e-15 | 28.2495 | 0.18413 | 3.6957 | 273.7342 | 0.57681 | 34.659 | 681.4293 | 5.5926 | 102.4932 | 0.31151 | 25.2924 | 5.3782 | 5.9103 | 0.70464 | 46.6814 | 0.65315 | 247.0299 | 20.9758 | 34.3821 | 2.2889 | 1.5569 | 631.1233 | 151.0272 | 151.182 | 170.1236 | 163.2086 | 93.519 | 797.5928 | 104.5122 | 152.2526
2573823 | VCUG_a | 7 | 00f_051004_345x211x716.dat | 0.0663;0.0663;0.0663 | 345;211;716 | (0.0769;67.0610;-7.5732) | 60 | 6.3535 | 49 | 76.6025 | 60 | iodine | [138] | [70] | 0 | 5 | 90 | abnormal | VUR - grade 3 | 3.192 | 2.2674 | 7.2375 | 12.2257 | 8.6845 | 106.1738 | 2.4314e-15 | 31.1974 | 0.20395 | 4.5336 | 286.3918 | 0.53944 | 40.9054 | 722.0563 | 6.3453 | 109.822 | 0.28967 | 27.6361 | 6.0661 | 6.8434 | 0.876 | 51.2176 | 0.88098 | 262.2739 | 23.1715 | 37.9088 | 2.5596 | 1.5565 | 668.6712 | 158.2875 | 158.6547 | 177.2098 | 168.4799 | 95.1647 | 832.6926 | 109.9406 | 160.8772
2573823 | VCUG_a | 7 | 00f_051004_345x211x716.dat | 0.0663;0.0663;0.0663 | 345;211;716 | (0.0769;67.0610;-7.5732) | 80 | 2.9 | 44 | 76.6025 | 60 | iodine | [138] | [70] | 0 | 5 | 90 | abnormal | VUR - grade 3 | 3.192 | 2.2674 | 7.2375 | 12.2257 | 8.6845 | 106.1738 | 3.5109e-15 | 16.6924 | 0.11035 | 1.7831 | 185.8876 | 0.28333 | 21.6586 | 459.2575 | 3.1243 | 62.5939 | 0 | 14.8336 | 3.0346 | 3.2325 | 0.34567 | 27.5483 | 0.39771 | 154.7132 | 12.1351 | 20.038 | 1.2788 | 0.77322 | 411.8051 | 104.8024 | 103.8235 | 119.4488 | 121.5519 | 80.0926 | 540.9464 | 70.6914 | 102.1591
2573823 | VCUG_a | 7 | 00f_051004_345x211x716.dat | 0.0663;0.0663;0.0663 | 345;211;716 | (0.0769;67.0610;-7.5732) | 80 | 7.702 | 57 | 76.6025 | 60 | iodine | [138] | [70] | 0 | 5 | 90 | abnormal | VUR - grade 3 | 3.192 | 2.2674 | 7.2375 | 12.2257 | 8.6845 | 106.1738 | 2.3466e-15 | 35.8135 | 0.2917 | 5.4445 | 298.1454 | 0.63395 | 45.6368 | 747.8564 | 7.762 | 115.3171 | 0.21865 | 31.073 | 7.4219 | 8.3377 | 1.1961 | 56.3332 | 1.1278 | 279.6546 | 26.6636 | 43.1779 | 3.45 | 2.0891 | 705.8803 | 166.7426 | 166.0684 | 184.9492 | 171.8576 | 95.4663 | 862.0655 | 114.922 | 168.6558
2573823 | VCUG_a | 7 | 00f_051004_345x211x716.dat | 0.0663;0.0663;0.0663 | 345;211;716 | (0.0769;67.0610;-7.5732) | 80 | 8.502 | 60 | 76.6025 | 60 | iodine | [138] | [70] | 0 | 5 | 90 | abnormal | VUR - grade 3 | 3.192 | 2.2674 | 7.2375 | 12.2257 | 8.6845 | 106.1738 | 2.2884e-15 | 37.4543 | 0.32123 | 5.1276 | 305.4207 | 0.75668 | 48.5357 | 764.0653 | 8.4124 | 119.1959 | 0.5797 | 32.8703 | 7.9911 | 8.4434 | 1.3637 | 58.9796 | 1.2946 | 289.5539 | 28.0587 | 45.0748 | 3.6655 | 2.1744 | 729.4999 | 171.8073 | 170.9068 | 189.126 | 174.7399 | 96.1015 | 885.1096 | 118.1953 | 173.165
2573823 | VCUG_a | 7 | 00f_051004_345x211x716.dat | 0.0663;0.0663;0.0663 | 345;211;716 | (0.0769;67.0610;-7.5732) | 110 | 3.9 | 52 | 76.6025 | 60 | iodine | [138] | [70] | 0 | 5 | 90 | abnormal | VUR - grade 3 | 3.192 | 2.2674 | 7.2375 | 12.2257 | 8.6845 | 106.1738 | 3.1382e-15 | 22.2584 | 0.1803 | 2.4324 | 217.6797 | 0.3778 | 27.007 | 536.7746 | 4.7664 | 76.3115 | 0.3496 | 19.5418 | 4.4691 | 4.7257 | 0.73214 | 35.205 | 0.66475 | 191.1835 | 16.1526 | 26.1973 | 2.0008 | 1.1954 | 495.1901 | 122.3957 | 120.6812 | 137.4389 | 135.3632 | 83.7781 | 629.2802 | 82.7573 | 120.5329
2573823 | VCUG_a | 7 | 00f_051004_345x211x716.dat | 0.0663;0.0663;0.0663 | 345;211;716 | (0.0769;67.0610;-7.5732) | 110 | 7.85 | 62 | 76.6025 | 60 | iodine | [138] | [70] | 0 | 5 | 90 | abnormal | VUR - grade 3 | 3.192 | 2.2674 | 7.2375 | 12.2257 | 8.6845 | 106.1738 | 2.506e-15 | 33.866 | 0.30587 | 4.583 | 287.6544 | 0.63264 | 44.4455 | 725.7403 | 7.6979 | 107.7098 | 0.62251 | 29.528 | 7.2478 | 8.1066 | 1.3334 | 52.6099 | 1.1618 | 268.217 | 25.1118 | 40.3034 | 3.5156 | 1.9896 | 680.369 | 160.9165 | 158.4625 | 177.4433 | 166.2493 | 92.8502 | 832.5243 | 110.5205 | 162.7338
2573823 | VCUG_a | 7 | 00f_051004_345x211x716.dat | 0.0663;0.0663;0.0663 | 345;211;716 | (0.0769;67.0610;-7.5732) | 110 | 9.9905 | 69 | 76.6025 | 60 | iodine | [138] | [70] | 0 | 5 | 90 | abnormal | VUR - grade 3 | 3.192 | 2.2674 | 7.2375 | 12.2257 | 8.6845 | 106.1738 | 2.4227e-15 | 37.2715 | 0.37446 | 6.3661 | 304.0762 | 0.80072 | 51.1664 | 770.3033 | 9.0945 | 114.0719 | 0.30754 | 32.7633 | 8.4518 | 8.9719 | 1.4588 | 58.1463 | 1.408 | 289.2992 | 28.0194 | 44.9708 | 4.1174 | 2.472 | 728.0774 | 170.4364 | 166.8385 | 185.4213 | 171.9698 | 93.7188 | 876.0126 | 116.8695 | 173.2795
2573823 | VCUG_a | 8 | 00f_051004_345x211x716.dat | 0.0663;0.0663;0.0663 | 345;211;716 | (0.0769;67.0610;-7.5732) | 60 | 2.5 | 38 | 76.6025 | 60 | iodine | [138] | [100] | 0 | 5 | 90 | abnormal | VUR - grade 3 | 3.192 | 2.2674 | 7.2375 | 12.2257 | 8.6845 | 106.1738 | 3.9214e-15 | 12.5215 | 0.06871 | 1.363 | 162.5075 | 0.090271 | 16.5932 | 394.1175 | 2.071 | 50.8362 | 0.016742 | 11.0832 | 2.021 | 2.2687 | 0.29647 | 21.1758 | 0.25204 | 127.9511 | 8.7581 | 15.0785 | 0.78428 | 0.44168 | 339.367 | 91.86 | 90.8235 | 106.8884 | 111.6831 | 76.9312 | 478.4493 | 61.8268 | 87.4954
2573823 | VCUG_a | 8 | 00f_051004_345x211x716.dat | 0.0663;0.0663;0.0663 | 345;211;716 | (0.0769;67.0610;-7.5732) | 60 | 5.7448 | 47 | 76.6025 | 60 | iodine | [138] | [100] | 0 | 5 | 90 | abnormal | VUR - grade 3 | 3.192 | 2.2674 | 7.2375 | 12.2257 | 8.6845 | 106.1738 | 2.5464e-15 | 28.2499 | 0.18317 | 3.626 | 273.5103 | 0.57642 | 34.2411 | 681.3115 | 5.5788 | 102.4422 | 0.31151 | 25.2418 | 5.3554 | 5.926 | 0.70495 | 46.6146 | 0.64522 | 246.2838 | 20.9063 | 34.2631 | 2.288 | 1.569 | 615.9254 | 150.9873 | 151.1437 | 169.9755 | 162.8784 | 93.2312 | 800.4203 | 104.6517 | 151.5907
2573823 | VCUG_a | 8 | 00f_051004_345x211x716.dat | 0.0663;0.0663;0.0663 | 345;211;716 | (0.0769;67.0610;-7.5732) | 60 | 6.3535 | 49 | 76.6025 | 60 | iodine | [138] | [100] | 0 | 5 | 90 | abnormal | VUR - grade 3 | 3.192 | 2.2674 | 7.2375 | 12.2257 | 8.6845 | 106.1738 | 2.4314e-15 | 31.1143 | 0.20289 | 4.6064 | 286.2273 | 0.54142 | 40.9194 | 721.0692 | 6.3268 | 109.6821 | 0.28967 | 27.5682 | 6.0435 | 6.8138 | 0.89883 | 51.0737 | 0.87394 | 261.6487 | 23.1612 | 37.7763 | 2.5515 | 1.5487 | 652.0963 | 158.2483 | 158.6164 | 177.2137 | 168.1161 | 94.9488 | 836.1474 | 110.1493 | 160.1192
2573823 | VCUG_a | 8 | 00f_051004_345x211x716.dat | 0.0663;0.0663;0.0663 | 345;211;716 | (0.0769;67.0610;-7.5732) | 80 | 2.9 | 44 | 76.6025 | 60 | iodine | [138] | [100] | 0 | 5 | 90 | abnormal | VUR - grade 3 | 3.192 | 2.2674 | 7.2375 | 12.2257 | 8.6845 | 106.1738 | 3.5109e-15 | 16.6673 | 0.10995 | 1.8447 | 185.7823 | 0.28129 | 21.5339 | 459.4284 | 3.12 | 62.5683 | 0 | 14.8017 | 3.0277 | 3.2277 | 0.35649 | 27.4831 | 0.39261 | 154.2546 | 12.1095 | 20.0155 | 1.2805 | 0.79538 | 400.298 | 104.7798 | 103.7999 | 119.4166 | 121.3593 | 79.9336 | 541.8578 | 70.7257 | 101.7026
2573823 | VCUG_a | 8 | 00f_051004_345x211x716.dat | 0.0663;0.0663;0.0663 | 345;211;716 | (0.0769;67.0610;-7.5732) | 80 | 7.702 | 57 | 76.6025 | 60 | iodine | [138] | [100] | 0 | 5 | 90 | abnormal | VUR - grade 3 | 3.192 | 2.2674 | 7.2375 | 12.2257 | 8.6845 | 106.1738 | 2.3466e-15 | 35.6281 | 0.28955 | 5.5741 | 297.8471 | 0.63625 | 45.4535 | 747.0041 | 7.7551 | 115.1637 | 0.21865 | 30.9843 | 7.4027 | 8.2704 | 1.1994 | 56.1585 | 1.1276 | 279.1688 | 26.5856 | 43.1182 | 3.434 | 2.0588 | 689.8569 | 166.6744 | 166.0032 | 184.8929 | 171.4992 | 95.2178 | 865.0912 | 115.063 | 167.915
2573823 | VCUG_a | 8 | 00f_051004_345x211x716.dat | 0.0663;0.0663;0.0663 | 345;211;716 | (0.0769;67.0610;-7.5732) | 80 | 8.502 | 60 | 76.6025 | 60 | iodine | [138] | [100] | 0 | 5 | 90 | abnormal | VUR - grade 3 | 3.192 | 2.2674 | 7.2375 | 12.2257 | 8.6845 | 106.1738 | 2.2884e-15 | 37.3839 | 0.31847 | 5.1852 | 305.1629 | 0.75773 | 48.6581 | 761.9677 | 8.3905 | 119.0037 | 0.5797 | 32.7912 | 7.9741 | 8.4897 | 1.3116 | 58.949 | 1.2874 | 288.8285 | 28.0163 | 44.9831 | 3.6323 | 2.1793 | 712.6323 | 171.7379 | 170.8408 | 189.0395 | 174.3762 | 95.8613 | 887.6441 | 118.338 | 172.2899
2573823 | VCUG_a | 8 | 00f_051004_345x211x716.dat | 0.0663;0.0663;0.0663 | 345;211;716 | (0.0769;67.0610;-7.5732) | 110 | 3.9 | 52 | 76.6025 | 60 | iodine | [138] | [100] | 0 | 5 | 90 | abnormal | VUR - grade 3 | 3.192 | 2.2674 | 7.2375 | 12.2257 | 8.6845 | 106.1738 | 3.1382e-15 | 22.2256 | 0.18002 | 2.3758 | 217.4248 | 0.37837 | 27.0012 | 536.8065 | 4.7531 | 76.1936 | 0.3496 | 19.4991 | 4.4561 | 4.7343 | 0.73912 | 35.119 | 0.66739 | 190.645 | 16.1045 | 26.174 | 1.9933 | 1.2078 | 482.8263 | 122.3545 | 120.6416 | 137.499 | 135.1311 | 83.6029 | 629.8219 | 82.7668 | 119.9924
2573823 | VCUG_a | 8 | 00f_051004_345x211x716.dat | 0.0663;0.0663;0.0663 | 345;211;716 | (0.0769;67.0610;-7.5732) | 110 | 7.85 | 62 | 76.6025 | 60 | iodine | [138] | [100] | 0 | 5 | 90 | abnormal | VUR - grade 3 | 3.192 | 2.2674 | 7.2375 | 12.2257 | 8.6845 | 106.1738 | 2.506e-15 | 33.7663 | 0.30503 | 4.7861 | 287.435 | 0.62813 | 44.7886 | 727.3763 | 7.684 | 107.5941 | 0.62251 | 29.455 | 7.2371 | 8.1497 | 1.3534 | 52.5341 | 1.1583 | 267.5666 | 25.0436 | 40.1677 | 3.4925 | 1.9581 | 666.8015 | 160.8506 | 158.3994 | 177.3492 | 165.9483 | 92.6142 | 834.0805 | 110.6151 | 162.3004
2573823 | VCUG_a | 8 | 00f_051004_345x211x716.dat | 0.0663;0.0663;0.0663 | 345;211;716 | (0.0769;67.0610;-7.5732) | 110 | 9.9905 | 69 | 76.6025 | 60 | iodine | [138] | [100] | 0 | 5 | 90 | abnormal | VUR - grade 3 | 3.192 | 2.2674 | 7.2375 | 12.2257 | 8.6845 | 106.1738 | 2.4227e-15 | 37.172 | 0.37408 | 6.3071 | 303.6593 | 0.80167 | 50.9394 | 769.3952 | 9.0866 | 113.9192 | 0.30754 | 32.6861 | 8.4184 | 8.8555 | 1.4811 | 57.8409 | 1.4053 | 288.6801 | 27.9025 | 44.8181 | 4.0899 | 2.4091 | 714.7038 | 170.3657 | 166.7675 | 185.4058 | 171.6334 | 93.5297 | 877.2922 | 116.8707 | 172.5713
2573823 | VCUG_a | 9 | 00f_051004_345x211x716.dat | 0.0663;0.0663;0.0663 | 345;211;716 | (-0.7309;68.4855;-5.9997) | 60 | 2.5 | 38 | 77.7048 | 60 | iodine | [138] | [100] | 1 | 10 | 90 | abnormal | VUR - grade 3 | 4.3884 | 3.1382 | 13.772 | 17.0501 | 12.1929 | 207.8889 | 2.0933e-15 | 51.5834 | 0.17515 | 3.195 | 332.0916 | 0.35881 | 58.2905 | 368.0538 | 7.4877 | 435.889 | 0.03748 | 52.7395 | 7.0759 | 9.4826 | 0.87092 | 118.9218 | 0.70663 | 376.3946 | 42.0316 | 73.0041 | 2.5585 | 1.2027 | 304.0642 | 109.1686 | 102.4316 | 355.9853 | 147.6458 | 182.5764 | 392.8423 | 121.7135 | 124.5526
2573823 | VCUG_a | 9 | 00f_051004_345x211x716.dat | 0.0663;0.0663;0.0663 | 345;211;716 | (-0.7309;68.4855;-5.9997) | 60 | 5.7448 | 47 | 77.7048 | 60 | iodine | [138] | [100] | 1 | 10 | 90 | abnormal | VUR - grade 3 | 4.3884 | 3.1382 | 13.772 | 17.0501 | 12.1929 | 207.8889 | 1.3593e-15 | 103.6701 | 0.45118 | 10.3346 | 527.3697 | 1.6202 | 125.6886 | 698.596 | 18.3372 | 664.9908 | 0.79864 | 103.4862 | 17.2286 | 19.721 | 2.2686 | 213.0563 | 2.1754 | 634.1149 | 83.557 | 140.9831 | 7.2065 | 4.047 | 582.8537 | 187.3005 | 179.3673 | 507.2855 | 218.2884 | 213.215 | 722.1962 | 200.4577 | 218.285
2573823 | VCUG_a | 9 | 00f_051004_345x211x716.dat | 0.0663;0.0663;0.0663 | 345;211;716 | (-0.7309;68.4855;-5.9997) | 60 | 6.3535 | 49 | 77.7048 | 60 | iodine | [138] | [100] | 1 | 10 | 90 | abnormal | VUR - grade 3 | 4.3884 | 3.1382 | 13.772 | 17.0501 | 12.1929 | 207.8889 | 1.2979e-15 | 112.1246 | 0.52965 | 12.1023 | 550.1835 | 1.9517 | 129.4137 | 731.8727 | 20.5481 | 688.7964 | 1.0367 | 110.838 | 19.1836 | 21.5743 | 2.6048 | 223.5019 | 2.3421 | 662.963 | 88.9801 | 149.931 | 8.2246 | 4.392 | 620.4183 | 197.5679 | 189.6415 | 523.4801 | 225.766 | 215.9113 | 764.9022 | 209.6031 | 229.5515
2573823 | VCUG_a | 9 | 00f_051004_345x211x716.dat | 0.0663;0.0663;0.0663 | 345;211;716 | (-0.7309;68.4855;-5.9997) | 80 | 2.9 | 44 | 77.7048 | 60 | iodine | [138] | [100] | 1 | 10 | 90 | abnormal | VUR - grade 3 | 4.3884 | 3.1382 | 13.772 | 17.0501 | 12.1929 | 207.8889 | 1.8742e-15 | 64.4372 | 0.2848 | 6.4603 | 371.0489 | 0.69437 | 74.388 | 434.7338 | 10.7415 | 477.8342 | 1.373 | 64.8107 | 9.9337 | 11.3892 | 1.1379 | 138.4037 | 1.2555 | 429.9265 | 51.2206 | 88.1003 | 4.0905 | 2.5655 | 368.7333 | 126.9702 | 119.7911 | 385.0787 | 161.2175 | 187.1711 | 464.266 | 138.0287 | 144.6287
2573823 | VCUG_a | 9 | 00f_051004_345x211x716.dat | 0.0663;0.0663;0.0663 | 345;211;716 | (-0.7309;68.4855;-5.9997) | 80 | 7.702 | 57 | 77.7048 | 60 | iodine | [138] | [100] | 1 | 10 | 90 | abnormal | VUR - grade 3 | 4.3884 | 3.1382 | 13.772 | 17.0501 | 12.1929 | 207.8889 | 1.2527e-15 | 121.9551 | 0.72439 | 12.9451 | 568.3442 | 1.7005 | 147.2929 | 760.6049 | 24.0837 | 698.7612 | 1.3234 | 119.8796 | 22.3043 | 26.1297 | 3.399 | 230.8422 | 3.1334 | 689.03 | 92.7536 | 159.9219 | 10.1966 | 4.9298 | 660.3633 | 210.5871 | 201.125 | 535.6249 | 231.0364 | 214.4552 | 809.9474 | 218.6669 | 240.6272
2573823 | VCUG_a | 9 | 00f_051004_345x211x716.dat | 0.0663;0.0663;0.0663 | 345;211;716 | (-0.7309;68.4855;-5.9997) | 80 | 8.502 | 60 | 77.7048 | 60 | iodine | [138] | [100] | 1 | 10 | 90 | abnormal | VUR - grade 3 | 4.3884 | 3.1382 | 13.772 | 17.0501 | 12.1929 | 207.8889 | 1.2217e-15 | 127.1328 | 0.81648 | 15.0051 | 581.8708 | 2.0564 | 158.0647 | 792.0017 | 25.5534 | 709.5192 | 0.62594 | 125.1847 | 23.5963 | 27.639 | 3.7551 | 235.7588 | 3.3706 | 707.432 | 96.5365 | 166.25 | 10.9436 | 5.6213 | 691.5609 | 217.9451 | 208.0518 | 544.2582 | 235.1879 | 215.2738 | 839.8852 | 224.7547 | 249.1661
2573823 | VCUG_a | 9 | 00f_051004_345x211x716.dat | 0.0663;0.0663;0.0663 | 345;211;716 | (-0.7309;68.4855;-5.9997) | 110 | 3.9 | 52 | 77.7048 | 60 | iodine | [138] | [100] | 1 | 10 | 90 | abnormal | VUR - grade 3 | 4.3884 | 3.1382 | 13.772 | 17.0501 | 12.1929 | 207.8889 | 1.6754e-15 | 79.3384 | 0.45315 | 8.449 | 427.0913 | 1.2436 | 93.8368 | 538.1065 | 14.81 | 535.5817 | 0.69776 | 80.5441 | 13.6854 | 16.0061 | 1.9715 | 160.4256 | 1.9351 | 501.1233 | 62.4703 | 107.3861 | 6.1629 | 3.2177 | 457.0193 | 151.0841 | 142.1821 | 427.0122 | 180.4063 | 193.7967 | 566.7392 | 160.3675 | 172.8713
2573823 | VCUG_a | 9 | 00f_051004_345x211x716.dat | 0.0663;0.0663;0.0663 | 345;211;716 | (-0.7309;68.4855;-5.9997) | 110 | 7.85 | 62 | 77.7048 | 60 | iodine | [138] | [100] | 1 | 10 | 90 | abnormal | VUR - grade 3 | 4.3884 | 3.1382 | 13.772 | 17.0501 | 12.1929 | 207.8889 | 1.3379e-15 | 114.1174 | 0.76866 | 14.379 | 548.5381 | 1.926 | 138.4388 | 736.0829 | 23.1329 | 667.7231 | 2.1395 | 114.6556 | 21.4983 | 24.7496 | 3.5728 | 213.3013 | 3.2432 | 662.1398 | 87.053 | 149.6876 | 9.7517 | 5.3687 | 641.2342 | 203.315 | 191.7724 | 518.3709 | 223.4117 | 209.2586 | 777.4008 | 209.0633 | 231.9551
2573823 | VCUG_a | 9 | 00f_051004_345x211x716.dat | 0.0663;0.0663;0.0663 | 345;211;716 | (-0.7309;68.4855;-5.9997) | 110 | 9.9905 | 69 | 77.7048 | 60 | iodine | [138] | [100] | 1 | 10 | 90 | abnormal | VUR - grade 3 | 4.3884 | 3.1382 | 13.772 | 17.0501 | 12.1929 | 207.8889 | 1.2935e-15 | 122.6882 | 0.95004 | 14.2355 | 575.1037 | 2.131 | 154.6319 | 797.2025 | 25.9717 | 688.3757 | 3.6725 | 124.3658 | 24.1735 | 26.6311 | 4.0111 | 220.63 | 3.8783 | 699.7941 | 92.4297 | 159.0308 | 11.471 | 7.0123 | 693.1998 | 217.4299 | 204.0515 | 536.2282 | 231.6762 | 210.5292 | 834.6197 | 220.0921 | 247.2265
2573823 | VCUG_a | 10 | 00f_051004_345x211x716.dat | 0.0663;0.0663;0.0663 | 345;211;716 | (0.8757;68.3448;-5.9918) | 60 | 2.5 | 38 | 77.7048 | 60 | iodine | [138] | [100] | 1 | 10 | 90 | abnormal | VUR - grade 3 | 4.4039 | 3.1379 | 13.8191 | 17.1101 | 12.1916 | 208.6007 | 2.0838e-15 | 54.1882 | 0.17652 | 4.4838 | 307.6951 | 0.26896 | 77.2033 | 372.0856 | 6.9736 | 473.1102 | 0.014583 | 98.0973 | 6.9616 | 7.8081 | 0.97733 | 85.1405 | 0.68772 | 316.5969 | 31.4701 | 60.849 | 2.5356 | 1.268 | 306.769 | 109.3717 | 102.7113 | 361.9637 | 148.6489 | 182.3779 | 395.5662 | 124.2041 | 122.8119
2573823 | VCUG_a | 10 | 00f_051004_345x211x716.dat | 0.0663;0.0663;0.0663 | 345;211;716 | (0.8757;68.3448;-5.9918) | 60 | 5.7448 | 47 | 77.7048 | 60 | iodine | [138] | [100] | 1 | 10 | 90 | abnormal | VUR - grade 3 | 4.4039 | 3.1379 | 13.8191 | 17.1101 | 12.1916 | 208.6007 | 1.3532e-15 | 106.29 | 0.45145 | 9.9942 | 505.0087 | 1.5412 | 147.3118 | 698.9807 | 18.1069 | 709.8588 | 1.2397 | 156.3497 | 16.9326 | 19.3566 | 2.2776 | 167.7155 | 2.0554 | 556.5907 | 67.5274 | 124.7649 | 6.9994 | 4.2788 | 583.808 | 187.7722 | 179.9798 | 513.9729 | 219.8279 | 213.1032 | 731.7109 | 203.5777 | 216.1921
2573823 | VCUG_a | 10 | 00f_051004_345x211x716.dat | 0.0663;0.0663;0.0663 | 345;211;716 | (0.8757;68.3448;-5.9918) | 60 | 6.3535 | 49 | 77.7048 | 60 | iodine | [138] | [100] | 1 | 10 | 90 | abnormal | VUR - grade 3 | 4.4039 | 3.1379 | 13.8191 | 17.1101 | 12.1916 | 208.6007 | 1.292e-15 | 114.4179 | 0.53448 | 11.0803 | 528.0421 | 1.3264 | 154.665 | 743.3099 | 20.0493 | 734.4323 | 1.2951 | 163.4033 | 18.6894 | 21.9695 | 2.9613 | 178.1089 | 2.4936 | 587.1202 | 72.9781 | 134.3634 | 7.8536 | 4.1337 | 621.1522 | 198.0374 | 190.2626 | 529.3498 | 227.2957 | 215.9709 | 774.2151 | 212.9209 | 228.3598
2573823 | VCUG_a | 10 | 00f_051004_345x211x716.dat | 0.0663;0.0663;0.0663 | 345;211;716 | (0.8757;68.3448;-5.9918) | 80 | 2.9 | 44 | 77.7048 | 60 | iodine | [138] | [100] | 1 | 10 | 90 | abnormal | VUR - grade 3 | 4.4039 | 3.1379 | 13.8191 | 17.1101 | 12.1916 | 208.6007 | 1.8657e-15 | 66.3438 | 0.28234 | 6.6081 | 347.9219 | 0.67818 | 93.3573 | 451.629 | 10.4018 | 515.8771 | 0.086036 | 110.1335 | 9.8733 | 11.4979 | 1.2616 | 102.7691 | 1.2623 | 367.7639 | 40.0293 | 76.4203 | 4.1401 | 2.1135 | 367.7478 | 127.2518 | 120.1585 | 391.0973 | 162.3044 | 187.1212 | 471.9534 | 140.9508 | 143.9614
2573823 | VCUG_a | 10 | 00f_051004_345x211x716.dat | 0.0663;0.0663;0.0663 | 345;211;716 | (0.8757;68.3448;-5.9918) | 80 | 7.702 | 57 | 77.7048 | 60 | iodine | [138] | [100] | 1 | 10 | 90 | abnormal | VUR - grade 3 | 4.4039 | 3.1379 | 13.8191 | 17.1101 | 12.1916 | 208.6007 | 1.247e-15 | 121.5821 | 0.72822 | 12.823 | 545.9365 | 2.2005 | 171.2141 | 770.2069 | 23.8393 | 741.8423 | 1.0861 | 167.9743 | 22.2137 | 25.3341 | 3.5234 | 187.9506 | 3.1686 | 615.7212 | 79.8756 | 144.4374 | 9.9858 | 5.7709 | 666.3718 | 211.1148 | 201.7965 | 540.5147 | 232.377 | 214.5466 | 819.9833 | 221.7344 | 239.4282
2573823 | VCUG_a | 10 | 00f_051004_345x211x716.dat | 0.0663;0.0663;0.0663 | 345;211;716 | (0.8757;68.3448;-5.9918) | 80 | 8.502 | 60 | 77.7048 | 60 | iodine | [138] | [100] | 1 | 10 | 90 | abnormal | VUR - grade 3 | 4.4039 | 3.1379 | 13.8191 | 17.1101 | 12.1916 | 208.6007 | 1.2161e-15 | 127.6761 | 0.81216 | 16.5345 | 560.6251 | 1.9331 | 173.321 | 799.9755 | 25.4234 | 751.8637 | 2.3604 | 172.0218 | 23.7393 | 26.5277 | 3.8224 | 194.8896 | 3.3455 | 636.7604 | 83.651 | 150.034 | 10.688 | 6.9904 | 697.2311 | 218.4723 | 208.7208 | 548.931 | 236.5683 | 215.1468 | 847.6927 | 227.0208 | 247.9603
2573823 | VCUG_a | 10 | 00f_051004_345x211x716.dat | 0.0663;0.0663;0.0663 | 345;211;716 | (0.8757;68.3448;-5.9918) | 110 | 3.9 | 52 | 77.7048 | 60 | iodine | [138] | [100] | 1 | 10 | 90 | abnormal | VUR - grade 3 | 4.4039 | 3.1379 | 13.8191 | 17.1101 | 12.1916 | 208.6007 | 1.6677e-15 | 81.3744 | 0.44959 | 8.1254 | 405.0911 | 1.4027 | 113.1422 | 549.2217 | 14.2853 | 573.2544 | 1.3595 | 125.1826 | 13.4609 | 15.415 | 2.1943 | 125.8002 | 1.7222 | 438.8916 | 51.1985 | 95.5494 | 6.0813 | 3.4579 | 459.3507 | 151.4728 | 142.6618 | 433.3939 | 181.4659 | 193.4099 | 571.3117 | 163.1172 | 171.8744
2573823 | VCUG_a | 10 | 00f_051004_345x211x716.dat | 0.0663;0.0663;0.0663 | 345;211;716 | (0.8757;68.3448;-5.9918) | 110 | 7.85 | 62 | 77.7048 | 60 | iodine | [138] | [100] | 1 | 10 | 90 | abnormal | VUR - grade 3 | 4.4039 | 3.1379 | 13.8191 | 17.1101 | 12.1916 | 208.6007 | 1.3318e-15 | 115.1456 | 0.77625 | 11.5784 | 528.2429 | 1.751 | 157.3894 | 745.957 | 22.7828 | 709.8929 | 0.54634 | 159.4693 | 21.3419 | 24.1997 | 3.3217 | 177.9106 | 3.0548 | 594.9726 | 75.4847 | 137.4689 | 9.8611 | 6.1935 | 647.5934 | 203.8085 | 192.4055 | 524.2183 | 224.7846 | 209.5647 | 785.8581 | 212.2205 | 230.9921
2573823 | VCUG_a | 10 | 00f_051004_345x211x716.dat | 0.0663;0.0663;0.0663 | 345;211;716 | (0.8757;68.3448;-5.9918) | 110 | 9.9905 | 69 | 77.7048 | 60 | iodine | [138] | [100] | 1 | 10 | 90 | abnormal | VUR - grade 3 | 4.4039 | 3.1379 | 13.8191 | 17.1101 | 12.1916 | 208.6007 | 1.2876e-15 | 123.702 | 0.95549 | 13.852 | 556.3171 | 2.3065 | 169.5388 | 812.9009 | 25.865 | 727.0753 | 3.4398 | 165.6789 | 24.0422 | 27.1782 | 4.124 | 191.502 | 3.8568 | 630.7806 | 82.8977 | 147.964 | 11.5967 | 7.1212 | 698.6039 | 217.8707 | 204.6224 | 543.0187 | 233.0834 | 210.4284 | 843.0342 | 223.4101 | 247.1887
2573823 | VCUG_a | 11 | 00f_051004_345x211x716.dat | 0.0663;0.0663;0.0663 | 345;211;716 | (0.0901;67.0610;-2.6929) | 60 | 2.5 | 38 | 76.6025 | 60 | iodine | [138] | [100] | 1 | 5 | 90 | abnormal | VUR - grade 3 | 4.788 | 5.3314 | 25.5263 | 18.3385 | 20.4197 | 374.4669 | 1.2013e-15 | 1019.6539 | 0.96305 | 133.673 | 431.4029 | 2.8338 | 472.9166 | 484.4792 | 158.2799 | 1087.3311 | 1.4194 | 609.0952 | 248.9241 | 231.984 | 8.3951 | 765.7518 | 7.1588 | 460.9295 | 931.4987 | 547.936 | 35.1197 | 14.4203 | 362.9099 | 260.7853 | 261.0022 | 630.4094 | 249.9908 | 319.7296 | 520.1325 | 398.8948 | 335.9772
2573823 | VCUG_a | 11 | 00f_051004_345x211x716.dat | 0.0663;0.0663;0.0663 | 345;211;716 | (0.0901;67.0610;-2.6929) | 60 | 5.7448 | 47 | 76.6025 | 60 | iodine | [138] | [100] | 1 | 5 | 90 | abnormal | VUR - grade 3 | 4.788 | 5.3314 | 25.5263 | 18.3385 | 20.4197 | 374.4669 | 7.8005e-16 | 1422.2195 | 2.7635 | 259.1378 | 738.5952 | 9.0929 | 838.3967 | 866.7539 | 299.6481 | 1528.3668 | 6.3297 | 971.1449 | 386.3478 | 395.3601 | 19.7795 | 1170.0044 | 17.6848 | 819.8594 | 1327.7382 | 923.1735 | 77.4285 | 37.299 | 677.6759 | 420.2904 | 427.6038 | 882.5328 | 368.4188 | 376.0441 | 905.0336 | 609.6442 | 561.3031
2573823 | VCUG_a | 11 | 00f_051004_345x211x716.dat | 0.0663;0.0663;0.0663 | 345;211;716 | (0.0901;67.0610;-2.6929) | 60 | 6.3535 | 49 | 76.6025 | 60 | iodine | [138] | [100] | 1 | 5 | 90 | abnormal | VUR - grade 3 | 4.788 | 5.3314 | 25.5263 | 18.3385 | 20.4197 | 374.4669 | 7.448e-16 | 1458.2442 | 3.1916 | 282.3578 | 774.396 | 10.0098 | 905.4245 | 911.4396 | 317.629 | 1567.6696 | 7.8251 | 1010.3923 | 402.3497 | 419.737 | 21.8851 | 1213.2657 | 20.5679 | 861.9498 | 1363.3194 | 967.6292 | 83.1955 | 40.3343 | 726.1146 | 440.3499 | 448.8328 | 910.9803 | 380.8725 | 381.46 | 953.4509 | 634.798 | 589.5445
2573823 | VCUG_a | 11 | 00f_051004_345x211x716.dat | 0.0663;0.0663;0.0663 | 345;211;716 | (0.0901;67.0610;-2.6929) | 80 | 2.9 | 44 | 76.6025 | 60 | iodine | [138] | [100] | 1 | 5 | 90 | abnormal | VUR - grade 3 | 4.788 | 5.3314 | 25.5263 | 18.3385 | 20.4197 | 374.4669 | 1.0755e-15 | 1089.7081 | 1.6125 | 171.1455 | 493.9297 | 5.5342 | 556.1696 | 559.117 | 189.8435 | 1159.535 | 2.0566 | 679.8961 | 275.7092 | 266.6531 | 11.5172 | 839.6145 | 10.3439 | 536.7835 | 998.0313 | 627.5306 | 44.8361 | 22.6021 | 436.9897 | 295.4884 | 296.7729 | 681.5707 | 273.0744 | 329.1517 | 596.048 | 439.9722 | 383.8069
2573823 | VCUG_a | 11 | 00f_051004_345x211x716.dat | 0.0663;0.0663;0.0663 | 345;211;716 | (0.0901;67.0610;-2.6929) | 80 | 7.702 | 57 | 76.6025 | 60 | iodine | [138] | [100] | 1 | 5 | 90 | abnormal | VUR - grade 3 | 4.788 | 5.3314 | 25.5263 | 18.3385 | 20.4197 | 374.4669 | 7.1888e-16 | 1481.3279 | 4.2426 | 313.5841 | 812.4282 | 12.7185 | 919.1773 | 949.4882 | 335.2289 | 1565.2082 | 9.1482 | 1035.6219 | 411.8896 | 438.3612 | 24.7022 | 1236.0443 | 24.9832 | 903.4028 | 1364.0208 | 1006.7577 | 92.2432 | 47.9912 | 778.57 | 462.4103 | 468.5158 | 926.7709 | 390.1658 | 379.8014 | 991.1223 | 648.1376 | 615.3812
2573823 | VCUG_a | 11 | 00f_051004_345x211x716.dat | 0.0663;0.0663;0.0663 | 345;211;716 | (0.0901;67.0610;-2.6929) | 80 | 8.502 | 60 | 76.6025 | 60 | iodine | [138] | [100] | 1 | 5 | 90 | abnormal | VUR - grade 3 | 4.788 | 5.3314 | 25.5263 | 18.3385 | 20.4197 | 374.4669 | 7.0108e-16 | 1501.9676 | 4.747 | 330.7039 | 835.2538 | 13.5106 | 969.4466 | 962.7142 | 346.8789 | 1577.5652 | 6.9868 | 1057.6106 | 419.9804 | 453.4002 | 27.4248 | 1260.0695 | 25.5477 | 930.0218 | 1376.333 | 1028.3415 | 96.0232 | 47.4225 | 802.5471 | 475.9815 | 481.8511 | 940.6188 | 397.4511 | 381.4014 | 1023.7628 | 663.2023 | 630.8074
2573823 | VCUG_a | 11 | 00f_051004_345x211x716.dat | 0.0663;0.0663;0.0663 | 345;211;716 | (0.0901;67.0610;-2.6929) | 110 | 3.9 | 52 | 76.6025 | 60 | iodine | [138] | [100] | 1 | 5 | 90 | abnormal | VUR - grade 3 | 4.788 | 5.3314 | 25.5263 | 18.3385 | 20.4197 | 374.4669 | 9.6142e-16 | 1194.4844 | 2.5266 | 212.2176 | 587.0698 | 7.1867 | 663.1344 | 679.4124 | 230.2638 | 1256.7882 | 6.6674 | 775.8324 | 310.8946 | 308.5959 | 15.2098 | 944.947 | 14.7501 | 639.1594 | 1091.3036 | 728.9018 | 58.629 | 27.2691 | 534.616 | 341.7418 | 341.9128 | 746.3422 | 305.2927 | 340.7573 | 712.0725 | 496.1641 | 448.4438
2573823 | VCUG_a | 11 | 00f_051004_345x211x716.dat | 0.0663;0.0663;0.0663 | 345;211;716 | (0.0901;67.0610;-2.6929) | 110 | 7.85 | 62 | 76.6025 | 60 | iodine | [138] | [100] | 1 | 5 | 90 | abnormal | VUR - grade 3 | 4.788 | 5.3314 | 25.5263 | 18.3385 | 20.4197 | 374.4669 | 7.6779e-16 | 1429.4206 | 4.41 | 313.4566 | 782.6843 | 13.4919 | 904.3706 | 931.9171 | 319.8776 | 1493.5003 | 10.0854 | 994.1083 | 392.8139 | 420.9595 | 24.8048 | 1182.9351 | 22.7574 | 866.3396 | 1307.3826 | 964.3217 | 86.1104 | 46.0593 | 749.5634 | 444.3581 | 444.7137 | 897.3681 | 376.9415 | 369.971 | 952.2872 | 624.2738 | 594.0285
2573823 | VCUG_a | 11 | 00f_051004_345x211x716.dat | 0.0663;0.0663;0.0663 | 345;211;716 | (0.0901;67.0610;-2.6929) | 110 | 9.9905 | 69 | 76.6025 | 60 | iodine | [138] | [100] | 1 | 5 | 90 | abnormal | VUR - grade 3 | 4.788 | 5.3314 | 25.5263 | 18.3385 | 20.4197 | 374.4669 | 7.4233e-16 | 1461.0805 | 5.2973 | 339.675 | 830.3749 | 14.2794 | 971.0406 | 978.6518 | 343.3391 | 1512.5403 | 6.5879 | 1035.3384 | 407.0711 | 444.4939 | 27.2387 | 1224.9583 | 26.8305 | 921.3321 | 1329.1711 | 1012.0468 | 95.8741 | 46.9779 | 800.4555 | 468.5919 | 466.1858 | 921.1156 | 390.9474 | 372.6312 | 1010.8479 | 648.6181 | 624.8576
2573823 | VCUG_a | 12 | 00f_051004_345x211x716.dat | 0.0663;0.0663;0.0663 | 345;211;716 | (-0.7309;68.4855;-2.7381) | 60 | 2.5 | 38 | 77.7048 | 60 | iodine | [135,136,138] | [100,100,60] | 1 | 10 | 90 | abnormal | VUR - grade 3 | 4.3884 | 5.1406 | 22.5589 | 17.0501 | 19.9723 | 340.5289 | 1.3465e-15 | 783.8726 | 0.89007 | 96.8794 | 461.2112 | 3.4752 | 329.2414 | 391.3719 | 143.8672 | 845.0674 | 2.6332 | 371.2162 | 198.9276 | 233.476 | 7.1591 | 884.3539 | 6.5801 | 466.1276 | 1099.4269 | 612.2821 | 30.4823 | 12.7388 | 321.2504 | 206.6144 | 207.0506 | 518.6879 | 220.2785 | 300.7479 | 401.9399 | 338.8751 | 303.7845
2573823 | VCUG_a | 12 | 00f_051004_345x211x716.dat | 0.0663;0.0663;0.0663 | 345;211;716 | (-0.7309;68.4855;-2.7381) | 60 | 5.7448 | 47 | 77.7048 | 60 | iodine | [135,136,138] | [100,100,60] | 1 | 10 | 90 | abnormal | VUR - grade 3 | 4.3884 | 5.1406 | 22.5589 | 17.0501 | 19.9723 | 340.5289 | 8.7435e-16 | 1158.4664 | 2.4917 | 189.2272 | 742.7269 | 8.8918 | 598.2417 | 723.0665 | 263.7172 | 1247.9047 | 5.832 | 661.8779 | 317.7233 | 371.7981 | 16.9715 | 1279.0137 | 16.2762 | 797.1104 | 1484.0813 | 978.0114 | 66.7837 | 31.7014 | 621.1846 | 343.4583 | 350.1812 | 747.3179 | 326.94 | 351.3985 | 744.8542 | 526.1379 | 504.1855
2573823 | VCUG_a | 12 | 00f_051004_345x211x716.dat | 0.0663;0.0663;0.0663 | 345;211;716 | (-0.7309;68.4855;-2.7381) | 60 | 6.3535 | 49 | 77.7048 | 60 | iodine | [135,136,138] | [100,100,60] | 1 | 10 | 90 | abnormal | VUR - grade 3 | 4.3884 | 5.1406 | 22.5589 | 17.0501 | 19.9723 | 340.5289 | 8.3484e-16 | 1200.8288 | 2.8255 | 189.9525 | 778.0771 | 9.6482 | 653.3587 | 771.7885 | 278.4845 | 1288.2707 | 8.855 | 697.4869 | 332.3511 | 384.8282 | 19.2947 | 1314.8626 | 17.371 | 833.9681 | 1515.6196 | 1018.4106 | 72.0018 | 36.613 | 661.5279 | 361.2497 | 369.0371 | 769.7709 | 338.7452 | 356.5723 | 784.234 | 547.9982 | 527.7841
2573823 | VCUG_a | 12 | 00f_051004_345x211x716.dat | 0.0663;0.0663;0.0663 | 345;211;716 | (-0.7309;68.4855;-2.7381) | 80 | 2.9 | 44 | 77.7048 | 60 | iodine | [135,136,138] | [100,100,60] | 1 | 10 | 90 | abnormal | VUR - grade 3 | 4.3884 | 5.1406 | 22.5589 | 17.0501 | 19.9723 | 340.5289 | 1.2055e-15 | 854.4297 | 1.4719 | 121.9346 | 518.9043 | 5.1873 | 384.6676 | 472.0185 | 169.3928 | 917.0603 | 2.6721 | 433.5194 | 223.031 | 260.6011 | 10.4323 | 951.8181 | 9.2254 | 535.2961 | 1157.7938 | 685.2112 | 40.0504 | 17.5772 | 392.0256 | 237.4494 | 238.8949 | 564.7287 | 241.282 | 309.2545 | 472.931 | 375.213 | 346.9081
2573823 | VCUG_a | 12 | 00f_051004_345x211x716.dat | 0.0663;0.0663;0.0663 | 345;211;716 | (-0.7309;68.4855;-2.7381) | 80 | 7.702 | 57 | 77.7048 | 60 | iodine | [135,136,138] | [100,100,60] | 1 | 10 | 90 | abnormal | VUR - grade 3 | 4.3884 | 5.1406 | 22.5589 | 17.0501 | 19.9723 | 340.5289 | 8.0578e-16 | 1222.6487 | 3.7865 | 211.8684 | 804.9682 | 13.3386 | 674.9208 | 815.3184 | 289.9787 | 1296.2541 | 7.7913 | 732.8396 | 341.3945 | 402.8378 | 22.4862 | 1321.4469 | 20.8046 | 869.2783 | 1502.1407 | 1043.3449 | 80.575 | 39.3356 | 705.1399 | 382.5632 | 388.5848 | 787.4177 | 347.3344 | 354.8748 | 831.7744 | 561.8732 | 549.6336
2573823 | VCUG_a | 12 | 00f_051004_345x211x716.dat | 0.0663;0.0663;0.0663 | 345;211;716 | (-0.7309;68.4855;-2.7381) | 80 | 8.502 | 60 | 77.7048 | 60 | iodine | [135,136,138] | [100,100,60] | 1 | 10 | 90 | abnormal | VUR - grade 3 | 4.3884 | 5.1406 | 22.5589 | 17.0501 | 19.9723 | 340.5289 | 7.8583e-16 | 1249.8858 | 4.2045 | 226.6388 | 824.4767 | 12.6009 | 709.9738 | 865.8469 | 299.5807 | 1314.0217 | 9.6941 | 755.8743 | 349.3114 | 416.8831 | 24.0942 | 1341.8903 | 22.3941 | 893.3464 | 1509.3561 | 1063.4337 | 84.1529 | 42.1973 | 731.3143 | 395.1065 | 400.9758 | 801.7336 | 354.0787 | 356.9841 | 856.0738 | 575.1977 | 567.0639
2573823 | VCUG_a | 12 | 00f_051004_345x211x716.dat | 0.0663;0.0663;0.0663 | 345;211;716 | (-0.7309;68.4855;-2.7381) | 110 | 3.9 | 52 | 77.7048 | 60 | iodine | [135,136,138] | [100,100,60] | 1 | 10 | 90 | abnormal | VUR - grade 3 | 4.3884 | 5.1406 | 22.5589 | 17.0501 | 19.9723 | 340.5289 | 1.0777e-15 | 956.0465 | 2.2866 | 141.8527 | 598.8119 | 7.4835 | 468.9388 | 565.8518 | 202.6136 | 1013.207 | 3.597 | 518.6573 | 254.6333 | 300.0926 | 15.2162 | 1041.6944 | 13.0727 | 627.9767 | 1238.3228 | 781.0574 | 50.9248 | 23.8933 | 484.1476 | 278.4604 | 279.1408 | 625.5473 | 270.3011 | 319.7219 | 575.2239 | 425.7518 | 402.1501
2573823 | VCUG_a | 12 | 00f_051004_345x211x716.dat | 0.0663;0.0663;0.0663 | 345;211;716 | (-0.7309;68.4855;-2.7381) | 110 | 7.85 | 62 | 77.7048 | 60 | iodine | [135,136,138] | [100,100,60] | 1 | 10 | 90 | abnormal | VUR - grade 3 | 4.3884 | 5.1406 | 22.5589 | 17.0501 | 19.9723 | 340.5289 | 8.6061e-16 | 1186.0229 | 3.8759 | 207.2606 | 773.6629 | 11.8382 | 653.5965 | 799.7724 | 276.2932 | 1239.7059 | 8.6562 | 706.0595 | 326.0604 | 392.7691 | 20.5518 | 1270.2657 | 20.1567 | 834.829 | 1438.6351 | 997.3073 | 76.4797 | 39.3885 | 680.4845 | 368.3275 | 369.4935 | 761.9213 | 335.8564 | 346.1866 | 799.0171 | 541.2428 | 529.7904
2573823 | VCUG_a | 12 | 00f_051004_345x211x716.dat | 0.0663;0.0663;0.0663 | 345;211;716 | (-0.7309;68.4855;-2.7381) | 110 | 9.9905 | 69 | 77.7048 | 60 | iodine | [135,136,138] | [100,100,60] | 1 | 10 | 90 | abnormal | VUR - grade 3 | 4.3884 | 5.1406 | 22.5589 | 17.0501 | 19.9723 | 340.5289 | 8.3207e-16 | 1228.9881 | 4.737 | 222.4461 | 816.9538 | 13.6107 | 714.0293 | 852.6961 | 293.39 | 1270.2107 | 9.8428 | 751.0576 | 340.2372 | 414.5702 | 25.1711 | 1299.5353 | 23.1736 | 880.2901 | 1447.4802 | 1041.5872 | 83.5762 | 43.4713 | 735.4459 | 391.3256 | 390.3511 | 790.4926 | 348.7728 | 348.4504 | 857.4433 | 565.6462 | 559.0481
2573823 | VCUG_a | 13 | 00f_051004_345x211x716.dat | 0.0663;0.0663;0.0663 | 345;211;716 | (0.8757;68.3448;-2.7297) | 60 | 2.5 | 38 | 77.7048 | 60 | iodine | [91,94,135,136,138] | [100,100,100,100,40] | 1 | 10 | 90 | abnormal | VUR - grade 3 | 4.4039 | 5.1391 | 22.632 | 17.1101 | 19.9667 | 341.6328 | 1.3431e-15 | 775.3076 | 0.86994 | 91.0221 | 406.7964 | 3.5623 | 507.4382 | 393.1561 | 124.8474 | 1053.1764 | 3.1414 | 717.5672 | 165.6268 | 173.9137 | 7.6019 | 387.1698 | 6.9452 | 396.7746 | 438.4847 | 342.5113 | 30.7033 | 12.9888 | 331.6556 | 207.0214 | 207.5644 | 524.1729 | 219.8679 | 300.0668 | 404.518 | 324.2955 | 270.5248
2573823 | VCUG_a | 13 | 00f_051004_345x211x716.dat | 0.0663;0.0663;0.0663 | 345;211;716 | (0.8757;68.3448;-2.7297) | 60 | 5.7448 | 47 | 77.7048 | 60 | iodine | [91,94,135,136,138] | [100,100,100,100,40] | 1 | 10 | 90 | abnormal | VUR - grade 3 | 4.4039 | 5.1391 | 22.632 | 17.1101 | 19.9667 | 341.6328 | 8.7211e-16 | 1151.2314 | 2.4677 | 171.9623 | 685.2464 | 9.039 | 867.2533 | 711.2523 | 240.6807 | 1752.3026 | 8.7855 | 1072.8582 | 279.8387 | 312.8735 | 17.9909 | 703.3863 | 15.5026 | 709.6126 | 743.2552 | 646.3751 | 66.7393 | 32.1565 | 627.8224 | 344.0656 | 351.0096 | 751.7533 | 327.2911 | 350.7234 | 748.5871 | 535.2437 | 465.4535
2573823 | VCUG_a | 13 | 00f_051004_345x211x716.dat | 0.0663;0.0663;0.0663 | 345;211;716 | (0.8757;68.3448;-2.7297) | 60 | 6.3535 | 49 | 77.7048 | 60 | iodine | [91,94,135,136,138] | [100,100,100,100,40] | 1 | 10 | 90 | abnormal | VUR - grade 3 | 4.4039 | 5.1391 | 22.632 | 17.1101 | 19.9667 | 341.6328 | 8.327e-16 | 1190.2233 | 2.8369 | 171.8384 | 715.3829 | 9.3977 | 881.3729 | 753.7881 | 255.9022 | 1840.2767 | 2.0893 | 1108.5253 | 293.7429 | 331.5837 | 19.0537 | 742.4034 | 17.9596 | 746.5946 | 780.4363 | 684.4715 | 72.9193 | 34.5454 | 667.3345 | 361.9311 | 369.9309 | 774.3418 | 338.9595 | 355.5977 | 789.5872 | 558.1092 | 487.703
2573823 | VCUG_a | 13 | 00f_051004_345x211x716.dat | 0.0663;0.0663;0.0663 | 345;211;716 | (0.8757;68.3448;-2.7297) | 80 | 2.9 | 44 | 77.7048 | 60 | iodine | [91,94,135,136,138] | [100,100,100,100,40] | 1 | 10 | 90 | abnormal | VUR - grade 3 | 4.4039 | 5.1391 | 22.632 | 17.1101 | 19.9667 | 341.6328 | 1.2025e-15 | 847.1712 | 1.4439 | 110.8799 | 466.2643 | 5.4222 | 576.0797 | 476.8259 | 151.7873 | 1197.1168 | 2.7109 | 781.8973 | 189.4264 | 207.4725 | 10.678 | 458.9045 | 9.1328 | 464.4514 | 500.6684 | 409.4979 | 39.7905 | 17.8382 | 400.4416 | 237.8037 | 239.3769 | 569.0518 | 241.0712 | 308.1859 | 479.6867 | 368.435 | 313.9103
2573823 | VCUG_a | 13 | 00f_051004_345x211x716.dat | 0.0663;0.0663;0.0663 | 345;211;716 | (0.8757;68.3448;-2.7297) | 80 | 7.702 | 57 | 77.7048 | 60 | iodine | [91,94,135,136,138] | [100,100,100,100,40] | 1 | 10 | 90 | abnormal | VUR - grade 3 | 4.4039 | 5.1391 | 22.632 | 17.1101 | 19.9667 | 341.6328 | 8.0372e-16 | 1217.0665 | 3.7929 | 186.3959 | 745.9444 | 11.2441 | 942.8663 | 824.7032 | 272.2219 | 1888.2211 | 8.6592 | 1121.8965 | 306.1889 | 358.9188 | 22.4307 | 789.3302 | 20.9451 | 788.2975 | 814.6126 | 720.9232 | 80.0006 | 40.9285 | 716.556 | 383.4028 | 389.6323 | 794.9426 | 347.7733 | 353.2883 | 828.8091 | 581.9284 | 514.1589
2573823 | VCUG_a | 13 | 00f_051004_345x211x716.dat | 0.0663;0.0663;0.0663 | 345;211;716 | (0.8757;68.3448;-2.7297) | 80 | 8.502 | 60 | 77.7048 | 60 | iodine | [91,94,135,136,138] | [100,100,100,100,40] | 1 | 10 | 90 | abnormal | VUR - grade 3 | 4.4039 | 5.1391 | 22.632 | 17.1101 | 19.9667 | 341.6328 | 7.8382e-16 | 1236.0211 | 4.2206 | 204.0643 | 771.0556 | 12.9532 | 978.4497 | 861.7395 | 282.896 | 1929.9036 | 7.5554 | 1138.55 | 314.3317 | 364.7004 | 23.957 | 816.2062 | 21.718 | 812.4681 | 839.2599 | 746.7771 | 83.5458 | 42.9779 | 740.9977 | 395.8663 | 401.9344 | 808.193 | 354.5333 | 355.4447 | 857.3252 | 597.0491 | 531.7587
2573823 | VCUG_a | 13 | 00f_051004_345x211x716.dat | 0.0663;0.0663;0.0663 | 345;211;716 | (0.8757;68.3448;-2.7297) | 110 | 3.9 | 52 | 77.7048 | 60 | iodine | [91,94,135,136,138] | [100,100,100,100,40] | 1 | 10 | 90 | abnormal | VUR - grade 3 | 4.4039 | 5.1391 | 22.632 | 17.1101 | 19.9667 | 341.6328 | 1.0749e-15 | 950.4479 | 2.2571 | 127.9514 | 546.3215 | 6.8362 | 652.8282 | 574.139 | 186.0333 | 1364.0826 | 4.1264 | 870.5586 | 221.4332 | 249.3902 | 14.3479 | 550.1639 | 12.8993 | 557.5229 | 590.9412 | 501.9251 | 50.6651 | 23.9677 | 487.3093 | 279.0133 | 279.8448 | 630.8561 | 270.4662 | 319.084 | 581.7958 | 424.2115 | 369.4237
2573823 | VCUG_a | 13 | 00f_051004_345x211x716.dat | 0.0663;0.0663;0.0663 | 345;211;716 | (0.8757;68.3448;-2.7297) | 110 | 7.85 | 62 | 77.7048 | 60 | iodine | [91,94,135,136,138] | [100,100,100,100,40] | 1 | 10 | 90 | abnormal | VUR - grade 3 | 4.4039 | 5.1391 | 22.632 | 17.1101 | 19.9667 | 341.6328 | 8.5839e-16 | 1176.2679 | 3.8711 | 189.5752 | 721.348 | 11.4056 | 897.4329 | 797.432 | 260.1256 | 1762.3631 | 3.7372 | 1075.7428 | 291.7312 | 346.1585 | 21.0475 | 759.2677 | 20.2763 | 757.9862 | 785.5261 | 695.4042 | 75.9699 | 37.4153 | 686.7368 | 369.0663 | 370.4247 | 771.5658 | 336.3693 | 344.4984 | 798.9115 | 556.0224 | 495.8051
2573823 | VCUG_a | 13 | 00f_051004_345x211x716.dat | 0.0663;0.0663;0.0663 | 345;211;716 | (0.8757;68.3448;-2.7297) | 110 | 9.9905 | 69 | 77.7048 | 60 | iodine | [91,94,135,136,138] | [100,100,100,100,40] | 1 | 10 | 90 | abnormal | VUR - grade 3 | 4.4039 | 5.1391 | 22.632 | 17.1101 | 19.9667 | 341.6328 | 8.2993e-16 | 1212.6361 | 4.6766 | 217.9347 | 767.4526 | 14.6724 | 978.9892 | 867.7988 | 279.5666 | 1824.4969 | 7.5632 | 1106.2292 | 306.6774 | 363.0197 | 26.4421 | 811.818 | 23.7864 | 807.6007 | 827.0844 | 745.4507 | 83.7242 | 42.8821 | 739.2453 | 392.1271 | 391.3115 | 797.3478 | 349.5778 | 347.2609 | 854.2193 | 585.4756 | 528.9635
2573823 | VCUG_a | 14 | 00f_051004_345x211x716.dat | 0.0663;0.0663;0.0663 | 345;211;716 | (0.0901;67.0610;-2.6929) | 60 | 2.5 | 38 | 76.6025 | 60 | iodine | [138] | [10] | 1 | 5 | 90 | abnormal | VUR - grade 3 | 4.788 | 5.3314 | 25.5263 | 18.3385 | 20.4197 | 374.4669 | 1.2013e-15 | 1019.8204 | 0.96371 | 133.6646 | 431.6443 | 2.8338 | 472.9499 | 483.4719 | 158.2799 | 1087.3311 | 1.4194 | 609.1702 | 248.9407 | 231.984 | 8.3951 | 766.0765 | 7.1664 | 461.8702 | 931.5819 | 548.0775 | 35.1364 | 14.4203 | 401.0272 | 260.8277 | 261.0342 | 630.4094 | 250.662 | 320.3606 | 511.2171 | 398.3023 | 337.4119
2573823 | VCUG_a | 14 | 00f_051004_345x211x716.dat | 0.0663;0.0663;0.0663 | 345;211;716 | (0.0901;67.0610;-2.6929) | 60 | 5.7448 | 47 | 76.6025 | 60 | iodine | [138] | [10] | 1 | 5 | 90 | abnormal | VUR - grade 3 | 4.788 | 5.3314 | 25.5263 | 18.3385 | 20.4197 | 374.4669 | 7.8005e-16 | 1422.2195 | 2.7653 | 259.1634 | 738.5952 | 9.1015 | 838.5506 | 858.8698 | 299.6737 | 1528.6231 | 6.3297 | 971.3757 | 386.4119 | 395.3601 | 19.8052 | 1170.2736 | 17.6822 | 820.3337 | 1327.8664 | 923.5581 | 77.4696 | 37.2913 | 725.2884 | 420.4254 | 427.7364 | 882.2427 | 369.5525 | 377.1441 | 877.0482 | 607.6171 | 562.428
2573823 | VCUG_a | 14 | 00f_051004_345x211x716.dat | 0.0663;0.0663;0.0663 | 345;211;716 | (0.0901;67.0610;-2.6929) | 60 | 6.3535 | 49 | 76.6025 | 60 | iodine | [138] | [10] | 1 | 5 | 90 | abnormal | VUR - grade 3 | 4.788 | 5.3314 | 25.5263 | 18.3385 | 20.4197 | 374.4669 | 7.448e-16 | 1458.5128 | 3.1933 | 282.586 | 774.2752 | 10.0191 | 905.7065 | 902.0814 | 317.6827 | 1567.9382 | 7.8251 | 1010.6609 | 402.4437 | 419.8578 | 21.9213 | 1213.4939 | 20.5693 | 862.3391 | 1363.4537 | 968.0051 | 83.2559 | 40.3357 | 767.1726 | 440.5285 | 449.0054 | 910.993 | 382.1064 | 382.6231 | 920.677 | 632.4757 | 590.2792
2573823 | VCUG_a | 14 | 00f_051004_345x211x716.dat | 0.0663;0.0663;0.0663 | 345;211;716 | (0.0901;67.0610;-2.6929) | 80 | 2.9 | 44 | 76.6025 | 60 | iodine | [138] | [10] | 1 | 5 | 90 | abnormal | VUR - grade 3 | 4.788 | 5.3314 | 25.5263 | 18.3385 | 20.4197 | 374.4669 | 1.0755e-15 | 1089.7081 | 1.6133 | 171.3036 | 494.0041 | 5.5038 | 556.8111 | 560.8278 | 189.8714 | 1159.721 | 2.0566 | 680.0169 | 275.7557 | 266.6066 | 11.5498 | 839.754 | 10.3308 | 537.2484 | 998.1243 | 627.8002 | 44.8352 | 22.6021 | 472.4331 | 295.5854 | 296.8604 | 681.4917 | 273.808 | 329.872 | 584.6396 | 439.2157 | 385.3591
2573823 | VCUG_a | 14 | 00f_051004_345x211x716.dat | 0.0663;0.0663;0.0663 | 345;211;716 | (0.0901;67.0610;-2.6929) | 80 | 7.702 | 57 | 76.6025 | 60 | iodine | [138] | [10] | 1 | 5 | 90 | abnormal | VUR - grade 3 | 4.788 | 5.3314 | 25.5263 | 18.3385 | 20.4197 | 374.4669 | 7.1888e-16 | 1481.6061 | 4.2469 | 313.7232 | 812.6229 | 12.71 | 920.1649 | 941.754 | 335.368 | 1565.6255 | 9.1691 | 1035.9697 | 411.9869 | 438.4725 | 24.7746 | 1236.7537 | 24.9679 | 903.681 | 1364.2851 | 1007.328 | 92.3197 | 47.9912 | 802.51 | 462.6681 | 468.7754 | 926.7971 | 391.2995 | 380.937 | 959.8933 | 646.0381 | 615.6514
2573823 | VCUG_a | 14 | 00f_051004_345x211x716.dat | 0.0663;0.0663;0.0663 | 345;211;716 | (0.0901;67.0610;-2.6929) | 80 | 8.502 | 60 | 76.6025 | 60 | iodine | [138] | [10] | 1 | 5 | 90 | abnormal | VUR - grade 3 | 4.788 | 5.3314 | 25.5263 | 18.3385 | 20.4197 | 374.4669 | 7.0108e-16 | 1502.2529 | 4.7518 | 330.6611 | 835.7815 | 13.5188 | 970.9871 | 960.4035 | 347.0358 | 1578.1358 | 7.0083 | 1057.9529 | 420.0945 | 453.4145 | 27.4234 | 1260.7114 | 25.5292 | 930.1502 | 1376.5469 | 1028.7408 | 96.056 | 47.424 | 824.6273 | 476.3011 | 482.1578 | 940.4708 | 398.5888 | 382.5301 | 992.0261 | 661.0877 | 631.4387
2573823 | VCUG_a | 14 | 00f_051004_345x211x716.dat | 0.0663;0.0663;0.0663 | 345;211;716 | (0.0901;67.0610;-2.6929) | 110 | 3.9 | 52 | 76.6025 | 60 | iodine | [138] | [10] | 1 | 5 | 90 | abnormal | VUR - grade 3 | 4.788 | 5.3314 | 25.5263 | 18.3385 | 20.4197 | 374.4669 | 9.6142e-16 | 1194.5884 | 2.5288 | 212.2176 | 587.2882 | 7.2912 | 663.1552 | 678.5491 | 230.3366 | 1257.1002 | 6.6674 | 775.978 | 310.957 | 308.7208 | 15.2233 | 945.1655 | 14.7501 | 639.5339 | 1091.5116 | 729.1098 | 58.6456 | 27.293 | 561.3266 | 341.9009 | 342.0654 | 746.4207 | 306.1043 | 341.5631 | 696.0857 | 495.0868 | 449.413
2573823 | VCUG_a | 14 | 00f_051004_345x211x716.dat | 0.0663;0.0663;0.0663 | 345;211;716 | (0.0901;67.0610;-2.6929) | 110 | 7.85 | 62 | 76.6025 | 60 | iodine | [138] | [10] | 1 | 5 | 90 | abnormal | VUR - grade 3 | 4.788 | 5.3314 | 25.5263 | 18.3385 | 20.4197 | 374.4669 | 7.6779e-16 | 1429.6811 | 4.4137 | 313.4697 | 782.5541 | 13.5492 | 905.074 | 922.9954 | 319.9818 | 1494.0213 | 10.0854 | 994.4209 | 392.866 | 420.9986 | 24.8661 | 1183.7296 | 22.7483 | 866.8345 | 1307.6431 | 965.1422 | 86.1651 | 46.0905 | 768.631 | 444.6233 | 444.9518 | 897.319 | 377.9465 | 370.8714 | 927.9707 | 622.6809 | 594.0355
2573823 | VCUG_a | 14 | 00f_051004_345x211x716.dat | 0.0663;0.0663;0.0663 | 345;211;716 | (0.0901;67.0610;-2.6929) | 110 | 9.9905 | 69 | 76.6025 | 60 | iodine | [138] | [10] | 1 | 5 | 90 | abnormal | VUR - grade 3 | 4.788 | 5.3314 | 25.5263 | 18.3385 | 20.4197 | 374.4669 | 7.4233e-16 | 1461.3499 | 5.3014 | 340.0791 | 831.1832 | 14.2848 | 971.5256 | 966.5817 | 343.4199 | 1513.0791 | 6.5879 | 1035.6752 | 407.125 | 444.6287 | 27.2764 | 1225.4836 | 26.8413 | 921.3186 | 1329.4674 | 1012.5856 | 95.9226 | 47.0116 | 807.0698 | 468.9096 | 466.4842 | 921.0775 | 391.9518 | 373.5962 | 983.4071 | 646.7455 | 624.2195
2573823 | VCUG_a | 1 | 00m_051004_345x211x716.dat | 0.0663;0.0663;0.0663 | 345;211;716 | (0.0901;67.0610;-3.1626) | 60 | 2.5 | 38 | 76.6025 | 60 | iodine | [138] | [0] | 1 | 5 | 75 | abnormal | posterior urethral valve | 4.788 | 5.6344 | 26.9774 | 18.3385 | 21.5806 | 395.7548 | 1.1299e-15 | 1019.9916 | 0.98742 | 137.5595 | 433.1225 | 3.8969 | 475.4532 | 1028.5763 | 162.2959 | 1088.935 | 2.9994 | 610.0036 | 253.073 | 230.0269 | 8.34 | 764.4848 | 7.4578 | 461.1247 | 929.365 | 546.9898 | 35.2452 | 14.6144 | 479.666 | 267.5766 | 266.9157 | 602.0484 | 265.8593 | 337.8113 | 496.269 | 396.6726 | 385.9895
2573823 | VCUG_a | 1 | 00m_051004_345x211x716.dat | 0.0663;0.0663;0.0663 | 345;211;716 | (0.0901;67.0610;-3.1626) | 60 | 5.7448 | 47 | 76.6025 | 60 | iodine | [138] | [0] | 1 | 5 | 75 | abnormal | posterior urethral valve | 4.788 | 5.6344 | 26.9774 | 18.3385 | 21.5806 | 395.7548 | 7.3366e-16 | 1423.9508 | 2.7911 | 269.4425 | 746.419 | 8.852 | 816.8192 | 1192.4821 | 308.1115 | 1530.2666 | 5.1844 | 972.013 | 392.4281 | 398.957 | 19.9901 | 1172.8682 | 18.105 | 821.5216 | 1323.1961 | 928.4781 | 77.4116 | 34.9684 | 842.9211 | 431.0505 | 436.859 | 857.046 | 390.0459 | 397.4801 | 792.6528 | 600.448 | 598.0972
2573823 | VCUG_a | 1 | 00m_051004_345x211x716.dat | 0.0663;0.0663;0.0663 | 345;211;716 | (0.0901;67.0610;-3.1626) | 60 | 6.3535 | 49 | 76.6025 | 60 | iodine | [138] | [0] | 1 | 5 | 75 | abnormal | posterior urethral valve | 4.788 | 5.6344 | 26.9774 | 18.3385 | 21.5806 | 395.7548 | 7.0051e-16 | 1462.0763 | 3.2109 | 294.1569 | 779.8597 | 9.3509 | 877.3029 | 1194.9712 | 326.0622 | 1568.8556 | 4.0819 | 1011.8048 | 408.2022 | 421.1071 | 21.9426 | 1212.23 | 20.4522 | 864.1411 | 1357.1243 | 973.3614 | 83.6675 | 39.938 | 881.3143 | 451.5623 | 458.494 | 888.6547 | 403.3258 | 403.1356 | 829.7376 | 624.128 | 622.3696
2573823 | VCUG_a | 1 | 00m_051004_345x211x716.dat | 0.0663;0.0663;0.0663 | 345;211;716 | (0.0901;67.0610;-3.1626) | 80 | 2.9 | 44 | 76.6025 | 60 | iodine | [138] | [0] | 1 | 5 | 75 | abnormal | posterior urethral valve | 4.788 | 5.6344 | 26.9774 | 18.3385 | 21.5806 | 395.7548 | 1.0116e-15 | 1094.2199 | 1.6275 | 179.2627 | 496.8326 | 4.9306 | 557.1832 | 1056.6552 | 194.7235 | 1160.2546 | 3.7272 | 680.5338 | 280.7664 | 268.9039 | 11.7054 | 842.7935 | 10.6259 | 538.5393 | 996.354 | 626.4505 | 45.5363 | 21.1499 | 556.5011 | 303.2747 | 303.5488 | 649.0611 | 290.0403 | 347.3968 | 563.6186 | 437.5309 | 431.1421
2573823 | VCUG_a | 1 | 00m_051004_345x211x716.dat | 0.0663;0.0663;0.0663 | 345;211;716 | (0.0901;67.0610;-3.1626) | 80 | 7.702 | 57 | 76.6025 | 60 | iodine | [138] | [0] | 1 | 5 | 75 | abnormal | posterior urethral valve | 4.788 | 5.6344 | 26.9774 | 18.3385 | 21.5806 | 395.7548 | 6.7614e-16 | 1479.4255 | 4.2988 | 325.3316 | 815.0373 | 14.2213 | 953.3813 | 1189.9001 | 343.1534 | 1567.425 | 11.2942 | 1037.3874 | 418.2856 | 446.1201 | 24.2775 | 1240.4664 | 23.8915 | 902.5339 | 1360.2196 | 1006.2401 | 92.6774 | 47.3437 | 916.1553 | 474.4591 | 478.9445 | 904.5894 | 412.4452 | 400.5203 | 851.4498 | 641.8349 | 643.8915
2573823 | VCUG_a | 1 | 00m_051004_345x211x716.dat | 0.0663;0.0663;0.0663 | 345;211;716 | (0.0901;67.0610;-3.1626) | 80 | 8.502 | 60 | 76.6025 | 60 | iodine | [138] | [0] | 1 | 5 | 75 | abnormal | posterior urethral valve | 4.788 | 5.6344 | 26.9774 | 18.3385 | 21.5806 | 395.7548 | 6.594e-16 | 1503.7078 | 4.7955 | 332.6492 | 836.4986 | 14.2726 | 956.1067 | 1194.3675 | 354.4719 | 1581.1262 | 14.6874 | 1058.6236 | 426.5826 | 459.5214 | 28.0344 | 1265.4469 | 25.1106 | 930.0377 | 1373.6508 | 1025.245 | 96.2264 | 49.5569 | 943.3679 | 488.3968 | 492.5565 | 919.0985 | 419.6628 | 403.1612 | 873.4107 | 652.7199 | 656.6995
2573823 | VCUG_a | 1 | 00m_051004_345x211x716.dat | 0.0663;0.0663;0.0663 | 345;211;716 | (0.0901;67.0610;-3.1626) | 110 | 3.9 | 52 | 76.6025 | 60 | iodine | [138] | [0] | 1 | 5 | 75 | abnormal | posterior urethral valve | 4.788 | 5.6344 | 26.9774 | 18.3385 | 21.5806 | 395.7548 | 9.0427e-16 | 1192.0072 | 2.561 | 224.6224 | 588.9261 | 7.906 | 661.0946 | 1091.3407 | 236.3224 | 1259.5753 | 6.9823 | 776.9445 | 317.2051 | 323.9177 | 16.1002 | 944.969 | 14.5708 | 639.6188 | 1087.3265 | 731.8365 | 58.7223 | 29.0897 | 656.2067 | 350.8266 | 349.7817 | 718.5493 | 323.1748 | 359.6 | 638.7562 | 491.4616 | 490.6041
2573823 | VCUG_a | 1 | 00m_051004_345x211x716.dat | 0.0663;0.0663;0.0663 | 345;211;716 | (0.0901;67.0610;-3.1626) | 110 | 7.85 | 62 | 76.6025 | 60 | iodine | [138] | [0] | 1 | 5 | 75 | abnormal | posterior urethral valve | 4.788 | 5.6344 | 26.9774 | 18.3385 | 21.5806 | 395.7548 | 7.2216e-16 | 1429.0448 | 4.4437 | 319.6934 | 782.582 | 12.4921 | 883.5153 | 1173.9631 | 327.6694 | 1497.1737 | 10.3114 | 995.2909 | 398.9417 | 423.3268 | 25.9818 | 1193.5017 | 23.7025 | 867.3416 | 1304.8758 | 962.8466 | 87.1357 | 43.6496 | 886.9355 | 456.1262 | 454.9112 | 875.8677 | 398.494 | 390.6917 | 828.666 | 615.0278 | 620.8488
2573823 | VCUG_a | 1 | 00m_051004_345x211x716.dat | 0.0663;0.0663;0.0663 | 345;211;716 | (0.0901;67.0610;-3.1626) | 110 | 9.9905 | 69 | 76.6025 | 60 | iodine | [138] | [0] | 1 | 5 | 75 | abnormal | posterior urethral valve | 4.788 | 5.6344 | 26.9774 | 18.3385 | 21.5806 | 395.7548 | 6.9821e-16 | 1460.735 | 5.3948 | 366.4226 | 829.2775 | 15.7861 | 946.3769 | 1179.4157 | 351.3412 | 1516.3056 | 10.2793 | 1036.4788 | 412.9129 | 447.8881 | 27.8441 | 1228.9137 | 26.4935 | 922.2008 | 1328.3966 | 1011.8014 | 96.143 | 51.9027 | 921.3845 | 481.2856 | 477.1997 | 905.2236 | 412.4245 | 392.8534 | 877.4579 | 638.6327 | 650.5188
2573823 | VCUG_a | 2 | 00m_051004_345x211x716.dat | 0.0663;0.0663;0.0663 | 345;211;716 | (-0.7309;68.4855;-8.1532) | 60 | 2.5 | 38 | 77.7048 | 60 | iodine | [138] | [10] | 1 | 5 | 75 | abnormal | posterior urethral valve | 4.3884 | 2.5389 | 11.1418 | 17.0501 | 9.8643 | 168.1863 | 2.3644e-15 | 12.4327 | 0.090009 | 1.6944 | 162.7673 | 0.21829 | 15.4913 | 441.2925 | 2.2214 | 48.5405 | 0.27314 | 10.1657 | 2.2139 | 2.5853 | 0.37914 | 24.9584 | 0.27012 | 153.8349 | 10.6652 | 16.7293 | 0.88766 | 0.64358 | 363.7512 | 93.7038 | 84.2718 | 149.5372 | 146.6528 | 144.5556 | 363.8189 | 59.0724 | 93.0228
2573823 | VCUG_a | 2 | 00m_051004_345x211x716.dat | 0.0663;0.0663;0.0663 | 345;211;716 | (-0.7309;68.4855;-8.1532) | 60 | 5.7448 | 47 | 77.7048 | 60 | iodine | [138] | [10] | 1 | 5 | 75 | abnormal | posterior urethral valve | 4.3884 | 2.5389 | 11.1418 | 17.0501 | 9.8643 | 168.1863 | 1.5353e-15 | 27.901 | 0.22487 | 3.6006 | 268.2041 | 0.79953 | 34.2796 | 641.2681 | 6.066 | 98.5745 | 0.65434 | 24.2131 | 5.7839 | 6.1283 | 1.019 | 53.8323 | 0.71739 | 273.1152 | 23.9825 | 38.3902 | 2.5059 | 1.484 | 652.2562 | 157.1914 | 143.9144 | 235.6938 | 211.1363 | 169.5556 | 610.4725 | 99.1699 | 150.4896
2573823 | VCUG_a | 2 | 00m_051004_345x211x716.dat | 0.0663;0.0663;0.0663 | 345;211;716 | (-0.7309;68.4855;-8.1532) | 60 | 6.3535 | 49 | 77.7048 | 60 | iodine | [138] | [10] | 1 | 5 | 75 | abnormal | posterior urethral valve | 4.3884 | 2.5389 | 11.1418 | 17.0501 | 9.8643 | 168.1863 | 1.466e-15 | 30.5502 | 0.25358 | 3.6399 | 281.3534 | 0.53806 | 41.1051 | 661.7211 | 6.809 | 105.8358 | 0.47303 | 26.6182 | 6.5332 | 6.8966 | 0.9177 | 57.3417 | 0.90269 | 289.0412 | 26.2014 | 41.7545 | 2.7944 | 1.4281 | 692.7248 | 165.2898 | 151.6476 | 246.8416 | 217.5048 | 171.5561 | 641.4271 | 104.5461 | 157.662
2573823 | VCUG_a | 2 | 00m_051004_345x211x716.dat | 0.0663;0.0663;0.0663 | 345;211;716 | (-0.7309;68.4855;-8.1532) | 80 | 2.9 | 44 | 77.7048 | 60 | iodine | [138] | [10] | 1 | 5 | 75 | abnormal | posterior urethral valve | 4.3884 | 2.5389 | 11.1418 | 17.0501 | 9.8643 | 168.1863 | 2.117e-15 | 16.3267 | 0.14505 | 2.0203 | 185.5918 | 0.32733 | 20.3868 | 477.7138 | 3.4919 | 59.9823 | 0.035955 | 13.9738 | 3.2317 | 3.681 | 0.67181 | 32.2486 | 0.48522 | 180.3909 | 13.7485 | 22.2858 | 1.3985 | 0.7147 | 423.3197 | 108.055 | 97.6012 | 167.4805 | 158.6089 | 148.4802 | 420.4666 | 68.1076 | 105.0668
2573823 | VCUG_a | 2 | 00m_051004_345x211x716.dat | 0.0663;0.0663;0.0663 | 345;211;716 | (-0.7309;68.4855;-8.1532) | 80 | 7.702 | 57 | 77.7048 | 60 | iodine | [138] | [10] | 1 | 5 | 75 | abnormal | posterior urethral valve | 4.3884 | 2.5389 | 11.1418 | 17.0501 | 9.8643 | 168.1863 | 1.415e-15 | 35.3923 | 0.35377 | 5.4586 | 292.4602 | 0.96064 | 44.4425 | 678.1786 | 8.5329 | 112.5162 | 0.29042 | 30.3591 | 7.9633 | 8.5082 | 1.1368 | 62.2383 | 1.2088 | 303.0539 | 29.7867 | 46.41 | 3.6073 | 1.9881 | 725.8678 | 175.8767 | 160.5698 | 254.6707 | 221.1535 | 170.6434 | 671.7758 | 109.6843 | 164.7933
2573823 | VCUG_a | 2 | 00m_051004_345x211x716.dat | 0.0663;0.0663;0.0663 | 345;211;716 | (-0.7309;68.4855;-8.1532) | 80 | 8.502 | 60 | 77.7048 | 60 | iodine | [138] | [10] | 1 | 5 | 75 | abnormal | posterior urethral valve | 4.3884 | 2.5389 | 11.1418 | 17.0501 | 9.8643 | 168.1863 | 1.38e-15 | 38.0912 | 0.38441 | 4.7612 | 300.8076 | 1.235 | 50.7742 | 690.9952 | 9.2134 | 116.9461 | 0.18175 | 32.3714 | 8.5496 | 9.4924 | 1.4945 | 66.1755 | 1.3975 | 312.6704 | 31.2975 | 49.4568 | 4.05 | 1.9932 | 743.8667 | 181.8379 | 165.9155 | 260.776 | 224.6249 | 170.982 | 688.5096 | 113.2783 | 169.2183
2573823 | VCUG_a | 2 | 00m_051004_345x211x716.dat | 0.0663;0.0663;0.0663 | 345;211;716 | (-0.7309;68.4855;-8.1532) | 110 | 3.9 | 52 | 77.7048 | 60 | iodine | [138] | [10] | 1 | 5 | 75 | abnormal | posterior urethral valve | 4.3884 | 2.5389 | 11.1418 | 17.0501 | 9.8643 | 168.1863 | 1.8923e-15 | 22.3534 | 0.20963 | 3.7083 | 214.7349 | 0.70534 | 28.6088 | 538.079 | 5.0219 | 73.715 | 0.47382 | 19.0235 | 4.8146 | 5.5023 | 0.94991 | 40.8157 | 0.71754 | 214.8406 | 18.6309 | 29.188 | 2.2441 | 1.3767 | 511.3706 | 127.9225 | 115.26 | 190.8986 | 175.6195 | 153.6672 | 488.1289 | 79.6361 | 122.4363
2573823 | VCUG_a | 2 | 00m_051004_345x211x716.dat | 0.0663;0.0663;0.0663 | 345;211;716 | (-0.7309;68.4855;-8.1532) | 110 | 7.85 | 62 | 77.7048 | 60 | iodine | [138] | [10] | 1 | 5 | 75 | abnormal | posterior urethral valve | 4.3884 | 2.5389 | 11.1418 | 17.0501 | 9.8643 | 168.1863 | 1.5112e-15 | 33.8187 | 0.35711 | 5.0084 | 281.3712 | 0.768 | 44.886 | 664.4359 | 8.5336 | 105.022 | 0.10662 | 29.139 | 7.7382 | 8.1617 | 1.5062 | 59.3407 | 1.397 | 290.5824 | 28.0511 | 43.8841 | 3.774 | 1.9404 | 694.1473 | 170.7776 | 154.1476 | 246.357 | 214.2995 | 166.6944 | 651.2081 | 106.0341 | 159.494
2573823 | VCUG_a | 2 | 00m_051004_345x211x716.dat | 0.0663;0.0663;0.0663 | 345;211;716 | (-0.7309;68.4855;-8.1532) | 110 | 9.9905 | 69 | 77.7048 | 60 | iodine | [138] | [10] | 1 | 5 | 75 | abnormal | posterior urethral valve | 4.3884 | 2.5389 | 11.1418 | 17.0501 | 9.8643 | 168.1863 | 1.4611e-15 | 37.5714 | 0.43897 | 5.8369 | 295.8704 | 1.2726 | 45.8466 | 694.9499 | 9.5742 | 112.2569 | 0.34155 | 32.6806 | 8.9822 | 9.1204 | 1.6534 | 64.4837 | 1.5979 | 309.9487 | 30.8217 | 48.0853 | 4.3994 | 2.4028 | 735.2616 | 182.4337 | 163.892 | 257.4947 | 220.9101 | 166.8728 | 687.0791 | 111.7642 | 168.4593
2573823 | VCUG_a | 3 | 00m_051004_345x211x716.dat | 0.0663;0.0663;0.0663 | 345;211;716 | (-0.7309;68.4855;-8.1532) | 60 | 2.5 | 38 | 77.7048 | 60 | iodine | [138] | [30] | 0 | 5 | 75 | abnormal | posterior urethral valve | 4.3884 | 2.5389 | 11.1418 | 17.0501 | 9.8643 | 168.1863 | 2.3644e-15 | 12.3946 | 0.089849 | 1.5351 | 162.6066 | 0.24606 | 14.9842 | 440.6158 | 2.1999 | 48.3332 | 0.27314 | 10.0663 | 2.2057 | 2.5982 | 0.38083 | 24.9059 | 0.26527 | 153.192 | 10.554 | 16.5779 | 0.86656 | 0.63238 | 352.463 | 93.6609 | 84.2295 | 149.4973 | 146.3298 | 144.3616 | 364.2165 | 59.0153 | 92.4413
2573823 | VCUG_a | 3 | 00m_051004_345x211x716.dat | 0.0663;0.0663;0.0663 | 345;211;716 | (-0.7309;68.4855;-8.1532) | 60 | 5.7448 | 47 | 77.7048 | 60 | iodine | [138] | [30] | 0 | 5 | 75 | abnormal | posterior urethral valve | 4.3884 | 2.5389 | 11.1418 | 17.0501 | 9.8643 | 168.1863 | 1.5353e-15 | 27.7141 | 0.2231 | 3.7062 | 268.2301 | 0.79959 | 33.0245 | 641.8282 | 6.0276 | 98.0273 | 0.37764 | 23.9832 | 5.7238 | 6.1882 | 1.011 | 53.676 | 0.69485 | 271.8907 | 23.8327 | 38.0033 | 2.4669 | 1.4907 | 648.3417 | 157.0577 | 143.7815 | 235.7675 | 210.5879 | 169.2677 | 613.5664 | 99.2043 | 150.3171
2573823 | VCUG_a | 3 | 00m_051004_345x211x716.dat | 0.0663;0.0663;0.0663 | 345;211;716 | (-0.7309;68.4855;-8.1532) | 60 | 6.3535 | 49 | 77.7048 | 60 | iodine | [138] | [30] | 0 | 5 | 75 | abnormal | posterior urethral valve | 4.3884 | 2.5389 | 11.1418 | 17.0501 | 9.8643 | 168.1863 | 1.466e-15 | 30.4383 | 0.25334 | 3.4138 | 280.7872 | 0.54492 | 40.6201 | 662.7648 | 6.7688 | 105.3174 | 0.47303 | 26.3508 | 6.4835 | 6.7502 | 0.94089 | 57.0531 | 0.89607 | 287.8679 | 26.0336 | 41.4666 | 2.7286 | 1.4971 | 689.3141 | 165.1261 | 151.4838 | 246.6164 | 216.9304 | 171.2262 | 645.5404 | 104.6765 | 157.4507
2573823 | VCUG_a | 3 | 00m_051004_345x211x716.dat | 0.0663;0.0663;0.0663 | 345;211;716 | (-0.7309;68.4855;-8.1532) | 80 | 2.9 | 44 | 77.7048 | 60 | iodine | [138] | [30] | 0 | 5 | 75 | abnormal | posterior urethral valve | 4.3884 | 2.5389 | 11.1418 | 17.0501 | 9.8643 | 168.1863 | 2.117e-15 | 16.3045 | 0.14463 | 2.0252 | 185.5587 | 0.32733 | 20.401 | 477.95 | 3.4918 | 59.68 | 0.035955 | 13.8472 | 3.2288 | 3.538 | 0.68084 | 32.0304 | 0.46285 | 179.4556 | 13.6791 | 21.9896 | 1.3777 | 0.76619 | 415.5586 | 107.9754 | 97.524 | 167.2355 | 158.2686 | 148.3108 | 421.8743 | 68.1182 | 104.7163
2573823 | VCUG_a | 3 | 00m_051004_345x211x716.dat | 0.0663;0.0663;0.0663 | 345;211;716 | (-0.7309;68.4855;-8.1532) | 80 | 7.702 | 57 | 77.7048 | 60 | iodine | [138] | [30] | 0 | 5 | 75 | abnormal | posterior urethral valve | 4.3884 | 2.5389 | 11.1418 | 17.0501 | 9.8643 | 168.1863 | 1.415e-15 | 35.1853 | 0.35217 | 5.3012 | 292.6298 | 1.0069 | 44.6708 | 678.3412 | 8.5166 | 111.965 | 0.29042 | 30.1301 | 7.899 | 8.4933 | 1.1507 | 61.9041 | 1.1907 | 302.1634 | 29.6227 | 46.1132 | 3.5501 | 1.9584 | 728.9067 | 175.6946 | 160.3856 | 254.3108 | 220.626 | 170.3546 | 679.6768 | 110.1587 | 164.9052
2573823 | VCUG_a | 3 | 00m_051004_345x211x716.dat | 0.0663;0.0663;0.0663 | 345;211;716 | (-0.7309;68.4855;-8.1532) | 80 | 8.502 | 60 | 77.7048 | 60 | iodine | [138] | [30] | 0 | 5 | 75 | abnormal | posterior urethral valve | 4.3884 | 2.5389 | 11.1418 | 17.0501 | 9.8643 | 168.1863 | 1.38e-15 | 37.6897 | 0.38253 | 4.5225 | 300.7134 | 1.243 | 50.1047 | 690.1474 | 9.188 | 116.2432 | 0.18175 | 32.1026 | 8.4771 | 9.4627 | 1.414 | 65.6248 | 1.4105 | 311.9675 | 31.0511 | 48.843 | 3.9859 | 1.9715 | 752.1278 | 181.652 | 165.728 | 260.3796 | 224.128 | 170.6919 | 695.5316 | 113.5568 | 169.3523
2573823 | VCUG_a | 3 | 00m_051004_345x211x716.dat | 0.0663;0.0663;0.0663 | 345;211;716 | (-0.7309;68.4855;-8.1532) | 110 | 3.9 | 52 | 77.7048 | 60 | iodine | [138] | [30] | 0 | 5 | 75 | abnormal | posterior urethral valve | 4.3884 | 2.5389 | 11.1418 | 17.0501 | 9.8643 | 168.1863 | 1.8923e-15 | 22.2006 | 0.20846 | 3.5445 | 214.3121 | 0.65408 | 28.8624 | 535.8595 | 4.9959 | 73.324 | 0.47382 | 18.8682 | 4.7732 | 5.4394 | 0.95001 | 40.5943 | 0.69963 | 214.2011 | 18.4026 | 28.9882 | 2.2138 | 1.3514 | 508.5011 | 127.8256 | 115.1642 | 190.8986 | 175.2479 | 153.4116 | 492.029 | 79.8511 | 122.0454
2573823 | VCUG_a | 3 | 00m_051004_345x211x716.dat | 0.0663;0.0663;0.0663 | 345;211;716 | (-0.7309;68.4855;-8.1532) | 110 | 7.85 | 62 | 77.7048 | 60 | iodine | [138] | [30] | 0 | 5 | 75 | abnormal | posterior urethral valve | 4.3884 | 2.5389 | 11.1418 | 17.0501 | 9.8643 | 168.1863 | 1.5112e-15 | 33.6036 | 0.35614 | 4.9557 | 280.855 | 0.82464 | 44.9713 | 663.9727 | 8.4787 | 104.539 | 0.10662 | 28.9127 | 7.7018 | 8.2239 | 1.5222 | 58.9681 | 1.4179 | 289.8412 | 27.9492 | 43.7723 | 3.7404 | 1.9768 | 692.8238 | 170.6153 | 153.9879 | 246.2447 | 213.8802 | 166.5233 | 653.5572 | 106.106 | 159.2989
2573823 | VCUG_a | 3 | 00m_051004_345x211x716.dat | 0.0663;0.0663;0.0663 | 345;211;716 | (-0.7309;68.4855;-8.1532) | 110 | 9.9905 | 69 | 77.7048 | 60 | iodine | [138] | [30] | 0 | 5 | 75 | abnormal | posterior urethral valve | 4.3884 | 2.5389 | 11.1418 | 17.0501 | 9.8643 | 168.1863 | 1.4611e-15 | 37.3749 | 0.43789 | 5.7902 | 295.4461 | 1.295 | 45.5023 | 695.7712 | 9.4517 | 111.7778 | 0.34155 | 32.4273 | 8.8987 | 9.2539 | 1.6603 | 64.1799 | 1.6175 | 309.3875 | 30.6369 | 47.9251 | 4.3466 | 2.323 | 745.1856 | 182.2627 | 163.722 | 257.1978 | 220.5299 | 166.5988 | 691.5278 | 111.9533 | 168.8262
2573823 | VCUG_a | 4 | 00m_051004_345x211x716.dat | 0.0663;0.0663;0.0663 | 345;211;716 | (-0.7309;68.4855;-6.5584) | 60 | 2.5 | 38 | 77.7048 | 60 | iodine | [138] | [50] | 1 | 5 | 75 | abnormal | posterior urethral valve | 4.3884 | 3.484 | 15.2891 | 17.0501 | 13.536 | 230.7904 | 1.9437e-15 | 52.8433 | 0.19357 | 4.2555 | 332.8392 | 0.28411 | 58.5696 | 420.7965 | 7.3685 | 435.619 | 0.73773 | 53.4144 | 7.1766 | 8.6661 | 1.1029 | 119.2383 | 0.79514 | 377.3684 | 42.1064 | 73.1965 | 2.6077 | 1.2332 | 371.1482 | 118.934 | 110.2942 | 404.8842 | 166.3904 | 202.6525 | 361.8256 | 124.5911 | 133.5007
2573823 | VCUG_a | 4 | 00m_051004_345x211x716.dat | 0.0663;0.0663;0.0663 | 345;211;716 | (-0.7309;68.4855;-6.5584) | 60 | 5.7448 | 47 | 77.7048 | 60 | iodine | [138] | [50] | 1 | 5 | 75 | abnormal | posterior urethral valve | 4.3884 | 3.484 | 15.2891 | 17.0501 | 13.536 | 230.7904 | 1.2621e-15 | 103.84 | 0.47492 | 11.8007 | 532.7961 | 1.6497 | 131.3173 | 621.6773 | 18.4394 | 666.4349 | 0.73206 | 104.7987 | 17.4855 | 20.2118 | 2.4751 | 212.4735 | 2.0626 | 635.6933 | 83.8501 | 144.1527 | 7.2563 | 4.1718 | 699.1414 | 202.2586 | 191.3385 | 576.6932 | 243.8464 | 236.7661 | 615.9965 | 200.1757 | 220.2139
2573823 | VCUG_a | 4 | 00m_051004_345x211x716.dat | 0.0663;0.0663;0.0663 | 345;211;716 | (-0.7309;68.4855;-6.5584) | 60 | 6.3535 | 49 | 77.7048 | 60 | iodine | [138] | [50] | 1 | 5 | 75 | abnormal | posterior urethral valve | 4.3884 | 3.484 | 15.2891 | 17.0501 | 13.536 | 230.7904 | 1.2051e-15 | 112.1113 | 0.54766 | 12.8044 | 554.6896 | 1.9039 | 133.4797 | 635.1508 | 20.6049 | 690.3185 | 0.51746 | 112.2275 | 19.2556 | 22.1194 | 2.6934 | 223.6085 | 2.5874 | 665.3155 | 89.8135 | 150.118 | 8.1929 | 4.5013 | 743.1793 | 213.1728 | 202.1306 | 595.6762 | 251.9468 | 240.1539 | 647.3826 | 208.6109 | 229.5855
2573823 | VCUG_a | 4 | 00m_051004_345x211x716.dat | 0.0663;0.0663;0.0663 | 345;211;716 | (-0.7309;68.4855;-6.5584) | 80 | 2.9 | 44 | 77.7048 | 60 | iodine | [138] | [50] | 1 | 5 | 75 | abnormal | posterior urethral valve | 4.3884 | 3.484 | 15.2891 | 17.0501 | 13.536 | 230.7904 | 1.7402e-15 | 64.8267 | 0.2932 | 5.8914 | 372.6632 | 1.0631 | 72.2053 | 461.3438 | 10.7225 | 477.3192 | 0.096571 | 65.7347 | 9.9743 | 11.9689 | 1.3399 | 138.4284 | 1.2304 | 430.0366 | 51.8212 | 88.7726 | 4.1348 | 2.3935 | 441.4952 | 137.9031 | 128.5921 | 438.5695 | 181.1641 | 208.196 | 422.8592 | 140.4357 | 151.8311
2573823 | VCUG_a | 4 | 00m_051004_345x211x716.dat | 0.0663;0.0663;0.0663 | 345;211;716 | (-0.7309;68.4855;-6.5584) | 80 | 7.702 | 57 | 77.7048 | 60 | iodine | [138] | [50] | 1 | 5 | 75 | abnormal | posterior urethral valve | 4.3884 | 3.484 | 15.2891 | 17.0501 | 13.536 | 230.7904 | 1.1631e-15 | 123.271 | 0.75169 | 13.045 | 573.3504 | 1.9501 | 151.617 | 665.9369 | 24.6233 | 700.2582 | 2.3494 | 121.5773 | 22.4257 | 24.1813 | 3.609 | 229.8285 | 3.3023 | 691.6005 | 93.816 | 160.2747 | 10.3075 | 5.1211 | 790.979 | 227.1441 | 214.4129 | 608.0909 | 257.3713 | 238.8146 | 688.2646 | 217.3325 | 241.1508
2573823 | VCUG_a | 4 | 00m_051004_345x211x716.dat | 0.0663;0.0663;0.0663 | 345;211;716 | (-0.7309;68.4855;-6.5584) | 80 | 8.502 | 60 | 77.7048 | 60 | iodine | [138] | [50] | 1 | 5 | 75 | abnormal | posterior urethral valve | 4.3884 | 3.484 | 15.2891 | 17.0501 | 13.536 | 230.7904 | 1.1343e-15 | 128.0945 | 0.83951 | 12.8703 | 586.7222 | 1.9753 | 151.5535 | 676.9261 | 25.8419 | 710.5939 | 0.45228 | 126.9837 | 23.8399 | 26.7262 | 4.0706 | 234.8899 | 3.7499 | 710.1796 | 97.2742 | 166.2231 | 11.0718 | 5.9984 | 814.5241 | 235.0045 | 221.7231 | 620.4177 | 261.9644 | 239.4025 | 701.6635 | 221.603 | 247.3321
2573823 | VCUG_a | 4 | 00m_051004_345x211x716.dat | 0.0663;0.0663;0.0663 | 345;211;716 | (-0.7309;68.4855;-6.5584) | 110 | 3.9 | 52 | 77.7048 | 60 | iodine | [138] | [50] | 1 | 5 | 75 | abnormal | posterior urethral valve | 4.3884 | 3.484 | 15.2891 | 17.0501 | 13.536 | 230.7904 | 1.5555e-15 | 79.6981 | 0.47218 | 7.5622 | 428.6157 | 1.4847 | 93.7836 | 524.0837 | 14.9856 | 535.8999 | 0.67753 | 81.6203 | 13.7435 | 15.8335 | 2.5639 | 161.1769 | 2.0393 | 503.8136 | 63.5662 | 108.8463 | 6.1489 | 3.0709 | 538.3171 | 163.767 | 152.3826 | 484.4505 | 202.0317 | 215.3983 | 495.8805 | 161.1863 | 177.2298
2573823 | VCUG_a | 4 | 00m_051004_345x211x716.dat | 0.0663;0.0663;0.0663 | 345;211;716 | (-0.7309;68.4855;-6.5584) | 110 | 7.85 | 62 | 77.7048 | 60 | iodine | [138] | [50] | 1 | 5 | 75 | abnormal | posterior urethral valve | 4.3884 | 3.484 | 15.2891 | 17.0501 | 13.536 | 230.7904 | 1.2422e-15 | 115.0899 | 0.80152 | 13.119 | 554.6 | 1.7 | 141.0992 | 658.6936 | 23.3174 | 669.7542 | 2.9348 | 116.2491 | 21.5875 | 23.7296 | 3.696 | 214.3294 | 3.2951 | 667.9189 | 87.5108 | 149.616 | 10.1083 | 6.0897 | 755.8 | 219.704 | 204.94 | 591.0191 | 249.0987 | 232.8493 | 664.079 | 208.3631 | 233.2278
2573823 | VCUG_a | 4 | 00m_051004_345x211x716.dat | 0.0663;0.0663;0.0663 | 345;211;716 | (-0.7309;68.4855;-6.5584) | 110 | 9.9905 | 69 | 77.7048 | 60 | iodine | [138] | [50] | 1 | 5 | 75 | abnormal | posterior urethral valve | 4.3884 | 3.484 | 15.2891 | 17.0501 | 13.536 | 230.7904 | 1.201e-15 | 123.7336 | 0.97513 | 16.4193 | 580.074 | 2.9515 | 148.7717 | 680.6929 | 26.6585 | 689.3026 | 3.1008 | 126.3232 | 24.3912 | 28.4004 | 4.2825 | 223.3616 | 4.0158 | 704.6402 | 93.1166 | 160.5955 | 11.6881 | 7.4013 | 807.3824 | 234.7876 | 217.9867 | 613.0294 | 257.9352 | 234.2416 | 707.6212 | 218.5145 | 245.9818
2573823 | VCUG_a | 5 | 00m_051004_345x211x716.dat | 0.0663;0.0663;0.0663 | 345;211;716 | (0.8757;68.3448;-6.5519) | 60 | 2.5 | 38 | 77.7048 | 60 | iodine | [138] | [50] | 1 | 10 | 75 | abnormal | posterior urethral valve | 4.4039 | 3.485 | 15.3476 | 17.1101 | 13.5401 | 231.6736 | 1.9351e-15 | 53.8016 | 0.18464 | 4.8928 | 307.7044 | 0.39927 | 79.1754 | 420.9561 | 6.9253 | 474.0911 | 0.10162 | 97.8879 | 7.0395 | 8.4627 | 0.80255 | 86.2242 | 0.7147 | 314.5207 | 31.8552 | 62.6644 | 2.593 | 1.4766 | 372.9217 | 119.1717 | 110.5519 | 410.6699 | 167.4932 | 202.9196 | 364.9685 | 127.3851 | 131.5131
2573823 | VCUG_a | 5 | 00m_051004_345x211x716.dat | 0.0663;0.0663;0.0663 | 345;211;716 | (0.8757;68.3448;-6.5519) | 60 | 5.7448 | 47 | 77.7048 | 60 | iodine | [138] | [50] | 1 | 10 | 75 | abnormal | posterior urethral valve | 4.4039 | 3.485 | 15.3476 | 17.1101 | 13.5401 | 231.6736 | 1.2565e-15 | 106.6735 | 0.47367 | 9.394 | 504.1845 | 1.1782 | 151.089 | 617.8853 | 17.8808 | 712.3667 | 0.055422 | 156.1903 | 17.2489 | 20.0725 | 2.4713 | 169.3136 | 2.1751 | 555.9296 | 68.6852 | 128.2725 | 7.1658 | 4.6004 | 703.0076 | 202.857 | 191.9812 | 586.7559 | 245.4631 | 237.2486 | 630.539 | 204.0114 | 217.0206
2573823 | VCUG_a | 5 | 00m_051004_345x211x716.dat | 0.0663;0.0663;0.0663 | 345;211;716 | (0.8757;68.3448;-6.5519) | 60 | 6.3535 | 49 | 77.7048 | 60 | iodine | [138] | [50] | 1 | 10 | 75 | abnormal | posterior urethral valve | 4.4039 | 3.485 | 15.3476 | 17.1101 | 13.5401 | 231.6736 | 1.1998e-15 | 114.9706 | 0.55437 | 10.4277 | 527.9863 | 1.3547 | 160.8038 | 631.6382 | 19.9969 | 736.6403 | 0.65772 | 163.2126 | 18.9584 | 22.0298 | 2.9167 | 181.0658 | 2.4477 | 585.8133 | 74.5092 | 136.0744 | 8.0454 | 4.8376 | 744.2 | 213.6177 | 202.6384 | 603.8168 | 253.5955 | 240.3185 | 660.6434 | 212.8642 | 226.7533
2573823 | VCUG_a | 5 | 00m_051004_345x211x716.dat | 0.0663;0.0663;0.0663 | 345;211;716 | (0.8757;68.3448;-6.5519) | 80 | 2.9 | 44 | 77.7048 | 60 | iodine | [138] | [50] | 1 | 10 | 75 | abnormal | posterior urethral valve | 4.4039 | 3.485 | 15.3476 | 17.1101 | 13.5401 | 231.6736 | 1.7324e-15 | 66.9288 | 0.29834 | 6.268 | 348.8033 | 0.75691 | 90.9932 | 457.777 | 10.3161 | 517.3578 | 0.55876 | 110.0703 | 9.9796 | 11.7084 | 1.6589 | 105.3833 | 1.2777 | 366.6337 | 41.0514 | 77.0071 | 3.9922 | 2.6907 | 444.4374 | 138.2277 | 128.9343 | 443.92 | 182.2139 | 208.3559 | 426.8725 | 143.2968 | 149.597
2573823 | VCUG_a | 5 | 00m_051004_345x211x716.dat | 0.0663;0.0663;0.0663 | 345;211;716 | (0.8757;68.3448;-6.5519) | 80 | 7.702 | 57 | 77.7048 | 60 | iodine | [138] | [50] | 1 | 10 | 75 | abnormal | posterior urethral valve | 4.4039 | 3.485 | 15.3476 | 17.1101 | 13.5401 | 231.6736 | 1.158e-15 | 121.2123 | 0.74755 | 11.8527 | 549.4106 | 2.4212 | 173.9944 | 654.0248 | 23.9998 | 742.3865 | 0.36168 | 168.0011 | 22.3184 | 25.4143 | 4.1993 | 191.551 | 3.3064 | 616.9685 | 80.3735 | 147.8538 | 10.0435 | 6.1148 | 792.4915 | 227.6743 | 214.9844 | 616.8513 | 258.9005 | 239.3098 | 681.9358 | 219.6409 | 238.0364
2573823 | VCUG_a | 5 | 00m_051004_345x211x716.dat | 0.0663;0.0663;0.0663 | 345;211;716 | (0.8757;68.3448;-6.5519) | 80 | 8.502 | 60 | 77.7048 | 60 | iodine | [138] | [50] | 1 | 10 | 75 | abnormal | posterior urethral valve | 4.4039 | 3.485 | 15.3476 | 17.1101 | 13.5401 | 231.6736 | 1.1293e-15 | 126.994 | 0.82554 | 17.4379 | 563.658 | 2.4608 | 181.5958 | 661.7305 | 25.5688 | 753.1793 | 0.76581 | 171.9789 | 23.9501 | 27.5072 | 3.5872 | 199.0762 | 3.61 | 635.2532 | 85.3696 | 155.818 | 10.7813 | 6.469 | 821.5865 | 235.5888 | 222.3748 | 627.0348 | 263.244 | 240.0896 | 700.7116 | 224.9386 | 245.2761
2573823 | VCUG_a | 5 | 00m_051004_345x211x716.dat | 0.0663;0.0663;0.0663 | 345;211;716 | (0.8757;68.3448;-6.5519) | 110 | 3.9 | 52 | 77.7048 | 60 | iodine | [138] | [50] | 1 | 10 | 75 | abnormal | posterior urethral valve | 4.4039 | 3.485 | 15.3476 | 17.1101 | 13.5401 | 231.6736 | 1.5486e-15 | 81.3888 | 0.46345 | 9.3845 | 406.2402 | 1.1699 | 122.0961 | 520.2839 | 14.5052 | 574.9004 | 1.1177 | 125.2409 | 13.7781 | 15.9316 | 2.1987 | 128.3791 | 1.8739 | 438.4689 | 52.0587 | 97.4548 | 6.199 | 3.3657 | 542.2584 | 164.1964 | 152.8183 | 492.7895 | 203.1422 | 215.472 | 498.7615 | 164.8179 | 175.5055
2573823 | VCUG_a | 5 | 00m_051004_345x211x716.dat | 0.0663;0.0663;0.0663 | 345;211;716 | (0.8757;68.3448;-6.5519) | 110 | 7.85 | 62 | 77.7048 | 60 | iodine | [138] | [50] | 1 | 10 | 75 | abnormal | posterior urethral valve | 4.4039 | 3.485 | 15.3476 | 17.1101 | 13.5401 | 231.6736 | 1.2368e-15 | 115.8588 | 0.78836 | 12.4769 | 531.3947 | 2.022 | 164.704 | 641.4318 | 22.9737 | 710.297 | 2.7524 | 159.6181 | 21.4851 | 24.6223 | 3.2609 | 182.1042 | 3.14 | 594.8829 | 76.0897 | 140.5765 | 10.0068 | 6.0009 | 763.2497 | 220.3045 | 205.5819 | 598.9153 | 250.5468 | 233.2341 | 662.2442 | 211.506 | 230.4109
2573823 | VCUG_a | 5 | 00m_051004_345x211x716.dat | 0.0663;0.0663;0.0663 | 345;211;716 | (0.8757;68.3448;-6.5519) | 110 | 9.9905 | 69 | 77.7048 | 60 | iodine | [138] | [50] | 1 | 10 | 75 | abnormal | posterior urethral valve | 4.4039 | 3.485 | 15.3476 | 17.1101 | 13.5401 | 231.6736 | 1.1957e-15 | 123.919 | 0.97332 | 13.6355 | 558.7354 | 2.2348 | 171.1215 | 676.0976 | 26.2415 | 728.6108 | 1.6799 | 166.0533 | 24.2586 | 26.4782 | 4.1268 | 194.4133 | 3.9742 | 631.8307 | 84.5948 | 152.9564 | 11.8056 | 7.7094 | 813.49 | 235.4821 | 218.7144 | 619.3815 | 259.2675 | 234.283 | 699.3727 | 220.7083 | 243.9097
2573823 | VCUG_a | 6 | 00m_051004_345x211x716.dat | 0.0663;0.0663;0.0663 | 345;211;716 | (-0.7309;68.4855;-6.5584) | 60 | 2.5 | 38 | 77.7048 | 60 | iodine | [138] | [75] | 0 | 10 | 75 | abnormal | posterior urethral valve | 4.3884 | 3.484 | 15.2891 | 17.0501 | 13.536 | 230.7904 | 1.9437e-15 | 52.8227 | 0.19336 | 4.2615 | 332.4225 | 0.28411 | 58.6519 | 420.0762 | 7.3469 | 435.4698 | 0.73773 | 53.3732 | 7.173 | 8.7607 | 1.1036 | 119.1714 | 0.79761 | 376.6121 | 42.1213 | 73.0422 | 2.606 | 1.2332 | 359.7368 | 118.8866 | 110.2486 | 404.7096 | 166.1447 | 202.5581 | 358.3322 | 124.2837 | 132.8766
2573823 | VCUG_a | 6 | 00m_051004_345x211x716.dat | 0.0663;0.0663;0.0663 | 345;211;716 | (-0.7309;68.4855;-6.5584) | 60 | 5.7448 | 47 | 77.7048 | 60 | iodine | [138] | [75] | 0 | 10 | 75 | abnormal | posterior urethral valve | 4.3884 | 3.484 | 15.2891 | 17.0501 | 13.536 | 230.7904 | 1.2621e-15 | 103.634 | 0.47381 | 11.8355 | 532.2177 | 1.6462 | 131.4916 | 621.5743 | 18.4133 | 666.0546 | 0.73206 | 104.6244 | 17.4474 | 20.1682 | 2.4545 | 212.4656 | 2.0558 | 633.8947 | 83.6837 | 144.0655 | 7.2499 | 4.1244 | 681.9483 | 202.1521 | 191.2341 | 576.4765 | 243.3443 | 236.5282 | 608.834 | 199.5291 | 219.3332
2573823 | VCUG_a | 6 | 00m_051004_345x211x716.dat | 0.0663;0.0663;0.0663 | 345;211;716 | (-0.7309;68.4855;-6.5584) | 60 | 6.3535 | 49 | 77.7048 | 60 | iodine | [138] | [75] | 0 | 10 | 75 | abnormal | posterior urethral valve | 4.3884 | 3.484 | 15.2891 | 17.0501 | 13.536 | 230.7904 | 1.2051e-15 | 112.0864 | 0.54617 | 12.9563 | 553.9925 | 1.8891 | 132.8573 | 634.0139 | 20.5742 | 690.0945 | 0.51746 | 112.0449 | 19.2108 | 22.0737 | 2.6912 | 223.3679 | 2.563 | 663.6807 | 89.6807 | 149.8026 | 8.2048 | 4.5169 | 722.4831 | 213.0371 | 202.0004 | 595.4101 | 251.4209 | 239.8978 | 642.4202 | 208.0753 | 228.4649
2573823 | VCUG_a | 6 | 00m_051004_345x211x716.dat | 0.0663;0.0663;0.0663 | 345;211;716 | (-0.7309;68.4855;-6.5584) | 80 | 2.9 | 44 | 77.7048 | 60 | iodine | [138] | [75] | 0 | 10 | 75 | abnormal | posterior urethral valve | 4.3884 | 3.484 | 15.2891 | 17.0501 | 13.536 | 230.7904 | 1.7402e-15 | 64.7578 | 0.29256 | 5.8804 | 372.2666 | 1.0691 | 72.0559 | 461.3553 | 10.673 | 477.1697 | 0.098519 | 65.637 | 9.9588 | 11.9815 | 1.346 | 138.3767 | 1.2314 | 428.9678 | 51.7028 | 88.5599 | 4.1122 | 2.3548 | 431.0365 | 137.8361 | 128.5258 | 438.4503 | 180.8748 | 208.0522 | 421.5662 | 140.2694 | 151.3024
2573823 | VCUG_a | 6 | 00m_051004_345x211x716.dat | 0.0663;0.0663;0.0663 | 345;211;716 | (-0.7309;68.4855;-6.5584) | 80 | 7.702 | 57 | 77.7048 | 60 | iodine | [138] | [75] | 0 | 10 | 75 | abnormal | posterior urethral valve | 4.3884 | 3.484 | 15.2891 | 17.0501 | 13.536 | 230.7904 | 1.1631e-15 | 123.0647 | 0.74869 | 13.2849 | 572.654 | 1.9442 | 150.4133 | 663.6242 | 24.5725 | 699.8197 | 2.2805 | 121.414 | 22.3484 | 24.3026 | 3.6443 | 229.2954 | 3.321 | 689.6832 | 93.6354 | 160.0683 | 10.3247 | 5.1782 | 772.3998 | 226.9733 | 214.2469 | 607.791 | 256.7967 | 238.535 | 682.5817 | 216.6535 | 240.0281
2573823 | VCUG_a | 6 | 00m_051004_345x211x716.dat | 0.0663;0.0663;0.0663 | 345;211;716 | (-0.7309;68.4855;-6.5584) | 80 | 8.502 | 60 | 77.7048 | 60 | iodine | [138] | [75] | 0 | 10 | 75 | abnormal | posterior urethral valve | 4.3884 | 3.484 | 15.2891 | 17.0501 | 13.536 | 230.7904 | 1.1343e-15 | 128.0769 | 0.83909 | 12.6675 | 585.8406 | 2.0215 | 150.1165 | 675.8594 | 25.8384 | 710.0209 | 0.45228 | 126.7898 | 23.7931 | 26.7191 | 4.1084 | 234.5461 | 3.7089 | 708.531 | 97.2214 | 165.8793 | 11.0339 | 6.0733 | 801.318 | 234.8006 | 221.5249 | 619.7277 | 261.3293 | 239.0863 | 696.9734 | 220.9641 | 246.4298
2573823 | VCUG_a | 6 | 00m_051004_345x211x716.dat | 0.0663;0.0663;0.0663 | 345;211;716 | (-0.7309;68.4855;-6.5584) | 110 | 3.9 | 52 | 77.7048 | 60 | iodine | [138] | [75] | 0 | 10 | 75 | abnormal | posterior urethral valve | 4.3884 | 3.484 | 15.2891 | 17.0501 | 13.536 | 230.7904 | 1.5555e-15 | 79.5438 | 0.47169 | 7.6181 | 428.1207 | 1.482 | 93.2243 | 522.9779 | 14.9637 | 535.6941 | 0.67753 | 81.5046 | 13.7197 | 15.7262 | 2.5361 | 160.9583 | 2.0104 | 502.6757 | 63.5405 | 108.737 | 6.1364 | 2.9827 | 522.2515 | 163.6647 | 152.2843 | 484.2019 | 201.6745 | 215.1892 | 492.9232 | 160.8113 | 176.357
2573823 | VCUG_a | 6 | 00m_051004_345x211x716.dat | 0.0663;0.0663;0.0663 | 345;211;716 | (-0.7309;68.4855;-6.5584) | 110 | 7.85 | 62 | 77.7048 | 60 | iodine | [138] | [75] | 0 | 10 | 75 | abnormal | posterior urethral valve | 4.3884 | 3.484 | 15.2891 | 17.0501 | 13.536 | 230.7904 | 1.2422e-15 | 114.7598 | 0.79908 | 13.1423 | 554.0848 | 1.6846 | 141.3165 | 655.5622 | 23.3037 | 669.4081 | 3.0009 | 116.1042 | 21.5706 | 23.6467 | 3.7373 | 213.9994 | 3.3134 | 666.333 | 87.3498 | 149.6563 | 10.0906 | 6.0487 | 738.6455 | 219.5258 | 204.7603 | 590.6319 | 248.5467 | 232.5874 | 655.5864 | 207.5689 | 232.1032
2573823 | VCUG_a | 6 | 00m_051004_345x211x716.dat | 0.0663;0.0663;0.0663 | 345;211;716 | (-0.7309;68.4855;-6.5584) | 110 | 9.9905 | 69 | 77.7048 | 60 | iodine | [138] | [75] | 0 | 10 | 75 | abnormal | posterior urethral valve | 4.3884 | 3.484 | 15.2891 | 17.0501 | 13.536 | 230.7904 | 1.201e-15 | 123.4838 | 0.9708 | 16.281 | 579.6244 | 2.9833 | 148.5802 | 680.06 | 26.6185 | 688.6698 | 3.0422 | 126.1733 | 24.3412 | 28.3421 | 4.3079 | 223.1284 | 3.9998 | 703.0998 | 93 | 160.3374 | 11.6872 | 7.2915 | 800.9126 | 234.602 | 217.8068 | 612.5033 | 257.3932 | 233.9499 | 704.5237 | 218.0927 | 245.4743
2573823 | VCUG_a | 7 | 00m_051004_345x211x716.dat | 0.0663;0.0663;0.0663 | 345;211;716 | (-0.7309;68.4855;-6.5584) | 60 | 2.5 | 38 | 77.7048 | 60 | iodine | [138] | [100] | 1 | 5 | 75 | abnormal | posterior urethral valve | 4.3884 | 3.484 | 15.2891 | 17.0501 | 13.536 | 230.7904 | 1.9437e-15 | 52.8536 | 0.19327 | 4.2699 | 332.1704 | 0.28411 | 57.9882 | 419.5875 | 7.3634 | 435.3977 | 0.73773 | 53.3372 | 7.1674 | 8.7263 | 1.1039 | 119.1148 | 0.78671 | 375.7632 | 42.0606 | 73.0628 | 2.6012 | 1.2332 | 349.8997 | 118.85 | 110.2153 | 404.4379 | 165.9929 | 202.468 | 355.0498 | 123.9383 | 132.3665
2573823 | VCUG_a | 7 | 00m_051004_345x211x716.dat | 0.0663;0.0663;0.0663 | 345;211;716 | (-0.7309;68.4855;-6.5584) | 60 | 5.7448 | 47 | 77.7048 | 60 | iodine | [138] | [100] | 1 | 5 | 75 | abnormal | posterior urethral valve | 4.3884 | 3.484 | 15.2891 | 17.0501 | 13.536 | 230.7904 | 1.2621e-15 | 103.5469 | 0.47234 | 11.6969 | 531.774 | 1.6493 | 131.452 | 619.6966 | 18.3649 | 665.7139 | 0.73206 | 104.5372 | 17.43 | 20.1833 | 2.4484 | 212.2754 | 2.0543 | 632.3497 | 83.6361 | 143.7565 | 7.2437 | 4.124 | 666.3319 | 202.055 | 191.1434 | 576.1478 | 242.973 | 236.3234 | 604.6585 | 199.1005 | 218.3803
2573823 | VCUG_a | 7 | 00m_051004_345x211x716.dat | 0.0663;0.0663;0.0663 | 345;211;716 | (-0.7309;68.4855;-6.5584) | 60 | 6.3535 | 49 | 77.7048 | 60 | iodine | [138] | [100] | 1 | 5 | 75 | abnormal | posterior urethral valve | 4.3884 | 3.484 | 15.2891 | 17.0501 | 13.536 | 230.7904 | 1.2051e-15 | 111.9536 | 0.54511 | 12.7978 | 553.5444 | 1.8902 | 132.9901 | 634.0139 | 20.5394 | 689.7874 | 0.51746 | 111.9287 | 19.1958 | 22.1376 | 2.6859 | 223.4011 | 2.5658 | 662.0542 | 89.5895 | 149.5371 | 8.1904 | 4.489 | 707.463 | 212.928 | 201.8961 | 595.2067 | 250.996 | 239.7248 | 636.2047 | 207.5287 | 227.673
2573823 | VCUG_a | 7 | 00m_051004_345x211x716.dat | 0.0663;0.0663;0.0663 | 345;211;716 | (-0.7309;68.4855;-6.5584) | 80 | 2.9 | 44 | 77.7048 | 60 | iodine | [138] | [100] | 1 | 5 | 75 | abnormal | posterior urethral valve | 4.3884 | 3.484 | 15.2891 | 17.0501 | 13.536 | 230.7904 | 1.7402e-15 | 64.6831 | 0.2918 | 5.7661 | 371.8931 | 1.0638 | 71.6881 | 461.3036 | 10.6621 | 476.9226 | 0.07259 | 65.5853 | 9.953 | 11.9735 | 1.3396 | 138.3882 | 1.2311 | 427.9966 | 51.6809 | 88.5657 | 4.1204 | 2.3556 | 419.3653 | 137.7785 | 128.4687 | 438.0872 | 180.6453 | 207.9372 | 417.7103 | 139.8729 | 150.7143
2573823 | VCUG_a | 7 | 00m_051004_345x211x716.dat | 0.0663;0.0663;0.0663 | 345;211;716 | (-0.7309;68.4855;-6.5584) | 80 | 7.702 | 57 | 77.7048 | 60 | iodine | [138] | [100] | 1 | 5 | 75 | abnormal | posterior urethral valve | 4.3884 | 3.484 | 15.2891 | 17.0501 | 13.536 | 230.7904 | 1.1631e-15 | 123.0819 | 0.74839 | 12.9668 | 571.9146 | 1.9795 | 150.3016 | 661.4318 | 24.4977 | 699.493 | 2.2805 | 121.242 | 22.3286 | 24.159 | 3.6279 | 229.2095 | 3.2959 | 688.1013 | 93.6182 | 159.8276 | 10.2861 | 5.1179 | 752.1097 | 226.835 | 214.1101 | 607.5802 | 256.3415 | 238.2769 | 674.9299 | 215.959 | 238.7638
2573823 | VCUG_a | 7 | 00m_051004_345x211x716.dat | 0.0663;0.0663;0.0663 | 345;211;716 | (-0.7309;68.4855;-6.5584) | 80 | 8.502 | 60 | 77.7048 | 60 | iodine | [138] | [100] | 1 | 5 | 75 | abnormal | posterior urethral valve | 4.3884 | 3.484 | 15.2891 | 17.0501 | 13.536 | 230.7904 | 1.1343e-15 | 127.9446 | 0.8373 | 12.7892 | 585.1265 | 1.969 | 150.4163 | 671.619 | 25.76 | 709.6947 | 0.45228 | 126.6311 | 23.7561 | 26.6433 | 4.0576 | 234.4403 | 3.7143 | 707.0147 | 97.142 | 165.6765 | 11.0057 | 6.0055 | 784.5061 | 234.6561 | 221.377 | 619.3453 | 260.8395 | 238.7775 | 686.7382 | 220.0634 | 245.1762
2573823 | VCUG_a | 7 | 00m_051004_345x211x716.dat | 0.0663;0.0663;0.0663 | 345;211;716 | (-0.7309;68.4855;-6.5584) | 110 | 3.9 | 52 | 77.7048 | 60 | iodine | [138] | [100] | 1 | 5 | 75 | abnormal | posterior urethral valve | 4.3884 | 3.484 | 15.2891 | 17.0501 | 13.536 | 230.7904 | 1.5555e-15 | 79.4602 | 0.47133 | 7.6542 | 427.8379 | 1.4957 | 93.1793 | 521.4286 | 14.9464 | 535.482 | 0.67753 | 81.421 | 13.7082 | 15.7866 | 2.506 | 160.8233 | 1.9998 | 501.615 | 63.5154 | 108.5313 | 6.1436 | 2.9951 | 513.219 | 163.5765 | 152.1955 | 483.7594 | 201.3899 | 215.0552 | 488.1337 | 160.354 | 175.7478
2573823 | VCUG_a | 7 | 00m_051004_345x211x716.dat | 0.0663;0.0663;0.0663 | 345;211;716 | (-0.7309;68.4855;-6.5584) | 110 | 7.85 | 62 | 77.7048 | 60 | iodine | [138] | [100] | 1 | 5 | 75 | abnormal | posterior urethral valve | 4.3884 | 3.484 | 15.2891 | 17.0501 | 13.536 | 230.7904 | 1.2422e-15 | 114.7196 | 0.79881 | 13.2743 | 553.4891 | 1.6915 | 140.7289 | 653.9361 | 23.274 | 669.0539 | 2.9348 | 115.911 | 21.5553 | 23.6555 | 3.6985 | 213.8464 | 3.2836 | 665.0692 | 87.2612 | 149.2296 | 10.089 | 5.9396 | 727.11 | 219.4005 | 204.6327 | 590.4801 | 248.1414 | 232.3793 | 650.8691 | 207.0723 | 231.313
2573823 | VCUG_a | 7 | 00m_051004_345x211x716.dat | 0.0663;0.0663;0.0663 | 345;211;716 | (-0.7309;68.4855;-6.5584) | 110 | 9.9905 | 69 | 77.7048 | 60 | iodine | [138] | [100] | 1 | 5 | 75 | abnormal | posterior urethral valve | 4.3884 | 3.484 | 15.2891 | 17.0501 | 13.536 | 230.7904 | 1.201e-15 | 123.3589 | 0.96905 | 16.4101 | 578.9582 | 2.8984 | 149.5461 | 676.9958 | 26.5977 | 688.4033 | 3.1134 | 126.0151 | 24.3271 | 28.4154 | 4.3065 | 222.8287 | 3.9635 | 701.576 | 92.8335 | 160.2208 | 11.6906 | 7.3537 | 780.6623 | 234.4486 | 217.6535 | 611.9851 | 256.9162 | 233.7347 | 700.6435 | 217.7299 | 244.2721
2573823 | VCUG_a | 8 | 00m_051004_345x211x716.dat | 0.0663;0.0663;0.0663 | 345;211;716 | (0.8757;68.3448;-6.5519) | 60 | 2.5 | 38 | 77.7048 | 60 | iodine | [138] | [100] | 1 | 5 | 75 | abnormal | posterior urethral valve | 4.4039 | 3.485 | 15.3476 | 17.1101 | 13.5401 | 231.6736 | 1.9351e-15 | 53.7345 | 0.18455 | 4.8988 | 306.8569 | 0.39927 | 79.4286 | 419.2921 | 6.9258 | 473.8585 | 0.10162 | 97.8259 | 7.0204 | 8.4452 | 0.80457 | 86.1725 | 0.71098 | 312.2366 | 31.7756 | 62.3698 | 2.5947 | 1.4459 | 351.5168 | 119.0937 | 110.4768 | 410.3142 | 167.0984 | 202.7386 | 360.8601 | 127.0027 | 130.3229
2573823 | VCUG_a | 8 | 00m_051004_345x211x716.dat | 0.0663;0.0663;0.0663 | 345;211;716 | (0.8757;68.3448;-6.5519) | 60 | 5.7448 | 47 | 77.7048 | 60 | iodine | [138] | [100] | 1 | 5 | 75 | abnormal | posterior urethral valve | 4.4039 | 3.485 | 15.3476 | 17.1101 | 13.5401 | 231.6736 | 1.2565e-15 | 106.5701 | 0.47197 | 9.4688 | 502.9191 | 1.1782 | 150.3171 | 614.9964 | 17.81 | 711.6186 | 0.055422 | 156.0152 | 17.194 | 20.0876 | 2.4375 | 168.9237 | 2.1583 | 551.1228 | 68.5555 | 127.8905 | 7.1467 | 4.6185 | 670.084 | 202.6607 | 191.7885 | 586.0579 | 244.5789 | 236.8305 | 618.0922 | 202.769 | 215.0927
2573823 | VCUG_a | 8 | 00m_051004_345x211x716.dat | 0.0663;0.0663;0.0663 | 345;211;716 | (0.8757;68.3448;-6.5519) | 60 | 6.3535 | 49 | 77.7048 | 60 | iodine | [138] | [100] | 1 | 5 | 75 | abnormal | posterior urethral valve | 4.4039 | 3.485 | 15.3476 | 17.1101 | 13.5401 | 231.6736 | 1.1998e-15 | 114.7789 | 0.55171 | 10.3952 | 526.7944 | 1.3547 | 159.962 | 627.7458 | 19.9277 | 735.8568 | 0.65772 | 162.9875 | 18.9034 | 21.9998 | 2.9362 | 180.5824 | 2.4246 | 580.6457 | 74.2341 | 135.6243 | 8.0059 | 4.8231 | 706.1765 | 213.3778 | 202.401 | 603.2273 | 252.6622 | 239.8527 | 649.8498 | 211.7306 | 224.5305
2573823 | VCUG_a | 8 | 00m_051004_345x211x716.dat | 0.0663;0.0663;0.0663 | 345;211;716 | (0.8757;68.3448;-6.5519) | 80 | 2.9 | 44 | 77.7048 | 60 | iodine | [138] | [100] | 1 | 5 | 75 | abnormal | posterior urethral valve | 4.4039 | 3.485 | 15.3476 | 17.1101 | 13.5401 | 231.6736 | 1.7324e-15 | 66.8942 | 0.29667 | 6.2704 | 348.076 | 0.74889 | 90.872 | 456.1492 | 10.2965 | 517.0057 | 0.55876 | 109.9549 | 9.9421 | 11.6599 | 1.6577 | 105.1582 | 1.2774 | 363.9612 | 40.9591 | 76.7012 | 3.9611 | 2.6602 | 422.0874 | 138.0981 | 128.812 | 443.4355 | 181.7029 | 208.1007 | 420.4365 | 142.6598 | 148.341
2573823 | VCUG_a | 8 | 00m_051004_345x211x716.dat | 0.0663;0.0663;0.0663 | 345;211;716 | (0.8757;68.3448;-6.5519) | 80 | 7.702 | 57 | 77.7048 | 60 | iodine | [138] | [100] | 1 | 5 | 75 | abnormal | posterior urethral valve | 4.4039 | 3.485 | 15.3476 | 17.1101 | 13.5401 | 231.6736 | 1.158e-15 | 120.7632 | 0.74439 | 11.825 | 547.5107 | 2.4199 | 173.0013 | 650.1473 | 23.9108 | 741.5143 | 0.36168 | 167.6816 | 22.27 | 25.1993 | 4.1851 | 190.9033 | 3.268 | 611.977 | 80.0212 | 147.4393 | 9.9899 | 6.1768 | 757.0328 | 227.3742 | 214.6908 | 616.0288 | 257.896 | 238.7264 | 671.2101 | 218.4186 | 235.8102
2573823 | VCUG_a | 8 | 00m_051004_345x211x716.dat | 0.0663;0.0663;0.0663 | 345;211;716 | (0.8757;68.3448;-6.5519) | 80 | 8.502 | 60 | 77.7048 | 60 | iodine | [138] | [100] | 1 | 5 | 75 | abnormal | posterior urethral valve | 4.4039 | 3.485 | 15.3476 | 17.1101 | 13.5401 | 231.6736 | 1.1293e-15 | 126.7372 | 0.82525 | 17.4954 | 561.701 | 2.4546 | 180.4534 | 658.4983 | 25.4599 | 752.338 | 0.76581 | 171.6336 | 23.8836 | 27.4267 | 3.5846 | 198.6245 | 3.6011 | 629.7186 | 84.9295 | 155.2601 | 10.7238 | 6.3463 | 790.4336 | 235.2482 | 222.0393 | 626.1413 | 262.2141 | 239.5947 | 692.5913 | 223.9388 | 243.2773
2573823 | VCUG_a | 8 | 00m_051004_345x211x716.dat | 0.0663;0.0663;0.0663 | 345;211;716 | (0.8757;68.3448;-6.5519) | 110 | 3.9 | 52 | 77.7048 | 60 | iodine | [138] | [100] | 1 | 5 | 75 | abnormal | posterior urethral valve | 4.4039 | 3.485 | 15.3476 | 17.1101 | 13.5401 | 231.6736 | 1.5486e-15 | 81.1886 | 0.46299 | 9.4032 | 405.1553 | 1.1446 | 121.7345 | 517.9076 | 14.4697 | 574.5259 | 1.1177 | 125.073 | 13.7587 | 15.9659 | 2.2056 | 128.1338 | 1.8546 | 435.2725 | 51.898 | 97.0286 | 6.1734 | 3.3113 | 517.6622 | 164.0057 | 152.6338 | 492.2292 | 202.5144 | 215.1704 | 492.1104 | 164.1185 | 174.0307
2573823 | VCUG_a | 8 | 00m_051004_345x211x716.dat | 0.0663;0.0663;0.0663 | 345;211;716 | (0.8757;68.3448;-6.5519) | 110 | 7.85 | 62 | 77.7048 | 60 | iodine | [138] | [100] | 1 | 5 | 75 | abnormal | posterior urethral valve | 4.4039 | 3.485 | 15.3476 | 17.1101 | 13.5401 | 231.6736 | 1.2368e-15 | 115.3251 | 0.78485 | 12.5909 | 530.1657 | 2.022 | 163.5316 | 638.1733 | 22.8823 | 709.6178 | 2.7524 | 159.3675 | 21.4156 | 24.5609 | 3.2099 | 181.797 | 3.1338 | 589.7728 | 75.7865 | 140.2207 | 9.972 | 5.8558 | 735.2977 | 220.0115 | 205.2921 | 598.1452 | 249.6344 | 232.7485 | 651.3286 | 210.3114 | 228.6426
2573823 | VCUG_a | 8 | 00m_051004_345x211x716.dat | 0.0663;0.0663;0.0663 | 345;211;716 | (0.8757;68.3448;-6.5519) | 110 | 9.9905 | 69 | 77.7048 | 60 | iodine | [138] | [100] | 1 | 5 | 75 | abnormal | posterior urethral valve | 4.4039 | 3.485 | 15.3476 | 17.1101 | 13.5401 | 231.6736 | 1.1957e-15 | 123.4507 | 0.97039 | 13.628 | 557.6566 | 2.1306 | 170.8622 | 671.4978 | 26.1479 | 727.925 | 1.6799 | 165.7523 | 24.1716 | 26.5585 | 4.0927 | 194.037 | 3.9739 | 626.8796 | 84.4275 | 152.3292 | 11.7596 | 7.7198 | 791.3857 | 235.1494 | 218.3894 | 618.6322 | 258.3093 | 233.7739 | 690.3989 | 219.7258 | 242.2668
2573823 | VCUG_a | 9 | 00m_051004_345x211x716.dat | 0.0663;0.0663;0.0663 | 345;211;716 | (-0.7309;68.4855;-6.5584) | 60 | 2.5 | 38 | 77.7048 | 60 | iodine | [138] | [100] | 1 | 5 | 75 | abnormal | posterior urethral valve | 4.3884 | 3.484 | 15.2891 | 17.0501 | 13.536 | 230.7904 | 1.9437e-15 | 52.8536 | 0.19327 | 4.2699 | 332.1704 | 0.28411 | 57.9882 | 419.5875 | 7.3634 | 435.3977 | 0.73773 | 53.3372 | 7.1674 | 8.7263 | 1.1039 | 119.1148 | 0.78671 | 375.7632 | 42.0606 | 73.0628 | 2.6012 | 1.2332 | 349.8997 | 118.85 | 110.2153 | 404.4379 | 165.9929 | 202.468 | 355.0498 | 123.9383 | 132.3665
2573823 | VCUG_a | 9 | 00m_051004_345x211x716.dat | 0.0663;0.0663;0.0663 | 345;211;716 | (-0.7309;68.4855;-6.5584) | 60 | 5.7448 | 47 | 77.7048 | 60 | iodine | [138] | [100] | 1 | 5 | 75 | abnormal | posterior urethral valve | 4.3884 | 3.484 | 15.2891 | 17.0501 | 13.536 | 230.7904 | 1.2621e-15 | 103.5469 | 0.47234 | 11.6969 | 531.774 | 1.6493 | 131.452 | 619.6966 | 18.3649 | 665.7139 | 0.73206 | 104.5372 | 17.43 | 20.1833 | 2.4484 | 212.2754 | 2.0543 | 632.3497 | 83.6361 | 143.7565 | 7.2437 | 4.124 | 666.3319 | 202.055 | 191.1434 | 576.1478 | 242.973 | 236.3234 | 604.6585 | 199.1005 | 218.3803
2573823 | VCUG_a | 9 | 00m_051004_345x211x716.dat | 0.0663;0.0663;0.0663 | 345;211;716 | (-0.7309;68.4855;-6.5584) | 60 | 6.3535 | 49 | 77.7048 | 60 | iodine | [138] | [100] | 1 | 5 | 75 | abnormal | posterior urethral valve | 4.3884 | 3.484 | 15.2891 | 17.0501 | 13.536 | 230.7904 | 1.2051e-15 | 111.9536 | 0.54511 | 12.7978 | 553.5444 | 1.8902 | 132.9901 | 634.0139 | 20.5394 | 689.7874 | 0.51746 | 111.9287 | 19.1958 | 22.1376 | 2.6859 | 223.4011 | 2.5658 | 662.0542 | 89.5895 | 149.5371 | 8.1904 | 4.489 | 707.463 | 212.928 | 201.8961 | 595.2067 | 250.996 | 239.7248 | 636.2047 | 207.5287 | 227.673
2573823 | VCUG_a | 9 | 00m_051004_345x211x716.dat | 0.0663;0.0663;0.0663 | 345;211;716 | (-0.7309;68.4855;-6.5584) | 80 | 2.9 | 44 | 77.7048 | 60 | iodine | [138] | [100] | 1 | 5 | 75 | abnormal | posterior urethral valve | 4.3884 | 3.484 | 15.2891 | 17.0501 | 13.536 | 230.7904 | 1.7402e-15 | 64.6831 | 0.2918 | 5.7661 | 371.8931 | 1.0638 | 71.6881 | 461.3036 | 10.6621 | 476.9226 | 0.07259 | 65.5853 | 9.953 | 11.9735 | 1.3396 | 138.3882 | 1.2311 | 427.9966 | 51.6809 | 88.5657 | 4.1204 | 2.3556 | 419.3653 | 137.7785 | 128.4687 | 438.0872 | 180.6453 | 207.9372 | 417.7103 | 139.8729 | 150.7143
2573823 | VCUG_a | 9 | 00m_051004_345x211x716.dat | 0.0663;0.0663;0.0663 | 345;211;716 | (-0.7309;68.4855;-6.5584) | 80 | 7.702 | 57 | 77.7048 | 60 | iodine | [138] | [100] | 1 | 5 | 75 | abnormal | posterior urethral valve | 4.3884 | 3.484 | 15.2891 | 17.0501 | 13.536 | 230.7904 | 1.1631e-15 | 123.0819 | 0.74839 | 12.9668 | 571.9146 | 1.9795 | 150.3016 | 661.4318 | 24.4977 | 699.493 | 2.2805 | 121.242 | 22.3286 | 24.159 | 3.6279 | 229.2095 | 3.2959 | 688.1013 | 93.6182 | 159.8276 | 10.2861 | 5.1179 | 752.1097 | 226.835 | 214.1101 | 607.5802 | 256.3415 | 238.2769 | 674.9299 | 215.959 | 238.7638
2573823 | VCUG_a | 9 | 00m_051004_345x211x716.dat | 0.0663;0.0663;0.0663 | 345;211;716 | (-0.7309;68.4855;-6.5584) | 80 | 8.502 | 60 | 77.7048 | 60 | iodine | [138] | [100] | 1 | 5 | 75 | abnormal | posterior urethral valve | 4.3884 | 3.484 | 15.2891 | 17.0501 | 13.536 | 230.7904 | 1.1343e-15 | 127.9446 | 0.8373 | 12.7892 | 585.1265 | 1.969 | 150.4163 | 671.619 | 25.76 | 709.6947 | 0.45228 | 126.6311 | 23.7561 | 26.6433 | 4.0576 | 234.4403 | 3.7143 | 707.0147 | 97.142 | 165.6765 | 11.0057 | 6.0055 | 784.5061 | 234.6561 | 221.377 | 619.3536 | 260.8395 | 238.7775 | 686.7382 | 220.064 | 245.1762
2573823 | VCUG_a | 9 | 00m_051004_345x211x716.dat | 0.0663;0.0663;0.0663 | 345;211;716 | (-0.7309;68.4855;-6.5584) | 110 | 3.9 | 52 | 77.7048 | 60 | iodine | [138] | [100] | 1 | 5 | 75 | abnormal | posterior urethral valve | 4.3884 | 3.484 | 15.2891 | 17.0501 | 13.536 | 230.7904 | 1.5555e-15 | 79.4602 | 0.47133 | 7.6542 | 427.8379 | 1.4957 | 93.1793 | 521.4286 | 14.9464 | 535.482 | 0.67753 | 81.421 | 13.7082 | 15.7866 | 2.506 | 160.8233 | 1.9998 | 501.615 | 63.5154 | 108.5313 | 6.1436 | 2.9951 | 513.2254 | 163.5765 | 152.1955 | 483.7594 | 201.3899 | 215.0552 | 488.1337 | 160.354 | 175.7481
2573823 | VCUG_a | 9 | 00m_051004_345x211x716.dat | 0.0663;0.0663;0.0663 | 345;211;716 | (-0.7309;68.4855;-6.5584) | 110 | 7.85 | 62 | 77.7048 | 60 | iodine | [138] | [100] | 1 | 5 | 75 | abnormal | posterior urethral valve | 4.3884 | 3.484 | 15.2891 | 17.0501 | 13.536 | 230.7904 | 1.2422e-15 | 114.7196 | 0.79881 | 13.2743 | 553.4891 | 1.6915 | 140.7289 | 653.9361 | 23.274 | 669.0539 | 2.9348 | 115.911 | 21.5553 | 23.6555 | 3.6985 | 213.8464 | 3.2836 | 665.0692 | 87.2612 | 149.2296 | 10.089 | 5.9396 | 727.11 | 219.4003 | 204.6325 | 590.4801 | 248.1414 | 232.3793 | 650.8691 | 207.0723 | 231.313
2573823 | VCUG_a | 9 | 00m_051004_345x211x716.dat | 0.0663;0.0663;0.0663 | 345;211;716 | (-0.7309;68.4855;-6.5584) | 110 | 9.9905 | 69 | 77.7048 | 60 | iodine | [138] | [100] | 1 | 5 | 75 | abnormal | posterior urethral valve | 4.3884 | 3.484 | 15.2891 | 17.0501 | 13.536 | 230.7904 | 1.201e-15 | 123.3589 | 0.96905 | 16.4101 | 578.9582 | 2.8984 | 149.5378 | 676.9958 | 26.5977 | 688.4033 | 3.1134 | 126.0151 | 24.3271 | 28.4154 | 4.3065 | 222.8287 | 3.9635 | 701.576 | 92.8335 | 160.2208 | 11.6906 | 7.3537 | 780.6539 | 234.4486 | 217.6533 | 611.9851 | 256.9162 | 233.7347 | 700.6435 | 217.7293 | 244.2717
2573823 | VCUG_a | 10 | 00m_051004_345x211x716.dat | 0.0663;0.0663;0.0663 | 345;211;716 | (-0.7309;68.4855;-6.5584) | 60 | 2.5 | 38 | 77.7048 | 60 | iodine | [138] | [70] | 1 | 5 | 75 | abnormal | posterior urethral valve | 4.3884 | 3.484 | 15.2891 | 17.0501 | 13.536 | 230.7904 | 1.9437e-15 | 52.8484 | 0.19351 | 4.2615 | 332.6232 | 0.28411 | 58.194 | 420.5959 | 7.3521 | 435.4852 | 0.73773 | 53.3784 | 7.1746 | 8.752 | 1.113 | 119.2023 | 0.79262 | 376.6532 | 42.11 | 73.0113 | 2.5996 | 1.2332 | 362.016 | 118.8929 | 110.2577 | 404.729 | 166.1983 | 202.5796 | 359.1194 | 124.3201 | 133.0351
2573823 | VCUG_a | 10 | 00m_051004_345x211x716.dat | 0.0663;0.0663;0.0663 | 345;211;716 | (-0.7309;68.4855;-6.5584) | 60 | 5.7448 | 47 | 77.7048 | 60 | iodine | [138] | [70] | 1 | 5 | 75 | abnormal | posterior urethral valve | 4.3884 | 3.484 | 15.2891 | 17.0501 | 13.536 | 230.7904 | 1.2621e-15 | 103.6578 | 0.47383 | 11.8807 | 532.4079 | 1.6543 | 131.5233 | 621.1465 | 18.4117 | 666.11 | 1.1906 | 104.6561 | 17.4482 | 20.1651 | 2.4487 | 212.4973 | 2.0564 | 634.275 | 83.6599 | 144.1844 | 7.2343 | 4.1266 | 685.0621 | 202.1667 | 191.2525 | 576.4915 | 243.4269 | 236.5415 | 609.7293 | 199.6157 | 219.4798
2573823 | VCUG_a | 10 | 00m_051004_345x211x716.dat | 0.0663;0.0663;0.0663 | 345;211;716 | (-0.7309;68.4855;-6.5584) | 60 | 6.3535 | 49 | 77.7048 | 60 | iodine | [138] | [70] | 1 | 5 | 75 | abnormal | posterior urethral valve | 4.3884 | 3.484 | 15.2891 | 17.0501 | 13.536 | 230.7904 | 1.2051e-15 | 112.0947 | 0.54649 | 12.9148 | 554.034 | 1.9017 | 133.0648 | 634.0637 | 20.5634 | 690.1609 | 0.51746 | 112.0698 | 19.2058 | 22.1036 | 2.6937 | 223.4509 | 2.551 | 664.0624 | 89.6807 | 149.9105 | 8.2103 | 4.4612 | 728.6488 | 213.0616 | 202.0247 | 595.551 | 251.5002 | 239.9047 | 640.7107 | 207.9929 | 228.721
2573823 | VCUG_a | 10 | 00m_051004_345x211x716.dat | 0.0663;0.0663;0.0663 | 345;211;716 | (-0.7309;68.4855;-6.5584) | 80 | 2.9 | 44 | 77.7048 | 60 | iodine | [138] | [70] | 1 | 5 | 75 | abnormal | posterior urethral valve | 4.3884 | 3.484 | 15.2891 | 17.0501 | 13.536 | 230.7904 | 1.7402e-15 | 64.7578 | 0.29268 | 5.9517 | 372.169 | 1.0771 | 71.7915 | 461.3495 | 10.6845 | 477.2272 | 0.07259 | 65.6485 | 9.9593 | 12.0683 | 1.3454 | 138.4054 | 1.2364 | 429.1517 | 51.7074 | 88.7036 | 4.1153 | 2.3548 | 433.8064 | 137.8532 | 128.5405 | 438.3528 | 180.9346 | 208.1001 | 421.0146 | 140.2194 | 151.4275
2573823 | VCUG_a | 10 | 00m_051004_345x211x716.dat | 0.0663;0.0663;0.0663 | 345;211;716 | (-0.7309;68.4855;-6.5584) | 80 | 7.702 | 57 | 77.7048 | 60 | iodine | [138] | [70] | 1 | 5 | 75 | abnormal | posterior urethral valve | 4.3884 | 3.484 | 15.2891 | 17.0501 | 13.536 | 230.7904 | 1.1631e-15 | 123.1335 | 0.74981 | 13.2462 | 572.697 | 1.9405 | 150.4305 | 663.9595 | 24.6 | 699.8971 | 2.2805 | 121.4398 | 22.3707 | 24.1212 | 3.6701 | 229.3212 | 3.292 | 689.881 | 93.5838 | 160.2661 | 10.2904 | 5.1223 | 775.9592 | 227.0076 | 214.2764 | 608.0504 | 256.9086 | 238.5852 | 683.665 | 216.7668 | 240.234
2573823 | VCUG_a | 10 | 00m_051004_345x211x716.dat | 0.0663;0.0663;0.0663 | 345;211;716 | (-0.7309;68.4855;-6.5584) | 80 | 8.502 | 60 | 77.7048 | 60 | iodine | [138] | [70] | 1 | 5 | 75 | abnormal | posterior urethral valve | 4.3884 | 3.484 | 15.2891 | 17.0501 | 13.536 | 230.7904 | 1.1343e-15 | 128.0152 | 0.83955 | 12.6605 | 585.9641 | 2.0215 | 150.0196 | 675.5244 | 25.8605 | 710.1972 | 0.45228 | 126.8427 | 23.8064 | 26.6812 | 4.1297 | 234.6695 | 3.6996 | 708.9365 | 97.3183 | 165.8969 | 11.0613 | 6.0523 | 803.7159 | 234.842 | 221.5632 | 619.8691 | 261.4594 | 239.0937 | 699.2479 | 221.1733 | 246.5468
2573823 | VCUG_a | 10 | 00m_051004_345x211x716.dat | 0.0663;0.0663;0.0663 | 345;211;716 | (-0.7309;68.4855;-6.5584) | 110 | 3.9 | 52 | 77.7048 | 60 | iodine | [138] | [70] | 1 | 5 | 75 | abnormal | posterior urethral valve | 4.3884 | 3.484 | 15.2891 | 17.0501 | 13.536 | 230.7904 | 1.5555e-15 | 79.6081 | 0.47246 | 7.6169 | 428.1979 | 1.4832 | 93.5843 | 523.6851 | 14.9695 | 535.7006 | 0.67753 | 81.5238 | 13.7429 | 15.7917 | 2.5463 | 161.0162 | 2.0093 | 502.8943 | 63.4968 | 108.7049 | 6.1472 | 2.9769 | 525.2473 | 163.685 | 152.3022 | 484.0807 | 201.7359 | 215.2267 | 494.0033 | 160.9346 | 176.5624
2573823 | VCUG_a | 10 | 00m_051004_345x211x716.dat | 0.0663;0.0663;0.0663 | 345;211;716 | (-0.7309;68.4855;-6.5584) | 110 | 7.85 | 62 | 77.7048 | 60 | iodine | [138] | [70] | 1 | 5 | 75 | abnormal | posterior urethral valve | 4.3884 | 3.484 | 15.2891 | 17.0501 | 13.536 | 230.7904 | 1.2422e-15 | 114.7598 | 0.80008 | 13.2719 | 554.2216 | 1.6846 | 140.8094 | 656.1418 | 23.3054 | 669.4081 | 2.9348 | 116.1364 | 21.5682 | 23.6282 | 3.7007 | 214.096 | 3.2689 | 666.7194 | 87.4303 | 149.4631 | 10.0922 | 6.016 | 745.1257 | 219.5563 | 204.7889 | 590.761 | 248.6445 | 232.6344 | 655.8601 | 207.5719 | 232.4209
2573823 | VCUG_a | 10 | 00m_051004_345x211x716.dat | 0.0663;0.0663;0.0663 | 345;211;716 | (-0.7309;68.4855;-6.5584) | 110 | 9.9905 | 69 | 77.7048 | 60 | iodine | [138] | [70] | 1 | 5 | 75 | abnormal | posterior urethral valve | 4.3884 | 3.484 | 15.2891 | 17.0501 | 13.536 | 230.7904 | 1.201e-15 | 123.6503 | 0.97147 | 16.2211 | 579.691 | 2.8768 | 148.9466 | 680.6845 | 26.631 | 688.7947 | 3.0422 | 126.1983 | 24.3629 | 28.3255 | 4.3095 | 223.1617 | 3.9802 | 703.4495 | 92.9001 | 160.4207 | 11.6914 | 7.29 | 804.2516 | 234.6409 | 217.8446 | 612.6054 | 257.4799 | 234.0263 | 704.7901 | 218.1646 | 245.6857
2573823 | VCUG_a | 11 | 00m_051004_345x211x716.dat | 0.0663;0.0663;0.0663 | 345;211;716 | (-0.7309;68.4855;-6.5584) | 60 | 2.5 | 38 | 77.7048 | 60 | iodine | [138] | [50] | 1 | 5 | 75 | abnormal | posterior urethral valve | 4.3884 | 3.484 | 15.2891 | 17.0501 | 13.536 | 230.7904 | 1.9437e-15 | 52.8433 | 0.19357 | 4.2555 | 332.8392 | 0.28411 | 58.5696 | 420.7965 | 7.3685 | 435.619 | 0.73773 | 53.4144 | 7.1766 | 8.6661 | 1.1029 | 119.2383 | 0.79514 | 377.3684 | 42.1064 | 73.1965 | 2.6077 | 1.2332 | 371.1482 | 118.934 | 110.2942 | 404.8842 | 166.3904 | 202.6525 | 361.8256 | 124.5911 | 133.5007
2573823 | VCUG_a | 11 | 00m_051004_345x211x716.dat | 0.0663;0.0663;0.0663 | 345;211;716 | (-0.7309;68.4855;-6.5584) | 60 | 5.7448 | 47 | 77.7048 | 60 | iodine | [138] | [50] | 1 | 5 | 75 | abnormal | posterior urethral valve | 4.3884 | 3.484 | 15.2891 | 17.0501 | 13.536 | 230.7904 | 1.2621e-15 | 103.84 | 0.47492 | 11.8007 | 532.7961 | 1.6497 | 131.3173 | 621.6773 | 18.4394 | 666.4349 | 0.73206 | 104.7987 | 17.4855 | 20.2118 | 2.4751 | 212.4735 | 2.0626 | 635.6933 | 83.8501 | 144.1527 | 7.2563 | 4.1718 | 699.1414 | 202.2586 | 191.3385 | 576.6932 | 243.8464 | 236.7661 | 615.9965 | 200.1757 | 220.2139
2573823 | VCUG_a | 11 | 00m_051004_345x211x716.dat | 0.0663;0.0663;0.0663 | 345;211;716 | (-0.7309;68.4855;-6.5584) | 60 | 6.3535 | 49 | 77.7048 | 60 | iodine | [138] | [50] | 1 | 5 | 75 | abnormal | posterior urethral valve | 4.3884 | 3.484 | 15.2891 | 17.0501 | 13.536 | 230.7904 | 1.2051e-15 | 112.1113 | 0.54766 | 12.8044 | 554.6896 | 1.9039 | 133.4797 | 635.1508 | 20.6049 | 690.3185 | 0.51746 | 112.2275 | 19.2556 | 22.1194 | 2.6934 | 223.6085 | 2.5874 | 665.3155 | 89.8135 | 150.118 | 8.1929 | 4.5013 | 743.1793 | 213.1728 | 202.1306 | 595.6762 | 251.9468 | 240.1539 | 647.3826 | 208.6109 | 229.5855
2573823 | VCUG_a | 11 | 00m_051004_345x211x716.dat | 0.0663;0.0663;0.0663 | 345;211;716 | (-0.7309;68.4855;-6.5584) | 80 | 2.9 | 44 | 77.7048 | 60 | iodine | [138] | [50] | 1 | 5 | 75 | abnormal | posterior urethral valve | 4.3884 | 3.484 | 15.2891 | 17.0501 | 13.536 | 230.7904 | 1.7402e-15 | 64.8267 | 0.2932 | 5.8914 | 372.6632 | 1.0631 | 72.2053 | 461.3438 | 10.7225 | 477.3192 | 0.096571 | 65.7347 | 9.9743 | 11.9689 | 1.3399 | 138.4284 | 1.2304 | 430.0366 | 51.8212 | 88.7726 | 4.1348 | 2.3935 | 441.4952 | 137.9031 | 128.5921 | 438.5695 | 181.1641 | 208.196 | 422.8592 | 140.4357 | 151.8311
2573823 | VCUG_a | 11 | 00m_051004_345x211x716.dat | 0.0663;0.0663;0.0663 | 345;211;716 | (-0.7309;68.4855;-6.5584) | 80 | 7.702 | 57 | 77.7048 | 60 | iodine | [138] | [50] | 1 | 5 | 75 | abnormal | posterior urethral valve | 4.3884 | 3.484 | 15.2891 | 17.0501 | 13.536 | 230.7904 | 1.1631e-15 | 123.271 | 0.75169 | 13.045 | 573.3504 | 1.9501 | 151.617 | 665.9369 | 24.6233 | 700.2582 | 2.3494 | 121.5773 | 22.4257 | 24.1813 | 3.609 | 229.8285 | 3.3023 | 691.6005 | 93.816 | 160.2747 | 10.3075 | 5.1211 | 790.979 | 227.1411 | 214.4102 | 608.0909 | 257.3713 | 238.8146 | 688.2646 | 217.3325 | 241.1504
2573823 | VCUG_a | 11 | 00m_051004_345x211x716.dat | 0.0663;0.0663;0.0663 | 345;211;716 | (-0.7309;68.4855;-6.5584) | 80 | 8.502 | 60 | 77.7048 | 60 | iodine | [138] | [50] | 1 | 5 | 75 | abnormal | posterior urethral valve | 4.3884 | 3.484 | 15.2891 | 17.0501 | 13.536 | 230.7904 | 1.1343e-15 | 128.0945 | 0.83951 | 12.8703 | 586.7222 | 1.9753 | 151.5535 | 676.9261 | 25.8419 | 710.5939 | 0.45228 | 126.9837 | 23.8399 | 26.7262 | 4.0706 | 234.8899 | 3.7499 | 710.1796 | 97.2742 | 166.2231 | 11.0718 | 5.9984 | 814.5241 | 235.0045 | 221.7231 | 620.4261 | 261.9644 | 239.4025 | 701.6635 | 221.6036 | 247.3322
2573823 | VCUG_a | 11 | 00m_051004_345x211x716.dat | 0.0663;0.0663;0.0663 | 345;211;716 | (-0.7309;68.4855;-6.5584) | 110 | 3.9 | 52 | 77.7048 | 60 | iodine | [138] | [50] | 1 | 5 | 75 | abnormal | posterior urethral valve | 4.3884 | 3.484 | 15.2891 | 17.0501 | 13.536 | 230.7904 | 1.5555e-15 | 79.6981 | 0.47218 | 7.5622 | 428.6157 | 1.4847 | 93.7836 | 524.0837 | 14.9856 | 535.8999 | 0.67753 | 81.6203 | 13.7435 | 15.8335 | 2.5639 | 161.1769 | 2.0393 | 503.8136 | 63.5662 | 108.8463 | 6.1489 | 3.0709 | 538.3171 | 163.767 | 152.3826 | 484.4505 | 202.0317 | 215.3983 | 495.8805 | 161.1863 | 177.2298
2573823 | VCUG_a | 11 | 00m_051004_345x211x716.dat | 0.0663;0.0663;0.0663 | 345;211;716 | (-0.7309;68.4855;-6.5584) | 110 | 7.85 | 62 | 77.7048 | 60 | iodine | [138] | [50] | 1 | 5 | 75 | abnormal | posterior urethral valve | 4.3884 | 3.484 | 15.2891 | 17.0501 | 13.536 | 230.7904 | 1.2422e-15 | 115.0899 | 0.80152 | 13.119 | 554.6 | 1.7 | 141.0992 | 658.6936 | 23.3174 | 669.7542 | 2.9348 | 116.2491 | 21.5875 | 23.7296 | 3.696 | 214.3294 | 3.2951 | 667.9189 | 87.5108 | 149.616 | 10.1083 | 6.0897 | 755.8 | 219.704 | 204.94 | 591.0191 | 249.0987 | 232.8493 | 664.079 | 208.3631 | 233.2278
2573823 | VCUG_a | 11 | 00m_051004_345x211x716.dat | 0.0663;0.0663;0.0663 | 345;211;716 | (-0.7309;68.4855;-6.5584) | 110 | 9.9905 | 69 | 77.7048 | 60 | iodine | [138] | [50] | 1 | 5 | 75 | abnormal | posterior urethral valve | 4.3884 | 3.484 | 15.2891 | 17.0501 | 13.536 | 230.7904 | 1.201e-15 | 123.7336 | 0.97513 | 16.4193 | 580.074 | 2.9515 | 148.7717 | 680.6929 | 26.6585 | 689.3026 | 3.1008 | 126.3232 | 24.3912 | 28.4004 | 4.2825 | 223.3616 | 4.0158 | 704.6402 | 93.1166 | 160.5955 | 11.6881 | 7.4013 | 807.3824 | 234.7876 | 217.9867 | 613.0294 | 257.9352 | 234.2416 | 707.6212 | 218.5145 | 245.9818
2573823 | VCUG_a | 12 | 00m_051004_345x211x716.dat | 0.0663;0.0663;0.0663 | 345;211;716 | (-0.7309;68.4855;-6.5584) | 60 | 2.5 | 38 | 77.7048 | 60 | iodine | [138] | [30] | 1 | 5 | 75 | abnormal | posterior urethral valve | 4.3884 | 3.484 | 15.2891 | 17.0501 | 13.536 | 230.7904 | 1.9437e-15 | 52.9668 | 0.1938 | 4.2555 | 333.0399 | 0.28411 | 58.5644 | 422.1548 | 7.3618 | 435.7888 | 0.73773 | 53.471 | 7.1962 | 8.7294 | 1.1057 | 119.3978 | 0.7882 | 378.2996 | 42.129 | 73.2583 | 2.6146 | 1.238 | 382.2149 | 118.9793 | 110.3373 | 405.0055 | 166.6538 | 202.777 | 363.8321 | 124.8145 | 134.1247
2573823 | VCUG_a | 12 | 00m_051004_345x211x716.dat | 0.0663;0.0663;0.0663 | 345;211;716 | (-0.7309;68.4855;-6.5584) | 60 | 5.7448 | 47 | 77.7048 | 60 | iodine | [138] | [30] | 1 | 5 | 75 | abnormal | posterior urethral valve | 4.3884 | 3.484 | 15.2891 | 17.0501 | 13.536 | 230.7904 | 1.2621e-15 | 103.8717 | 0.47425 | 11.6945 | 533.327 | 1.6512 | 131.9432 | 623.6106 | 18.5099 | 666.5141 | 0.73206 | 104.9413 | 17.514 | 20.2118 | 2.4739 | 212.7191 | 2.0892 | 637.0481 | 83.9689 | 144.3508 | 7.2741 | 4.2213 | 713.1019 | 202.3764 | 191.4609 | 576.9846 | 244.3415 | 237.004 | 622.9133 | 200.8507 | 221.1118
2573823 | VCUG_a | 12 | 00m_051004_345x211x716.dat | 0.0663;0.0663;0.0663 | 345;211;716 | (-0.7309;68.4855;-6.5584) | 60 | 6.3535 | 49 | 77.7048 | 60 | iodine | [138] | [30] | 1 | 5 | 75 | abnormal | posterior urethral valve | 4.3884 | 3.484 | 15.2891 | 17.0501 | 13.536 | 230.7904 | 1.2051e-15 | 112.3769 | 0.54871 | 12.7721 | 555.3285 | 1.9034 | 132.9652 | 637.7565 | 20.6696 | 690.7417 | 0.51746 | 112.3935 | 19.2971 | 22.1932 | 2.7066 | 223.9073 | 2.5704 | 666.9171 | 89.9795 | 150.2839 | 8.2303 | 4.5519 | 755.295 | 213.2962 | 202.2577 | 596.0909 | 252.5014 | 240.3823 | 658.9589 | 209.6268 | 230.528
2573823 | VCUG_a | 12 | 00m_051004_345x211x716.dat | 0.0663;0.0663;0.0663 | 345;211;716 | (-0.7309;68.4855;-6.5584) | 80 | 2.9 | 44 | 77.7048 | 60 | iodine | [138] | [30] | 1 | 5 | 75 | abnormal | posterior urethral valve | 4.3884 | 3.484 | 15.2891 | 17.0501 | 13.536 | 230.7904 | 1.7402e-15 | 64.8727 | 0.29295 | 5.8914 | 372.9792 | 1.0944 | 72.1938 | 463.0505 | 10.7156 | 477.5318 | 0.07259 | 65.8151 | 10.0116 | 11.9608 | 1.4014 | 138.6181 | 1.2353 | 430.663 | 51.7804 | 88.8645 | 4.1384 | 2.3751 | 452.9308 | 137.9729 | 128.6577 | 438.7213 | 181.4633 | 208.3302 | 426.899 | 140.8235 | 152.5376
2573823 | VCUG_a | 12 | 00m_051004_345x211x716.dat | 0.0663;0.0663;0.0663 | 345;211;716 | (-0.7309;68.4855;-6.5584) | 80 | 7.702 | 57 | 77.7048 | 60 | iodine | [138] | [30] | 1 | 5 | 75 | abnormal | posterior urethral valve | 4.3884 | 3.484 | 15.2891 | 17.0501 | 13.536 | 230.7904 | 1.1631e-15 | 123.5891 | 0.75036 | 13.0673 | 574.0468 | 2.0075 | 151.8663 | 667.3899 | 24.6774 | 700.6021 | 2.2805 | 121.8008 | 22.4575 | 24.2854 | 3.6056 | 229.7683 | 3.3471 | 692.8213 | 93.9191 | 160.6616 | 10.3256 | 5.1731 | 797.5389 | 227.2968 | 214.5675 | 608.5774 | 257.931 | 239.0799 | 686.6397 | 217.3756 | 241.7092
2573823 | VCUG_a | 12 | 00m_051004_345x211x716.dat | 0.0663;0.0663;0.0663 | 345;211;716 | (-0.7309;68.4855;-6.5584) | 80 | 8.502 | 60 | 77.7048 | 60 | iodine | [138] | [30] | 1 | 5 | 75 | abnormal | posterior urethral valve | 4.3884 | 3.484 | 15.2891 | 17.0501 | 13.536 | 230.7904 | 1.1343e-15 | 128.4207 | 0.83901 | 12.9346 | 586.9955 | 2.0278 | 151.3684 | 678.9273 | 25.9107 | 711.0259 | 0.45228 | 127.2217 | 23.9157 | 26.8302 | 4.1235 | 235.4012 | 3.7719 | 711.6783 | 97.4417 | 166.5317 | 11.0507 | 6.0327 | 822.2821 | 235.1794 | 221.896 | 620.8002 | 262.5 | 239.6084 | 699.9973 | 221.6526 | 247.9352
2573823 | VCUG_a | 12 | 00m_051004_345x211x716.dat | 0.0663;0.0663;0.0663 | 345;211;716 | (-0.7309;68.4855;-6.5584) | 110 | 3.9 | 52 | 77.7048 | 60 | iodine | [138] | [30] | 1 | 5 | 75 | abnormal | posterior urethral valve | 4.3884 | 3.484 | 15.2891 | 17.0501 | 13.536 | 230.7904 | 1.5555e-15 | 79.8652 | 0.47274 | 7.4426 | 429.0272 | 1.4718 | 93.0764 | 523.7687 | 15.0203 | 536.0863 | 0.67753 | 81.7424 | 13.7795 | 15.9229 | 2.5244 | 161.3505 | 2.0172 | 504.5915 | 63.6614 | 108.917 | 6.1267 | 3.023 | 546.8867 | 163.8484 | 152.465 | 484.6081 | 202.372 | 215.5377 | 497.7834 | 161.36 | 177.6344
2573823 | VCUG_a | 12 | 00m_051004_345x211x716.dat | 0.0663;0.0663;0.0663 | 345;211;716 | (-0.7309;68.4855;-6.5584) | 110 | 7.85 | 62 | 77.7048 | 60 | iodine | [138] | [30] | 1 | 5 | 75 | abnormal | posterior urethral valve | 4.3884 | 3.484 | 15.2891 | 17.0501 | 13.536 | 230.7904 | 1.2422e-15 | 115.2509 | 0.80225 | 12.9853 | 555.1957 | 1.7308 | 141.1233 | 658.7661 | 23.3891 | 670.1809 | 2.9348 | 116.4342 | 21.6575 | 23.7079 | 3.7288 | 214.5146 | 3.3419 | 668.8446 | 87.4947 | 149.7851 | 10.1494 | 6.0214 | 761.0083 | 219.8361 | 205.0661 | 591.5125 | 249.5319 | 233.1111 | 664.3286 | 208.5292 | 233.57
2573823 | VCUG_a | 12 | 00m_051004_345x211x716.dat | 0.0663;0.0663;0.0663 | 345;211;716 | (-0.7309;68.4855;-6.5584) | 110 | 9.9905 | 69 | 77.7048 | 60 | iodine | [138] | [30] | 1 | 5 | 75 | abnormal | posterior urethral valve | 4.3884 | 3.484 | 15.2891 | 17.0501 | 13.536 | 230.7904 | 1.201e-15 | 123.9251 | 0.97588 | 16.1603 | 580.7484 | 2.9007 | 149.5628 | 682.0668 | 26.7201 | 689.7356 | 3.0422 | 126.5147 | 24.4694 | 28.318 | 4.3181 | 223.6946 | 4.0205 | 706.0558 | 93.2165 | 160.8703 | 11.7047 | 7.3502 | 814.4517 | 234.9551 | 218.1531 | 613.3356 | 258.3761 | 234.443 | 711.085 | 218.9675 | 246.5472
2573823 | VCUG_a | 13 | 00m_051004_345x211x716.dat | 0.0663;0.0663;0.0663 | 345;211;716 | (0.0901;67.0610;-3.1626) | 60 | 2.5 | 38 | 76.6025 | 60 | iodine | [138] | [20] | 1 | 5 | 75 | abnormal | posterior urethral valve | 4.788 | 5.6344 | 26.9774 | 18.3385 | 21.5806 | 395.7548 | 1.1299e-15 | 1019.9031 | 0.9876 | 137.5595 | 433.1667 | 3.858 | 474.6213 | 1026.8063 | 162.2959 | 1088.935 | 2.9994 | 609.9063 | 253.0376 | 230.0446 | 8.3394 | 764.2989 | 7.4631 | 460.222 | 929.2765 | 546.9279 | 35.2293 | 14.5321 | 469.559 | 267.5393 | 266.8794 | 601.9149 | 265.4061 | 337.5603 | 496.4726 | 396.5521 | 385.4091
2573823 | VCUG_a | 13 | 00m_051004_345x211x716.dat | 0.0663;0.0663;0.0663 | 345;211;716 | (0.0901;67.0610;-3.1626) | 60 | 5.7448 | 47 | 76.6025 | 60 | iodine | [138] | [20] | 1 | 5 | 75 | abnormal | posterior urethral valve | 4.788 | 5.6344 | 26.9774 | 18.3385 | 21.5806 | 395.7548 | 7.3366e-16 | 1423.9508 | 2.7892 | 269.1972 | 746.937 | 8.846 | 815.9196 | 1190.424 | 308.0025 | 1529.994 | 5.1844 | 971.7813 | 392.3464 | 398.7389 | 20.0078 | 1172.6774 | 18.0791 | 821.3172 | 1323.0189 | 928.1237 | 77.4197 | 34.9507 | 846.1651 | 430.9277 | 436.7344 | 857.046 | 389.407 | 397.0481 | 796.0876 | 600.5341 | 598.0138
2573823 | VCUG_a | 13 | 00m_051004_345x211x716.dat | 0.0663;0.0663;0.0663 | 345;211;716 | (0.0901;67.0610;-3.1626) | 60 | 6.3535 | 49 | 76.6025 | 60 | iodine | [138] | [20] | 1 | 5 | 75 | abnormal | posterior urethral valve | 4.788 | 5.6344 | 26.9774 | 18.3385 | 21.5806 | 395.7548 | 7.0051e-16 | 1461.9336 | 3.2102 | 293.7286 | 780.3308 | 9.4408 | 878.2879 | 1195.3281 | 325.9765 | 1568.5701 | 4.0819 | 1011.5478 | 408.1023 | 420.9501 | 21.8669 | 1212.073 | 20.428 | 864.1411 | 1356.9245 | 972.5334 | 83.649 | 39.928 | 889.5368 | 451.3818 | 458.318 | 888.7893 | 402.6815 | 402.6831 | 833.1209 | 624.3677 | 622.6045
2573823 | VCUG_a | 13 | 00m_051004_345x211x716.dat | 0.0663;0.0663;0.0663 | 345;211;716 | (0.0901;67.0610;-3.1626) | 80 | 2.9 | 44 | 76.6025 | 60 | iodine | [138] | [20] | 1 | 5 | 75 | abnormal | posterior urethral valve | 4.788 | 5.6344 | 26.9774 | 18.3385 | 21.5806 | 395.7548 | 1.0116e-15 | 1094.121 | 1.6275 | 179.2923 | 497.0698 | 4.9306 | 556.2639 | 1053.1953 | 194.6444 | 1160.1558 | 3.7272 | 680.425 | 280.717 | 269.0126 | 11.7143 | 842.665 | 10.6298 | 538.1043 | 996.2551 | 626.2923 | 45.5136 | 21.1964 | 551.5683 | 303.1974 | 303.4802 | 648.7721 | 289.534 | 347.133 | 562.6301 | 437.2991 | 430.6366
2573823 | VCUG_a | 13 | 00m_051004_345x211x716.dat | 0.0663;0.0663;0.0663 | 345;211;716 | (0.0901;67.0610;-3.1626) | 80 | 7.702 | 57 | 76.6025 | 60 | iodine | [138] | [20] | 1 | 5 | 75 | abnormal | posterior urethral valve | 4.788 | 5.6344 | 26.9774 | 18.3385 | 21.5806 | 395.7548 | 6.7614e-16 | 1478.9818 | 4.2924 | 325.5387 | 815.7176 | 14.2896 | 951.3403 | 1186.1582 | 343.0498 | 1566.9813 | 11.1932 | 1037.0916 | 418.1821 | 445.6172 | 24.3943 | 1240.2002 | 23.9048 | 902.6818 | 1359.8942 | 1005.7077 | 92.6064 | 47.3052 | 937.3935 | 474.2516 | 478.735 | 904.0594 | 411.8418 | 400.1626 | 866.2249 | 642.6059 | 644.5003
2573823 | VCUG_a | 13 | 00m_051004_345x211x716.dat | 0.0663;0.0663;0.0663 | 345;211;716 | (0.0901;67.0610;-3.1626) | 80 | 8.502 | 60 | 76.6025 | 60 | iodine | [138] | [20] | 1 | 5 | 75 | abnormal | posterior urethral valve | 4.788 | 5.6344 | 26.9774 | 18.3385 | 21.5806 | 395.7548 | 6.594e-16 | 1503.6774 | 4.7901 | 332.7402 | 836.7261 | 14.3595 | 954.8025 | 1190.6824 | 354.3506 | 1580.5196 | 14.668 | 1058.29 | 426.4613 | 459.6883 | 27.9783 | 1264.9313 | 25.1212 | 929.9164 | 1373.2717 | 1024.8203 | 96.1278 | 49.6858 | 966.874 | 488.1918 | 492.3547 | 919.3559 | 419.0968 | 402.6932 | 884.178 | 653.3404 | 657.3593
2573823 | VCUG_a | 13 | 00m_051004_345x211x716.dat | 0.0663;0.0663;0.0663 | 345;211;716 | (0.0901;67.0610;-3.1626) | 110 | 3.9 | 52 | 76.6025 | 60 | iodine | [138] | [20] | 1 | 5 | 75 | abnormal | posterior urethral valve | 4.788 | 5.6344 | 26.9774 | 18.3385 | 21.5806 | 395.7548 | 9.0427e-16 | 1192.0072 | 2.558 | 224.3791 | 589.0699 | 7.909 | 661.0614 | 1088.189 | 236.2671 | 1259.4647 | 6.909 | 776.7676 | 317.2051 | 323.6522 | 16.0449 | 944.7478 | 14.5531 | 639.2649 | 1087.2269 | 731.5821 | 58.7267 | 29.1604 | 659.6791 | 350.7135 | 349.6728 | 718.5075 | 322.7236 | 359.3326 | 643.0469 | 491.6976 | 490.4443
2573823 | VCUG_a | 13 | 00m_051004_345x211x716.dat | 0.0663;0.0663;0.0663 | 345;211;716 | (0.0901;67.0610;-3.1626) | 110 | 7.85 | 62 | 76.6025 | 60 | iodine | [138] | [20] | 1 | 5 | 75 | abnormal | posterior urethral valve | 4.788 | 5.6344 | 26.9774 | 18.3385 | 21.5806 | 395.7548 | 7.2216e-16 | 1428.9063 | 4.4385 | 320.0257 | 782.9421 | 12.4692 | 881.7843 | 1168.4103 | 327.6141 | 1496.7583 | 10.3114 | 995.0001 | 398.8586 | 423.1468 | 25.9651 | 1193.1278 | 23.726 | 867.0646 | 1304.6819 | 962.182 | 87.0208 | 43.5512 | 893.4299 | 455.9468 | 454.7316 | 875.5282 | 398.0253 | 390.3337 | 834.2464 | 615.1586 | 620.6239
2573823 | VCUG_a | 13 | 00m_051004_345x211x716.dat | 0.0663;0.0663;0.0663 | 345;211;716 | (0.0901;67.0610;-3.1626) | 110 | 9.9905 | 69 | 76.6025 | 60 | iodine | [138] | [20] | 1 | 5 | 75 | abnormal | posterior urethral valve | 4.788 | 5.6344 | 26.9774 | 18.3385 | 21.5806 | 395.7548 | 6.9821e-16 | 1460.4485 | 5.3891 | 366.1219 | 829.4924 | 15.6142 | 944.6869 | 1176.0929 | 351.2696 | 1515.7327 | 11.2721 | 1036.178 | 412.8556 | 447.8737 | 27.9099 | 1228.6702 | 26.4777 | 922.473 | 1328.1245 | 1011.2715 | 96.0957 | 51.811 | 952.6645 | 481.0747 | 476.9763 | 905.5342 | 412.0516 | 392.5309 | 882.9576 | 638.8046 | 651.3967
2573823 | VCUG_a | 1 | 01f_076010_393x248x546.dat | 0.0663;0.0663;0.1400 | 393;248;546 | (0.1855;68.2875;0.8176) | 60 | 2.5 | 38 | 81.3761 | 60 | iodine | [138] | [0] | 1 | 5 | 90 | abnormal | VUR - grade 3 | 6.6306 | 7.5625 | 50.144 | 26.9788 | 30.7702 | 830.1433 | 6.2113e-16 | 847.9167 | 0.58461 | 82.2528 | 374.5729 | 2.1437 | 403.3107 | 391.4614 | 207.1694 | 901.8503 | 1.0523 | 419.1365 | 331.7158 | 114.0977 | 3.9993 | 520.7571 | 5.9863 | 385.263 | 692.6363 | 402.2481 | 42.1873 | 21.6475 | 472.4906 | 239.3499 | 306.5017 | 319.5974 | 121.1258 | 271.8259 | 437.957 | 301.8659 | 286.1014
2573823 | VCUG_a | 1 | 01f_076010_393x248x546.dat | 0.0663;0.0663;0.1400 | 393;248;546 | (0.1855;68.2875;0.8176) | 60 | 5.7448 | 47 | 81.3761 | 60 | iodine | [138] | [0] | 1 | 5 | 90 | abnormal | VUR - grade 3 | 6.6306 | 7.5625 | 50.144 | 26.9788 | 30.7702 | 830.1433 | 4.0331e-16 | 1287.1706 | 1.762 | 171.3194 | 694.8733 | 5.1657 | 769.4807 | 738.8096 | 401.9727 | 1396.0693 | 1.409 | 746.62 | 521.781 | 225.4836 | 11.5675 | 920.6048 | 15.0618 | 742.2561 | 1076.316 | 749.8185 | 96.0103 | 55.513 | 850.758 | 424.6887 | 555.9224 | 555.4937 | 197.2266 | 322.1583 | 828.0956 | 515.3467 | 512.5281
2573823 | VCUG_a | 1 | 01f_076010_393x248x546.dat | 0.0663;0.0663;0.1400 | 393;248;546 | (0.1855;68.2875;0.8176) | 60 | 6.3535 | 49 | 81.3761 | 60 | iodine | [138] | [0] | 1 | 5 | 90 | abnormal | VUR - grade 3 | 6.6306 | 7.5625 | 50.144 | 26.9788 | 30.7702 | 830.1433 | 3.8508e-16 | 1334.9459 | 2.0553 | 185.4449 | 739.0686 | 5.6001 | 821.4412 | 792.9796 | 429.3661 | 1449.6755 | 3.3268 | 790.2788 | 543.6283 | 239.8389 | 12.8342 | 970.2677 | 16.3546 | 793.0834 | 1118.445 | 800.6663 | 105.0355 | 59.7228 | 897.3477 | 450.8943 | 591.6285 | 582.9617 | 206.9963 | 327.5534 | 876.0534 | 541.5859 | 543.6564
2573823 | VCUG_a | 1 | 01f_076010_393x248x546.dat | 0.0663;0.0663;0.1400 | 393;248;546 | (0.1855;68.2875;0.8176) | 80 | 2.9 | 44 | 81.3761 | 60 | iodine | [138] | [0] | 1 | 5 | 90 | abnormal | VUR - grade 3 | 6.6306 | 7.5625 | 50.144 | 26.9788 | 30.7702 | 830.1433 | 5.5611e-16 | 929.243 | 1.0816 | 112.1544 | 449.3727 | 2.743 | 483.7545 | 474.134 | 253.134 | 996.8018 | 1.5457 | 493.213 | 370.5931 | 139.2138 | 6.4266 | 610.0787 | 8.7803 | 471.113 | 766.1633 | 481.8484 | 56.3901 | 32.8083 | 555.8447 | 283.72 | 365.8618 | 372.2668 | 137.6575 | 280.7236 | 536.8376 | 348.2531 | 338.8514
2573823 | VCUG_a | 1 | 01f_076010_393x248x546.dat | 0.0663;0.0663;0.1400 | 393;248;546 | (0.1855;68.2875;0.8176) | 80 | 7.702 | 57 | 81.3761 | 60 | iodine | [138] | [0] | 1 | 5 | 90 | abnormal | VUR - grade 3 | 6.6306 | 7.5625 | 50.144 | 26.9788 | 30.7702 | 830.1433 | 3.7169e-16 | 1376.9454 | 3.0036 | 216.8449 | 794.5168 | 8.1666 | 876.8984 | 849.106 | 465.6631 | 1482.707 | 5.7831 | 840.1199 | 563.2726 | 256.4241 | 14.9847 | 1024.7924 | 21.0896 | 855.025 | 1143.7103 | 853.0341 | 119.1708 | 70.4763 | 952.796 | 487.192 | 637.3035 | 618.6415 | 217.1414 | 328.6996 | 945.2896 | 570.384 | 580.8514
2573823 | VCUG_a | 1 | 01f_076010_393x248x546.dat | 0.0663;0.0663;0.1400 | 393;248;546 | (0.1855;68.2875;0.8176) | 80 | 8.502 | 60 | 81.3761 | 60 | iodine | [138] | [0] | 1 | 5 | 90 | abnormal | VUR - grade 3 | 6.6306 | 7.5625 | 50.144 | 26.9788 | 30.7702 | 830.1433 | 3.6247e-16 | 1402.4238 | 3.3401 | 231.1514 | 825.111 | 9.4735 | 919.2699 | 895.7922 | 486.768 | 1511.7563 | 4.0701 | 870.1903 | 576.5955 | 272.1172 | 16.8374 | 1060.9358 | 23.2089 | 890.4401 | 1165.2748 | 884.6741 | 127.0828 | 72.5628 | 984.0196 | 506.7655 | 662.8437 | 636.071 | 223.7114 | 331.0989 | 996.9033 | 590.2172 | 603.5657
2573823 | VCUG_a | 1 | 01f_076010_393x248x546.dat | 0.0663;0.0663;0.1400 | 393;248;546 | (0.1855;68.2875;0.8176) | 110 | 3.9 | 52 | 81.3761 | 60 | iodine | [138] | [0] | 1 | 5 | 90 | abnormal | VUR - grade 3 | 6.6306 | 7.5625 | 50.144 | 26.9788 | 30.7702 | 830.1433 | 4.9711e-16 | 1045.8574 | 1.8414 | 150.4988 | 549.6127 | 5.2473 | 595.9401 | 603.5642 | 316.3059 | 1122.6406 | 2.8225 | 592.2187 | 423.1225 | 173.5478 | 10.0788 | 723.3557 | 13.1507 | 582.2008 | 866.8037 | 587.8937 | 74.7073 | 40.9685 | 664.1137 | 342.5243 | 441.6114 | 442.1365 | 160.2745 | 292.8441 | 664.8178 | 410.7813 | 410.3456
2573823 | VCUG_a | 1 | 01f_076010_393x248x546.dat | 0.0663;0.0663;0.1400 | 393;248;546 | (0.1855;68.2875;0.8176) | 110 | 7.85 | 62 | 81.3761 | 60 | iodine | [138] | [0] | 1 | 5 | 90 | abnormal | VUR - grade 3 | 6.6306 | 7.5625 | 50.144 | 26.9788 | 30.7702 | 830.1433 | 3.9701e-16 | 1319.9364 | 3.2231 | 223.5955 | 764.6629 | 9.2743 | 847.7839 | 821.9156 | 449.5083 | 1415.2737 | 6.4807 | 808.7674 | 540.7399 | 251.5191 | 14.7066 | 982.8681 | 21.4215 | 824.5856 | 1095.7112 | 819.4724 | 115.1528 | 65.6832 | 911.0818 | 468.9622 | 607.2374 | 601.173 | 209.5185 | 321.125 | 924.2048 | 550.0149 | 560.8591
2573823 | VCUG_a | 1 | 01f_076010_393x248x546.dat | 0.0663;0.0663;0.1400 | 393;248;546 | (0.1855;68.2875;0.8176) | 110 | 9.9905 | 69 | 81.3761 | 60 | iodine | [138] | [0] | 1 | 5 | 90 | abnormal | VUR - grade 3 | 6.6306 | 7.5625 | 50.144 | 26.9788 | 30.7702 | 830.1433 | 3.8386e-16 | 1358.7605 | 3.9563 | 272.9348 | 823.207 | 10.411 | 912.1968 | 916.0262 | 490.8242 | 1464.9699 | 3.8524 | 866.1909 | 565.5641 | 275.592 | 15.561 | 1046.4629 | 24.5337 | 893.4922 | 1135.14 | 881.8475 | 129.7775 | 75.623 | 969.0658 | 505.2059 | 652.0545 | 638.8494 | 221.5156 | 325.0137 | 987.3274 | 581.743 | 606.4568
2573823 | VCUG_a | 2 | 01f_076010_393x248x546.dat | 0.0663;0.0663;0.1400 | 393;248;546 | (0.1745;68.2875;-6.4272) | 60 | 2.5 | 38 | 81.3761 | 60 | iodine | [138] | [10] | 0 | 5 | 90 | abnormal | VUR - grade 3 | 4.4204 | 3.1204 | 13.7936 | 17.9858 | 12.6964 | 228.3554 | 2.0814e-15 | 4.927 | 0.027537 | 0.65865 | 208.8666 | 0.047026 | 15.1236 | 347.2751 | 1.4335 | 23.2678 | 0.12389 | 8.3858 | 1.4613 | 0.78832 | 0.08417 | 22.4606 | 0.13426 | 125.2008 | 5.6794 | 10.9932 | 0.50385 | 0.30883 | 447.1849 | 76.2873 | 114.1548 | 87.7001 | 73.8428 | 75.545 | 418.0263 | 49.8656 | 89.7233
2573823 | VCUG_a | 2 | 01f_076010_393x248x546.dat | 0.0663;0.0663;0.1400 | 393;248;546 | (0.1745;68.2875;-6.4272) | 60 | 5.7448 | 47 | 81.3761 | 60 | iodine | [138] | [10] | 0 | 5 | 90 | abnormal | VUR - grade 3 | 4.4204 | 3.1204 | 13.7936 | 17.9858 | 12.6964 | 228.3554 | 1.3516e-15 | 13.2594 | 0.077717 | 2.335 | 363.8873 | 0.12042 | 40.0859 | 626.4852 | 4.4732 | 52.5684 | 0.26079 | 21.4387 | 4.2447 | 2.5488 | 0.32817 | 53.4237 | 0.32285 | 258.9651 | 14.4373 | 27.9334 | 1.5179 | 1.1049 | 787.5273 | 142.9205 | 215.7529 | 163.195 | 116.4642 | 92.3082 | 750.8293 | 92.2258 | 161.7338
2573823 | VCUG_a | 2 | 01f_076010_393x248x546.dat | 0.0663;0.0663;0.1400 | 393;248;546 | (0.1745;68.2875;-6.4272) | 60 | 6.3535 | 49 | 81.3761 | 60 | iodine | [138] | [10] | 0 | 5 | 90 | abnormal | VUR - grade 3 | 4.4204 | 3.1204 | 13.7936 | 17.9858 | 12.6964 | 228.3554 | 1.2905e-15 | 14.0735 | 0.089577 | 2.6156 | 384.7074 | 0.22861 | 43.5679 | 660.1559 | 5.2042 | 57.8979 | 0.028831 | 23.9509 | 4.8024 | 3.0865 | 0.32317 | 58.9548 | 0.41731 | 279.261 | 16.068 | 30.8877 | 1.8094 | 1.019 | 828.6625 | 152.5284 | 230.4449 | 174.3869 | 121.4068 | 94.279 | 802.4714 | 98.7415 | 171.2475
2573823 | VCUG_a | 2 | 01f_076010_393x248x546.dat | 0.0663;0.0663;0.1400 | 393;248;546 | (0.1745;68.2875;-6.4272) | 80 | 2.9 | 44 | 81.3761 | 60 | iodine | [138] | [10] | 0 | 5 | 90 | abnormal | VUR - grade 3 | 4.4204 | 3.1204 | 13.7936 | 17.9858 | 12.6964 | 228.3554 | 1.8635e-15 | 7.5708 | 0.051729 | 1.2736 | 243.5286 | 0.060087 | 22.8465 | 409.6749 | 2.6195 | 31.4949 | 0.034753 | 12.408 | 2.5111 | 1.4311 | 0.20515 | 30.7114 | 0.21834 | 158.3062 | 8.4578 | 15.9846 | 0.94549 | 0.53122 | 520.5858 | 92.626 | 138.7428 | 106.6136 | 82.5976 | 78.7779 | 493.9045 | 60.0816 | 106.2708
2573823 | VCUG_a | 2 | 01f_076010_393x248x546.dat | 0.0663;0.0663;0.1400 | 393;248;546 | (0.1745;68.2875;-6.4272) | 80 | 7.702 | 57 | 81.3761 | 60 | iodine | [138] | [10] | 0 | 5 | 90 | abnormal | VUR - grade 3 | 4.4204 | 3.1204 | 13.7936 | 17.9858 | 12.6964 | 228.3554 | 1.2456e-15 | 18.1498 | 0.13501 | 3.461 | 409.1189 | 0.19374 | 53.5237 | 705.19 | 7.0809 | 66.3426 | 0.19789 | 29.0556 | 6.4205 | 3.735 | 0.52474 | 68.2004 | 0.62785 | 307.3831 | 19.7258 | 37.996 | 2.7597 | 1.6693 | 861.5269 | 166.767 | 250.4457 | 188.6519 | 125.7035 | 95.2434 | 844.9082 | 106.1514 | 183.309
2573823 | VCUG_a | 2 | 01f_076010_393x248x546.dat | 0.0663;0.0663;0.1400 | 393;248;546 | (0.1745;68.2875;-6.4272) | 80 | 8.502 | 60 | 81.3761 | 60 | iodine | [138] | [10] | 0 | 5 | 90 | abnormal | VUR - grade 3 | 4.4204 | 3.1204 | 13.7936 | 17.9858 | 12.6964 | 228.3554 | 1.2147e-15 | 19.5081 | 0.15045 | 3.7884 | 423.3378 | 0.3187 | 55.0436 | 736.0418 | 7.7945 | 70.4874 | 0.05476 | 31.4252 | 7.0734 | 4.3937 | 0.50705 | 72.548 | 0.65259 | 321.8171 | 21.0656 | 40.8874 | 3.0882 | 2.192 | 890.6526 | 174.2616 | 261.3792 | 196.3591 | 128.7471 | 96.2191 | 877.3986 | 110.501 | 190.7959
2573823 | VCUG_a | 2 | 01f_076010_393x248x546.dat | 0.0663;0.0663;0.1400 | 393;248;546 | (0.1745;68.2875;-6.4272) | 110 | 3.9 | 52 | 81.3761 | 60 | iodine | [138] | [10] | 0 | 5 | 90 | abnormal | VUR - grade 3 | 4.4204 | 3.1204 | 13.7936 | 17.9858 | 12.6964 | 228.3554 | 1.6658e-15 | 10.4689 | 0.088072 | 1.9898 | 291.0513 | 0.13125 | 31.9518 | 491.9591 | 4.1018 | 41.7796 | 0.069415 | 17.7159 | 3.8478 | 2.2556 | 0.31732 | 42.9148 | 0.36179 | 202.8348 | 11.8274 | 22.9849 | 1.5371 | 1.0498 | 614.7238 | 114.5975 | 170.6936 | 130.9154 | 94.5112 | 82.8842 | 596.7984 | 73.678 | 128.3047
2573823 | VCUG_a | 2 | 01f_076010_393x248x546.dat | 0.0663;0.0663;0.1400 | 393;248;546 | (0.1745;68.2875;-6.4272) | 110 | 7.85 | 62 | 81.3761 | 60 | iodine | [138] | [10] | 0 | 5 | 90 | abnormal | VUR - grade 3 | 4.4204 | 3.1204 | 13.7936 | 17.9858 | 12.6964 | 228.3554 | 1.3303e-15 | 18.2194 | 0.14974 | 3.2316 | 394.4937 | 0.43652 | 51.7136 | 689.7682 | 7.1475 | 63.3292 | 0.087425 | 28.4495 | 6.5518 | 4.3393 | 0.60552 | 65.5843 | 0.70257 | 296.5449 | 19.3364 | 37.0454 | 2.8738 | 1.6696 | 825.8365 | 161.3944 | 239.9194 | 182.3726 | 121.0751 | 92.5045 | 813.2828 | 102.4166 | 177.542
2573823 | VCUG_a | 2 | 01f_076010_393x248x546.dat | 0.0663;0.0663;0.1400 | 393;248;546 | (0.1745;68.2875;-6.4272) | 110 | 9.9905 | 69 | 81.3761 | 60 | iodine | [138] | [10] | 0 | 5 | 90 | abnormal | VUR - grade 3 | 4.4204 | 3.1204 | 13.7936 | 17.9858 | 12.6964 | 228.3554 | 1.2861e-15 | 20.891 | 0.18663 | 4.1714 | 421.4427 | 0.39386 | 59.0068 | 733.33 | 8.7326 | 71.1403 | 0.104 | 32.8146 | 7.8267 | 5.0642 | 0.7692 | 74.0686 | 0.80374 | 326.1862 | 22.3527 | 42.6264 | 3.509 | 2.5679 | 877.9992 | 175.6253 | 259.7048 | 196.9505 | 126.8095 | 93.8175 | 873.023 | 110.8271 | 190.4517
2573823 | VCUG_a | 3 | 01f_076010_393x248x546.dat | 0.0663;0.0663;0.1400 | 393;248;546 | (0.1745;68.2875;-6.4272) | 60 | 2.5 | 38 | 81.3761 | 60 | iodine | [138] | [30] | 0 | 5 | 90 | abnormal | VUR - grade 3 | 4.4204 | 3.1204 | 13.7936 | 17.9858 | 12.6964 | 228.3554 | 2.0814e-15 | 4.8588 | 0.027474 | 0.64371 | 208.4967 | 0.047026 | 15.1357 | 344.9785 | 1.4271 | 23.2101 | 0.12389 | 8.3435 | 1.4516 | 0.79625 | 0.08417 | 22.3299 | 0.12937 | 124.2495 | 5.6434 | 10.9932 | 0.50721 | 0.30883 | 435.8319 | 76.1891 | 114.0125 | 87.457 | 73.6647 | 75.4695 | 420.1644 | 49.9792 | 89.0363
2573823 | VCUG_a | 3 | 01f_076010_393x248x546.dat | 0.0663;0.0663;0.1400 | 393;248;546 | (0.1745;68.2875;-6.4272) | 60 | 5.7448 | 47 | 81.3761 | 60 | iodine | [138] | [30] | 0 | 5 | 90 | abnormal | VUR - grade 3 | 4.4204 | 3.1204 | 13.7936 | 17.9858 | 12.6964 | 228.3554 | 1.3516e-15 | 13.1077 | 0.077628 | 2.2991 | 363.5322 | 0.12049 | 39.9594 | 624.1324 | 4.4632 | 52.379 | 0.26079 | 21.3107 | 4.2241 | 2.5618 | 0.31813 | 53.0508 | 0.32045 | 256.96 | 14.4054 | 27.7366 | 1.4974 | 1.1021 | 779.1667 | 142.6559 | 215.3578 | 162.7721 | 116.1326 | 92.1614 | 764.2211 | 93.1311 | 161.2049
2573823 | VCUG_a | 3 | 01f_076010_393x248x546.dat | 0.0663;0.0663;0.1400 | 393;248;546 | (0.1745;68.2875;-6.4272) | 60 | 6.3535 | 49 | 81.3761 | 60 | iodine | [138] | [30] | 0 | 5 | 90 | abnormal | VUR - grade 3 | 4.4204 | 3.1204 | 13.7936 | 17.9858 | 12.6964 | 228.3554 | 1.2905e-15 | 13.855 | 0.089244 | 2.5506 | 384.1107 | 0.24155 | 43.5881 | 659.6213 | 5.1893 | 57.667 | 0.028831 | 23.8215 | 4.7741 | 3.0405 | 0.32127 | 58.6209 | 0.41445 | 277.1533 | 16.0045 | 30.8032 | 1.7853 | 1.014 | 821.921 | 152.2253 | 229.9981 | 173.8496 | 121.0528 | 94.1316 | 813.8622 | 99.4858 | 170.8819
2573823 | VCUG_a | 3 | 01f_076010_393x248x546.dat | 0.0663;0.0663;0.1400 | 393;248;546 | (0.1745;68.2875;-6.4272) | 80 | 2.9 | 44 | 81.3761 | 60 | iodine | [138] | [30] | 0 | 5 | 90 | abnormal | VUR - grade 3 | 4.4204 | 3.1204 | 13.7936 | 17.9858 | 12.6964 | 228.3554 | 1.8635e-15 | 7.5874 | 0.051489 | 1.2546 | 243.2119 | 0.060344 | 22.561 | 408.9827 | 2.5999 | 31.3892 | 0.034753 | 12.3393 | 2.4971 | 1.4624 | 0.21788 | 30.5332 | 0.21886 | 157.19 | 8.4219 | 15.8977 | 0.9391 | 0.53155 | 511.2162 | 92.4772 | 138.5147 | 106.3471 | 82.3987 | 78.6713 | 499.4533 | 60.4315 | 105.8076
2573823 | VCUG_a | 3 | 01f_076010_393x248x546.dat | 0.0663;0.0663;0.1400 | 393;248;546 | (0.1745;68.2875;-6.4272) | 80 | 7.702 | 57 | 81.3761 | 60 | iodine | [138] | [30] | 0 | 5 | 90 | abnormal | VUR - grade 3 | 4.4204 | 3.1204 | 13.7936 | 17.9858 | 12.6964 | 228.3554 | 1.2456e-15 | 18.0631 | 0.13501 | 3.4029 | 408.6533 | 0.19374 | 52.9529 | 702.348 | 7.0394 | 66.0681 | 0.19789 | 28.8998 | 6.3901 | 3.7156 | 0.5544 | 67.7789 | 0.61322 | 305.5366 | 19.6567 | 37.882 | 2.7541 | 1.7239 | 860.8847 | 166.418 | 249.9249 | 188.2005 | 125.3783 | 95.084 | 860.5635 | 107.1889 | 183.0466
2573823 | VCUG_a | 3 | 01f_076010_393x248x546.dat | 0.0663;0.0663;0.1400 | 393;248;546 | (0.1745;68.2875;-6.4272) | 80 | 8.502 | 60 | 81.3761 | 60 | iodine | [138] | [30] | 0 | 5 | 90 | abnormal | VUR - grade 3 | 4.4204 | 3.1204 | 13.7936 | 17.9858 | 12.6964 | 228.3554 | 1.2147e-15 | 19.5896 | 0.14945 | 3.7668 | 422.8851 | 0.31618 | 54.4789 | 732.9053 | 7.7811 | 70.2347 | 0.05476 | 31.2539 | 7.0419 | 4.401 | 0.52386 | 72.208 | 0.64537 | 320.1048 | 21.0533 | 40.689 | 3.0529 | 2.2141 | 892.1344 | 173.8934 | 260.8416 | 195.5877 | 128.4136 | 96.0625 | 894.1102 | 111.6165 | 190.5967
2573823 | VCUG_a | 3 | 01f_076010_393x248x546.dat | 0.0663;0.0663;0.1400 | 393;248;546 | (0.1745;68.2875;-6.4272) | 110 | 3.9 | 52 | 81.3761 | 60 | iodine | [138] | [30] | 0 | 5 | 90 | abnormal | VUR - grade 3 | 4.4204 | 3.1204 | 13.7936 | 17.9858 | 12.6964 | 228.3554 | 1.6658e-15 | 10.4317 | 0.087736 | 1.9444 | 290.6551 | 0.13125 | 31.561 | 489.726 | 4.0888 | 41.6061 | 0.10028 | 17.6301 | 3.8294 | 2.2555 | 0.3331 | 42.6609 | 0.35452 | 201.6042 | 11.7674 | 22.8324 | 1.5336 | 1.0701 | 608.1203 | 114.4015 | 170.4058 | 130.6285 | 94.2939 | 82.78 | 605.9592 | 74.2781 | 127.8303
2573823 | VCUG_a | 3 | 01f_076010_393x248x546.dat | 0.0663;0.0663;0.1400 | 393;248;546 | (0.1745;68.2875;-6.4272) | 110 | 7.85 | 62 | 81.3761 | 60 | iodine | [138] | [30] | 0 | 5 | 90 | abnormal | VUR - grade 3 | 4.4204 | 3.1204 | 13.7936 | 17.9858 | 12.6964 | 228.3554 | 1.3303e-15 | 18.1577 | 0.14951 | 3.2629 | 394.0426 | 0.43506 | 51.0221 | 686.5057 | 7.1099 | 63.1082 | 0.087425 | 28.3006 | 6.5324 | 4.3116 | 0.64139 | 65.2145 | 0.70426 | 294.8535 | 19.2703 | 36.8048 | 2.8634 | 1.6575 | 826.8137 | 161.0798 | 239.4556 | 181.9289 | 120.7641 | 92.3553 | 828.4675 | 103.4199 | 177.3076
2573823 | VCUG_a | 3 | 01f_076010_393x248x546.dat | 0.0663;0.0663;0.1400 | 393;248;546 | (0.1745;68.2875;-6.4272) | 110 | 9.9905 | 69 | 81.3761 | 60 | iodine | [138] | [30] | 0 | 5 | 90 | abnormal | VUR - grade 3 | 4.4204 | 3.1204 | 13.7936 | 17.9858 | 12.6964 | 228.3554 | 1.2861e-15 | 20.9151 | 0.18622 | 4.1692 | 420.9296 | 0.39165 | 58.4011 | 737.692 | 8.7022 | 70.9055 | 0.31923 | 32.6443 | 7.8011 | 4.9814 | 0.73736 | 73.6969 | 0.81043 | 324.7711 | 22.2781 | 42.3892 | 3.4756 | 2.5975 | 880.9539 | 175.3112 | 259.2183 | 196.5207 | 126.528 | 93.6632 | 886.7077 | 111.7196 | 190.8796
2573823 | VCUG_a | 4 | 01f_076010_393x248x546.dat | 0.0663;0.0663;0.1400 | 393;248;546 | (0.1745;68.2875;-6.4272) | 60 | 2.5 | 38 | 81.3761 | 60 | iodine | [138] | [50] | 0 | 5 | 90 | abnormal | VUR - grade 3 | 4.4204 | 3.1204 | 13.7936 | 17.9858 | 12.6964 | 228.3554 | 2.0814e-15 | 4.8799 | 0.0273 | 0.64774 | 208.2661 | 0.047556 | 14.9353 | 343.1336 | 1.424 | 23.1621 | 0.12389 | 8.3181 | 1.4469 | 0.78438 | 0.08417 | 22.2819 | 0.12948 | 123.5289 | 5.6333 | 10.9317 | 0.50361 | 0.32335 | 424.7335 | 76.1085 | 113.8961 | 87.3535 | 73.5405 | 75.4099 | 420.3373 | 49.9524 | 88.3941
2573823 | VCUG_a | 4 | 01f_076010_393x248x546.dat | 0.0663;0.0663;0.1400 | 393;248;546 | (0.1745;68.2875;-6.4272) | 60 | 5.7448 | 47 | 81.3761 | 60 | iodine | [138] | [50] | 0 | 5 | 90 | abnormal | VUR - grade 3 | 4.4204 | 3.1204 | 13.7936 | 17.9858 | 12.6964 | 228.3554 | 1.3516e-15 | 13.0744 | 0.077636 | 2.2459 | 362.8959 | 0.1225 | 39.5147 | 623.9031 | 4.4347 | 52.2873 | 0.26079 | 21.2183 | 4.2098 | 2.5574 | 0.31652 | 52.8851 | 0.31386 | 255.5025 | 14.3477 | 27.6278 | 1.4985 | 1.1015 | 764.5171 | 142.4523 | 215.054 | 162.4879 | 115.852 | 92.0023 | 770.4361 | 93.5069 | 160.5151
2573823 | VCUG_a | 4 | 01f_076010_393x248x546.dat | 0.0663;0.0663;0.1400 | 393;248;546 | (0.1745;68.2875;-6.4272) | 60 | 6.3535 | 49 | 81.3761 | 60 | iodine | [138] | [50] | 0 | 5 | 90 | abnormal | VUR - grade 3 | 4.4204 | 3.1204 | 13.7936 | 17.9858 | 12.6964 | 228.3554 | 1.2905e-15 | 13.8069 | 0.088895 | 2.5154 | 383.4443 | 0.23088 | 43.1929 | 656.9169 | 5.1612 | 57.4965 | 0.028831 | 23.7154 | 4.7591 | 3.0337 | 0.335 | 58.4434 | 0.40929 | 275.5958 | 15.9626 | 30.6777 | 1.7859 | 1.0137 | 807.4307 | 151.9953 | 229.6497 | 173.4794 | 120.7723 | 93.997 | 821.3011 | 99.9438 | 170.0028
2573823 | VCUG_a | 4 | 01f_076010_393x248x546.dat | 0.0663;0.0663;0.1400 | 393;248;546 | (0.1745;68.2875;-6.4272) | 80 | 2.9 | 44 | 81.3761 | 60 | iodine | [138] | [50] | 0 | 5 | 90 | abnormal | VUR - grade 3 | 4.4204 | 3.1204 | 13.7936 | 17.9858 | 12.6964 | 228.3554 | 1.8635e-15 | 7.5821 | 0.051699 | 1.2352 | 242.7987 | 0.058965 | 22.4022 | 404.9579 | 2.593 | 31.3178 | 0.034753 | 12.2953 | 2.4929 | 1.4272 | 0.20364 | 30.4576 | 0.21699 | 156.326 | 8.4036 | 15.8285 | 0.93283 | 0.51531 | 500.006 | 92.3599 | 138.3526 | 106.2013 | 82.2414 | 78.6181 | 501.5784 | 60.5427 | 104.9697
2573823 | VCUG_a | 4 | 01f_076010_393x248x546.dat | 0.0663;0.0663;0.1400 | 393;248;546 | (0.1745;68.2875;-6.4272) | 80 | 7.702 | 57 | 81.3761 | 60 | iodine | [138] | [50] | 0 | 5 | 90 | abnormal | VUR - grade 3 | 4.4204 | 3.1204 | 13.7936 | 17.9858 | 12.6964 | 228.3554 | 1.2456e-15 | 17.9611 | 0.13407 | 3.3846 | 407.8103 | 0.19653 | 52.7176 | 698.406 | 7.0111 | 65.8698 | 0.19789 | 28.7858 | 6.3715 | 3.7255 | 0.52017 | 67.5806 | 0.61009 | 303.8667 | 19.5724 | 37.7278 | 2.7355 | 1.7262 | 849.6449 | 166.1424 | 249.5189 | 187.8244 | 125.0807 | 94.9579 | 867.1468 | 107.582 | 182.1622
2573823 | VCUG_a | 4 | 01f_076010_393x248x546.dat | 0.0663;0.0663;0.1400 | 393;248;546 | (0.1745;68.2875;-6.4272) | 80 | 8.502 | 60 | 81.3761 | 60 | iodine | [138] | [50] | 0 | 5 | 90 | abnormal | VUR - grade 3 | 4.4204 | 3.1204 | 13.7936 | 17.9858 | 12.6964 | 228.3554 | 1.2147e-15 | 19.5731 | 0.14904 | 3.7211 | 422.3006 | 0.33318 | 54.3324 | 727.8424 | 7.7422 | 70.0379 | 0.05476 | 31.1321 | 7.0173 | 4.3627 | 0.5384 | 71.9017 | 0.6435 | 318.3595 | 20.9331 | 40.5424 | 3.0374 | 2.2322 | 881.0208 | 173.6006 | 260.3941 | 195.1712 | 128.1014 | 95.9263 | 900.943 | 112.0314 | 189.654
2573823 | VCUG_a | 4 | 01f_076010_393x248x546.dat | 0.0663;0.0663;0.1400 | 393;248;546 | (0.1745;68.2875;-6.4272) | 110 | 3.9 | 52 | 81.3761 | 60 | iodine | [138] | [50] | 0 | 5 | 90 | abnormal | VUR - grade 3 | 4.4204 | 3.1204 | 13.7936 | 17.9858 | 12.6964 | 228.3554 | 1.6658e-15 | 10.3314 | 0.087244 | 1.9566 | 290.3489 | 0.1489 | 31.5268 | 488.0751 | 4.0561 | 41.5155 | 0.069415 | 17.5665 | 3.8196 | 2.2661 | 0.33336 | 42.5696 | 0.35236 | 200.6317 | 11.7422 | 22.7742 | 1.5279 | 1.0353 | 597.6448 | 114.2522 | 170.1772 | 130.2235 | 94.1127 | 82.6956 | 607.58 | 74.3339 | 127.2179
2573823 | VCUG_a | 4 | 01f_076010_393x248x546.dat | 0.0663;0.0663;0.1400 | 393;248;546 | (0.1745;68.2875;-6.4272) | 110 | 7.85 | 62 | 81.3761 | 60 | iodine | [138] | [50] | 0 | 5 | 90 | abnormal | VUR - grade 3 | 4.4204 | 3.1204 | 13.7936 | 17.9858 | 12.6964 | 228.3554 | 1.3303e-15 | 18.0427 | 0.14871 | 3.2122 | 393.3586 | 0.43385 | 50.9672 | 681.1911 | 7.0771 | 62.9217 | 0.087425 | 28.2165 | 6.5127 | 4.2879 | 0.60174 | 64.9814 | 0.70095 | 293.4779 | 19.2192 | 36.6958 | 2.8592 | 1.6148 | 816.8159 | 160.8377 | 239.0893 | 181.7246 | 120.5243 | 92.2621 | 834.4061 | 103.7894 | 176.3835
2573823 | VCUG_a | 4 | 01f_076010_393x248x546.dat | 0.0663;0.0663;0.1400 | 393;248;546 | (0.1745;68.2875;-6.4272) | 110 | 9.9905 | 69 | 81.3761 | 60 | iodine | [138] | [50] | 0 | 5 | 90 | abnormal | VUR - grade 3 | 4.4204 | 3.1204 | 13.7936 | 17.9858 | 12.6964 | 228.3554 | 1.2861e-15 | 20.8295 | 0.18516 | 4.0809 | 420.4008 | 0.38982 | 58.4073 | 732.1481 | 8.6836 | 70.6621 | 0.104 | 32.5308 | 7.7747 | 4.9941 | 0.73929 | 73.5204 | 0.79713 | 323.3637 | 22.184 | 42.3402 | 3.4462 | 2.5401 | 874.4226 | 175.0151 | 258.7853 | 196.0908 | 126.2465 | 93.5475 | 891.4507 | 111.9885 | 190.0765
2573823 | VCUG_a | 5 | 01f_076010_393x248x546.dat | 0.0663;0.0663;0.1400 | 393;248;546 | (-0.1549;69.7747;-4.0074) | 60 | 2.5 | 38 | 82.0179 | 60 | iodine | [138] | [50] | 0 | 5 | 90 | abnormal | VUR - grade 3 | 6.2672 | 4.4337 | 27.787 | 25.7011 | 18.1822 | 467.3026 | 1.0501e-15 | 22.662 | 0.090035 | 2.9806 | 314.8417 | 0.33002 | 73.3132 | 278.9398 | 6.9335 | 184.6615 | 0.060942 | 38.7265 | 6.7851 | 3.515 | 0.53194 | 204.7076 | 0.51977 | 300.1667 | 36.0171 | 71.3058 | 2.0436 | 1.1605 | 354.7909 | 89.1181 | 129.9383 | 246.0367 | 76.496 | 156.9128 | 383.4553 | 92.6936 | 110.4445
2573823 | VCUG_a | 5 | 01f_076010_393x248x546.dat | 0.0663;0.0663;0.1400 | 393;248;546 | (-0.1549;69.7747;-4.0074) | 60 | 5.7448 | 47 | 82.0179 | 60 | iodine | [138] | [50] | 0 | 5 | 90 | abnormal | VUR - grade 3 | 6.2672 | 4.4337 | 27.787 | 25.7011 | 18.1822 | 467.3026 | 6.8185e-16 | 53.5925 | 0.24808 | 9.1165 | 561.2827 | 0.58861 | 157.6449 | 562.6173 | 18.6933 | 325.1747 | 0.60607 | 86.9929 | 17.322 | 10.4224 | 1.4556 | 361.7223 | 1.2818 | 563.5412 | 75.6663 | 146.003 | 5.8668 | 3.4398 | 679.168 | 171.6394 | 253.4823 | 400.1821 | 124.0594 | 184.5395 | 695.6233 | 165.8165 | 209.1474
2573823 | VCUG_a | 5 | 01f_076010_393x248x546.dat | 0.0663;0.0663;0.1400 | 393;248;546 | (-0.1549;69.7747;-4.0074) | 60 | 6.3535 | 49 | 82.0179 | 60 | iodine | [138] | [50] | 0 | 5 | 90 | abnormal | VUR - grade 3 | 6.2672 | 4.4337 | 27.787 | 25.7011 | 18.1822 | 467.3026 | 6.5104e-16 | 57.0564 | 0.28565 | 10.057 | 592.8207 | 0.66039 | 176.0875 | 607.1055 | 20.8774 | 343.5733 | 0 | 95.2338 | 19.3567 | 11.5549 | 1.7727 | 383.3098 | 1.4701 | 599.4869 | 81.8367 | 158.8228 | 6.8047 | 5.219 | 721.1845 | 184.0002 | 272.0761 | 420.1992 | 129.8018 | 187.3656 | 735.0854 | 175.9572 | 223.4299
2573823 | VCUG_a | 5 | 01f_076010_393x248x546.dat | 0.0663;0.0663;0.1400 | 393;248;546 | (-0.1549;69.7747;-4.0074) | 80 | 2.9 | 44 | 82.0179 | 60 | iodine | [138] | [50] | 0 | 5 | 90 | abnormal | VUR - grade 3 | 6.2672 | 4.4337 | 27.787 | 25.7011 | 18.1822 | 467.3026 | 9.4016e-16 | 30.7651 | 0.15286 | 4.9571 | 372.0021 | 0.32966 | 95.482 | 352.6437 | 10.762 | 215.6983 | 0.30351 | 51.9265 | 10.0719 | 6.073 | 0.91314 | 238.854 | 0.80851 | 360.9082 | 46.0753 | 89.1246 | 3.4342 | 2.0103 | 430.769 | 110.0345 | 160.9423 | 279.399 | 86.6487 | 161.7133 | 461.3597 | 110.0037 | 134.6221
2573823 | VCUG_a | 5 | 01f_076010_393x248x546.dat | 0.0663;0.0663;0.1400 | 393;248;546 | (-0.1549;69.7747;-4.0074) | 80 | 7.702 | 57 | 82.0179 | 60 | iodine | [138] | [50] | 0 | 5 | 90 | abnormal | VUR - grade 3 | 6.2672 | 4.4337 | 27.787 | 25.7011 | 18.1822 | 467.3026 | 6.2841e-16 | 69.254 | 0.41852 | 11.3645 | 629.9373 | 1.1958 | 194.3948 | 660.8884 | 25.9941 | 362.4375 | 0.094075 | 108.9429 | 23.5912 | 14.5575 | 2.1858 | 399.3878 | 2.0927 | 644.9912 | 89.5432 | 173.7237 | 9.2088 | 5.8608 | 778.375 | 203.4571 | 299.3938 | 440.7575 | 135.6431 | 187.8745 | 793.763 | 188.4597 | 241.7423
2573823 | VCUG_a | 5 | 01f_076010_393x248x546.dat | 0.0663;0.0663;0.1400 | 393;248;546 | (-0.1549;69.7747;-4.0074) | 80 | 8.502 | 60 | 82.0179 | 60 | iodine | [138] | [50] | 0 | 5 | 90 | abnormal | VUR - grade 3 | 6.2672 | 4.4337 | 27.787 | 25.7011 | 18.1822 | 467.3026 | 6.1286e-16 | 75.3928 | 0.46435 | 13.7585 | 651.2615 | 1.1279 | 209.8696 | 699.3641 | 28.3606 | 374.231 | 0.1634 | 115.5686 | 25.4595 | 15.89 | 2.2312 | 411.9886 | 2.3766 | 671.5435 | 94.0073 | 183.1586 | 10.1727 | 5.5807 | 812.3105 | 213.3854 | 313.7523 | 453.9014 | 139.4291 | 189.067 | 829.9329 | 196.4351 | 252.9948
2573823 | VCUG_a | 5 | 01f_076010_393x248x546.dat | 0.0663;0.0663;0.1400 | 393;248;546 | (-0.1549;69.7747;-4.0074) | 110 | 3.9 | 52 | 82.0179 | 60 | iodine | [138] | [50] | 0 | 5 | 90 | abnormal | VUR - grade 3 | 6.2672 | 4.4337 | 27.787 | 25.7011 | 18.1822 | 467.3026 | 8.4044e-16 | 42.699 | 0.2623 | 7.5541 | 446.5514 | 0.66686 | 129.6582 | 448.824 | 15.7989 | 255.7587 | 0.38663 | 69.3993 | 14.3365 | 8.587 | 1.1869 | 280.805 | 1.3124 | 444.2312 | 58.0814 | 113.4964 | 5.5308 | 2.9702 | 530.3051 | 137.9901 | 201.026 | 325.8493 | 100.4093 | 168.4129 | 555.3991 | 132.5397 | 166.3627
2573823 | VCUG_a | 5 | 01f_076010_393x248x546.dat | 0.0663;0.0663;0.1400 | 393;248;546 | (-0.1549;69.7747;-4.0074) | 110 | 7.85 | 62 | 82.0179 | 60 | iodine | [138] | [50] | 0 | 5 | 90 | abnormal | VUR - grade 3 | 6.2672 | 4.4337 | 27.787 | 25.7011 | 18.1822 | 467.3026 | 6.7121e-16 | 67.2416 | 0.45642 | 12.4525 | 607.8754 | 1.0715 | 191.8336 | 637.5682 | 25.8177 | 345.1694 | 0.49034 | 105.3044 | 23.2164 | 15.1295 | 2.1546 | 377.3651 | 2.2394 | 621.2245 | 85.3388 | 165.3738 | 9.5014 | 6.5749 | 748.8901 | 197.0179 | 286.9967 | 425.6104 | 130.8655 | 183.6829 | 768.0943 | 181.6097 | 233.2806
2573823 | VCUG_a | 5 | 01f_076010_393x248x546.dat | 0.0663;0.0663;0.1400 | 393;248;546 | (-0.1549;69.7747;-4.0074) | 110 | 9.9905 | 69 | 82.0179 | 60 | iodine | [138] | [50] | 0 | 5 | 90 | abnormal | VUR - grade 3 | 6.2672 | 4.4337 | 27.787 | 25.7011 | 18.1822 | 467.3026 | 6.4899e-16 | 74.6209 | 0.56443 | 14.7784 | 650.9685 | 1.2594 | 218.6177 | 686.5316 | 30.1424 | 366.4481 | 0.36693 | 118.3907 | 26.8526 | 17.6614 | 2.3409 | 398.1899 | 2.7739 | 671.6315 | 92.2561 | 180.8665 | 11.5368 | 7.7743 | 806.1026 | 215.9935 | 313.2316 | 448.8307 | 138.0689 | 185.0147 | 832.6363 | 195.5087 | 252.1317
2573823 | VCUG_a | 6 | 01f_076010_393x248x546.dat | 0.0663;0.0663;0.1400 | 393;248;546 | (0.4895;69.3997;-4.0032) | 60 | 2.5 | 38 | 81.7835 | 60 | iodine | [138] | [50] | 0 | 5 | 90 | abnormal | VUR - grade 3 | 6.3724 | 4.4697 | 28.4829 | 26.0579 | 18.2775 | 476.2729 | 1.0221e-15 | 23.4341 | 0.085171 | 3.0186 | 329.6109 | 0.21075 | 120.0809 | 278.2287 | 6.5411 | 207.9843 | 0 | 82.3915 | 6.7418 | 3.4387 | 0.44252 | 123.9648 | 0.47835 | 294.4104 | 22.6172 | 53.1275 | 2.1549 | 1.1438 | 362.7471 | 90.6919 | 132.5054 | 262.5612 | 78.2757 | 158.4832 | 399.6499 | 94.5346 | 112.4897
2573823 | VCUG_a | 6 | 01f_076010_393x248x546.dat | 0.0663;0.0663;0.1400 | 393;248;546 | (0.4895;69.3997;-4.0032) | 60 | 5.7448 | 47 | 81.7835 | 60 | iodine | [138] | [50] | 0 | 5 | 90 | abnormal | VUR - grade 3 | 6.3724 | 4.4697 | 28.4829 | 26.0579 | 18.2775 | 476.2729 | 6.637e-16 | 54.2818 | 0.2449 | 8.8469 | 580.8469 | 0.6544 | 244.4918 | 594.6181 | 17.6751 | 355.5956 | 0.0060925 | 148.9536 | 17.214 | 10.4342 | 1.4372 | 256.7111 | 1.4217 | 557.704 | 52.1573 | 120.0431 | 5.9581 | 4.072 | 689.1332 | 174.9627 | 258.9516 | 419.3961 | 126.6239 | 186.532 | 742.1388 | 172.004 | 215.0148
2573823 | VCUG_a | 6 | 01f_076010_393x248x546.dat | 0.0663;0.0663;0.1400 | 393;248;546 | (0.4895;69.3997;-4.0032) | 60 | 6.3535 | 49 | 81.7835 | 60 | iodine | [138] | [50] | 0 | 5 | 90 | abnormal | VUR - grade 3 | 6.3724 | 4.4697 | 28.4829 | 26.0579 | 18.2775 | 476.2729 | 6.3371e-16 | 59.0016 | 0.28273 | 9.5736 | 613.2603 | 0.89184 | 252.5282 | 624.3694 | 20.3799 | 374.1293 | 0.045036 | 158.4949 | 19.37 | 11.1781 | 1.2917 | 275.6302 | 1.6609 | 594.2295 | 57.2216 | 130.55 | 7.2443 | 4.8402 | 736.0764 | 187.6573 | 278.0691 | 439.3781 | 132.6983 | 189.2265 | 786.9198 | 181.7049 | 228.1195
2573823 | VCUG_a | 6 | 01f_076010_393x248x546.dat | 0.0663;0.0663;0.1400 | 393;248;546 | (0.4895;69.3997;-4.0032) | 80 | 2.9 | 44 | 81.7835 | 60 | iodine | [138] | [50] | 0 | 5 | 90 | abnormal | VUR - grade 3 | 6.3724 | 4.4697 | 28.4829 | 26.0579 | 18.2775 | 476.2729 | 9.1514e-16 | 32.1426 | 0.15554 | 4.953 | 386.5524 | 0.31088 | 151.9219 | 365.8234 | 10.2163 | 240.1597 | 0.34814 | 98.0483 | 10.1041 | 6.4786 | 0.84284 | 156.9048 | 0.84135 | 355.8686 | 30.7439 | 71 | 3.6016 | 1.8096 | 437.8451 | 112.0476 | 164.2409 | 296.7016 | 88.5754 | 163.287 | 483.084 | 113.1732 | 138.058
2573823 | VCUG_a | 6 | 01f_076010_393x248x546.dat | 0.0663;0.0663;0.1400 | 393;248;546 | (0.4895;69.3997;-4.0032) | 80 | 7.702 | 57 | 81.7835 | 60 | iodine | [138] | [50] | 0 | 5 | 90 | abnormal | VUR - grade 3 | 6.3724 | 4.4697 | 28.4829 | 26.0579 | 18.2775 | 476.2729 | 6.117e-16 | 71.699 | 0.43131 | 13.2545 | 650.6339 | 1.1038 | 272.4557 | 684.229 | 25.65 | 392.3846 | 0.3274 | 170.2971 | 23.788 | 14.4503 | 1.9294 | 302.6995 | 2.2335 | 640.0404 | 66.7995 | 147.6829 | 9.1089 | 6.1706 | 793.5808 | 207.3289 | 305.6955 | 457.6734 | 138.5861 | 189.4799 | 840.0908 | 194.5335 | 247.5633
2573823 | VCUG_a | 6 | 01f_076010_393x248x546.dat | 0.0663;0.0663;0.1400 | 393;248;546 | (0.4895;69.3997;-4.0032) | 80 | 8.502 | 60 | 81.7835 | 60 | iodine | [138] | [50] | 0 | 5 | 90 | abnormal | VUR - grade 3 | 6.3724 | 4.4697 | 28.4829 | 26.0579 | 18.2775 | 476.2729 | 5.9655e-16 | 76.7799 | 0.47622 | 13.421 | 674.6131 | 0.98015 | 287.1514 | 711.9277 | 27.7731 | 403.7386 | 0.41053 | 177.1186 | 25.6157 | 16.5592 | 2.1432 | 318.0458 | 2.4436 | 666.5501 | 70.9195 | 156.1044 | 10.4424 | 7.2624 | 831.9178 | 217.3865 | 320.2898 | 472.9692 | 142.336 | 190.7419 | 868.1763 | 202.1596 | 258.1241
2573823 | VCUG_a | 6 | 01f_076010_393x248x546.dat | 0.0663;0.0663;0.1400 | 393;248;546 | (0.4895;69.3997;-4.0032) | 110 | 3.9 | 52 | 81.7835 | 60 | iodine | [138] | [50] | 0 | 5 | 90 | abnormal | VUR - grade 3 | 6.3724 | 4.4697 | 28.4829 | 26.0579 | 18.2775 | 476.2729 | 8.1808e-16 | 43.5996 | 0.27198 | 7.2235 | 462.4113 | 0.5057 | 177.2929 | 456.7273 | 15.4251 | 281.2313 | 0.11062 | 118.4369 | 14.435 | 9.1218 | 1.0818 | 200.9336 | 1.2846 | 439.8463 | 42.0398 | 93.6741 | 5.7452 | 3.7418 | 542.0611 | 140.5029 | 205.134 | 342.4407 | 102.5931 | 169.9225 | 586.3355 | 135.9086 | 169.7374
2573823 | VCUG_a | 6 | 01f_076010_393x248x546.dat | 0.0663;0.0663;0.1400 | 393;248;546 | (0.4895;69.3997;-4.0032) | 110 | 7.85 | 62 | 81.7835 | 60 | iodine | [138] | [50] | 0 | 5 | 90 | abnormal | VUR - grade 3 | 6.3724 | 4.4697 | 28.4829 | 26.0579 | 18.2775 | 476.2729 | 6.5336e-16 | 69.0429 | 0.46092 | 12.6325 | 628.2122 | 1.1071 | 258.907 | 670.0267 | 25.6183 | 374.7387 | 1.8374 | 162.5745 | 23.3944 | 14.2371 | 2.0779 | 292.9616 | 2.2615 | 617.0699 | 64.113 | 141.4101 | 9.6403 | 7.3716 | 764.5379 | 200.6797 | 292.9118 | 443.717 | 133.5953 | 185.358 | 809.7349 | 187.4219 | 239.611
2573823 | VCUG_a | 6 | 01f_076010_393x248x546.dat | 0.0663;0.0663;0.1400 | 393;248;546 | (0.4895;69.3997;-4.0032) | 110 | 9.9905 | 69 | 81.7835 | 60 | iodine | [138] | [50] | 0 | 5 | 90 | abnormal | VUR - grade 3 | 6.3724 | 4.4697 | 28.4829 | 26.0579 | 18.2775 | 476.2729 | 6.3172e-16 | 77.4976 | 0.58073 | 15.0555 | 674.2991 | 1.2618 | 282.8456 | 751.0733 | 30.1461 | 394.7144 | 1.2122 | 174.1587 | 26.9691 | 17.4206 | 2.2407 | 322.7207 | 2.6822 | 667.9988 | 72.8468 | 159.4212 | 11.5587 | 7.2863 | 824.7132 | 219.946 | 319.5785 | 466.9703 | 140.8597 | 186.9814 | 864.0026 | 201.0385 | 261.7348
2573823 | VCUG_a | 7 | 01f_076010_393x248x546.dat | 0.0663;0.0663;0.1400 | 393;248;546 | (0.1745;68.2875;-6.4272) | 60 | 2.5 | 38 | 81.3761 | 60 | iodine | [138] | [70] | 0 | 5 | 90 | abnormal | VUR - grade 3 | 4.4204 | 3.1204 | 13.7936 | 17.9858 | 12.6964 | 228.3554 | 2.0814e-15 | 4.8713 | 0.027243 | 0.64337 | 208.0499 | 0.058855 | 15.0271 | 341.7931 | 1.4206 | 23.1323 | 0.12389 | 8.3041 | 1.4431 | 0.7914 | 0.098944 | 22.2401 | 0.12937 | 122.8899 | 5.6314 | 10.9106 | 0.50318 | 0.30883 | 413.4717 | 76.0383 | 113.7971 | 87.2365 | 73.4411 | 75.3622 | 419.4917 | 49.8748 | 87.7868
2573823 | VCUG_a | 7 | 01f_076010_393x248x546.dat | 0.0663;0.0663;0.1400 | 393;248;546 | (0.1745;68.2875;-6.4272) | 60 | 5.7448 | 47 | 81.3761 | 60 | iodine | [138] | [70] | 0 | 5 | 90 | abnormal | VUR - grade 3 | 4.4204 | 3.1204 | 13.7936 | 17.9858 | 12.6964 | 228.3554 | 1.3516e-15 | 13.1003 | 0.077695 | 2.2518 | 362.304 | 0.12062 | 39.5007 | 621.3505 | 4.4162 | 52.1578 | 0.26079 | 21.162 | 4.1931 | 2.5268 | 0.34044 | 52.8355 | 0.31308 | 254.3704 | 14.2856 | 27.5427 | 1.4909 | 1.102 | 750.3854 | 142.2794 | 214.7984 | 162.1551 | 115.6415 | 91.9227 | 768.6604 | 93.3128 | 159.6123
2573823 | VCUG_a | 7 | 01f_076010_393x248x546.dat | 0.0663;0.0663;0.1400 | 393;248;546 | (0.1745;68.2875;-6.4272) | 60 | 6.3535 | 49 | 81.3761 | 60 | iodine | [138] | [70] | 0 | 5 | 90 | abnormal | VUR - grade 3 | 4.4204 | 3.1204 | 13.7936 | 17.9858 | 12.6964 | 228.3554 | 1.2905e-15 | 13.8495 | 0.088825 | 2.5118 | 383.0569 | 0.22861 | 43.0999 | 652.624 | 5.1464 | 57.3973 | 0.028831 | 23.6557 | 4.7378 | 3.03 | 0.33656 | 58.3272 | 0.40314 | 274.3869 | 15.9216 | 30.5623 | 1.7785 | 1.0136 | 793.1728 | 151.8081 | 229.3838 | 173.2978 | 120.5251 | 93.9009 | 819.7513 | 99.769 | 168.9761
2573823 | VCUG_a | 7 | 01f_076010_393x248x546.dat | 0.0663;0.0663;0.1400 | 393;248;546 | (0.1745;68.2875;-6.4272) | 80 | 2.9 | 44 | 81.3761 | 60 | iodine | [138] | [70] | 0 | 5 | 90 | abnormal | VUR - grade 3 | 4.4204 | 3.1204 | 13.7936 | 17.9858 | 12.6964 | 228.3554 | 1.8635e-15 | 7.5783 | 0.051373 | 1.2286 | 242.509 | 0.058815 | 22.362 | 403.0582 | 2.58 | 31.2421 | 0.034753 | 12.2701 | 2.4865 | 1.4249 | 0.20384 | 30.3535 | 0.21626 | 155.5694 | 8.3897 | 15.7877 | 0.93406 | 0.51531 | 489.8959 | 92.2649 | 138.207 | 106.0203 | 82.1165 | 78.5293 | 499.7538 | 60.3605 | 104.3354
2573823 | VCUG_a | 7 | 01f_076010_393x248x546.dat | 0.0663;0.0663;0.1400 | 393;248;546 | (0.1745;68.2875;-6.4272) | 80 | 7.702 | 57 | 81.3761 | 60 | iodine | [138] | [70] | 0 | 5 | 90 | abnormal | VUR - grade 3 | 4.4204 | 3.1204 | 13.7936 | 17.9858 | 12.6964 | 228.3554 | 1.2456e-15 | 17.9427 | 0.13448 | 3.3562 | 407.1761 | 0.19374 | 52.8228 | 695.4837 | 6.9762 | 65.7445 | 0.19789 | 28.7095 | 6.3476 | 3.7212 | 0.52413 | 67.4345 | 0.61036 | 302.5581 | 19.5154 | 37.6363 | 2.7337 | 1.6928 | 839.208 | 165.9254 | 249.1887 | 187.4031 | 124.8454 | 94.8583 | 864.8186 | 107.3349 | 181.3531
2573823 | VCUG_a | 7 | 01f_076010_393x248x546.dat | 0.0663;0.0663;0.1400 | 393;248;546 | (0.1745;68.2875;-6.4272) | 80 | 8.502 | 60 | 81.3761 | 60 | iodine | [138] | [70] | 0 | 5 | 90 | abnormal | VUR - grade 3 | 4.4204 | 3.1204 | 13.7936 | 17.9858 | 12.6964 | 228.3554 | 1.2147e-15 | 19.4398 | 0.14917 | 3.6931 | 421.6502 | 0.31907 | 54.0459 | 723.8498 | 7.7151 | 69.8692 | 0.05476 | 31.0481 | 7.0011 | 4.3333 | 0.52051 | 71.7544 | 0.6488 | 317.1412 | 20.8944 | 40.3868 | 3.0245 | 2.2355 | 868.9194 | 173.357 | 260.035 | 194.8703 | 127.8601 | 95.797 | 900.6137 | 111.8988 | 188.6942
2573823 | VCUG_a | 7 | 01f_076010_393x248x546.dat | 0.0663;0.0663;0.1400 | 393;248;546 | (0.1745;68.2875;-6.4272) | 110 | 3.9 | 52 | 81.3761 | 60 | iodine | [138] | [70] | 0 | 5 | 90 | abnormal | VUR - grade 3 | 4.4204 | 3.1204 | 13.7936 | 17.9858 | 12.6964 | 228.3554 | 1.6658e-15 | 10.3663 | 0.087268 | 1.9727 | 289.9407 | 0.1332 | 31.2531 | 486.6463 | 4.0453 | 41.426 | 0.069415 | 17.516 | 3.8026 | 2.2236 | 0.33617 | 42.4406 | 0.3555 | 199.8573 | 11.714 | 22.7202 | 1.5115 | 1.057 | 586.3048 | 114.1091 | 169.9812 | 130.1054 | 93.9575 | 82.636 | 607.0998 | 74.2332 | 126.5598
2573823 | VCUG_a | 7 | 01f_076010_393x248x546.dat | 0.0663;0.0663;0.1400 | 393;248;546 | (0.1745;68.2875;-6.4272) | 110 | 7.85 | 62 | 81.3761 | 60 | iodine | [138] | [70] | 0 | 5 | 90 | abnormal | VUR - grade 3 | 4.4204 | 3.1204 | 13.7936 | 17.9858 | 12.6964 | 228.3554 | 1.3303e-15 | 18.0111 | 0.14837 | 3.233 | 392.9301 | 0.43131 | 50.795 | 676.5079 | 7.0531 | 62.7894 | 0.087425 | 28.1353 | 6.5039 | 4.3333 | 0.61784 | 64.8612 | 0.70059 | 292.3203 | 19.168 | 36.6643 | 2.8519 | 1.6202 | 805.6153 | 160.6353 | 238.7906 | 181.1893 | 120.304 | 92.1377 | 833.8047 | 103.6518 | 175.4608
2573823 | VCUG_a | 7 | 01f_076010_393x248x546.dat | 0.0663;0.0663;0.1400 | 393;248;546 | (0.1745;68.2875;-6.4272) | 110 | 9.9905 | 69 | 81.3761 | 60 | iodine | [138] | [70] | 0 | 5 | 90 | abnormal | VUR - grade 3 | 4.4204 | 3.1204 | 13.7936 | 17.9858 | 12.6964 | 228.3554 | 1.2861e-15 | 20.7697 | 0.18488 | 4.0897 | 419.8021 | 0.39292 | 58.356 | 728.828 | 8.6657 | 70.53 | 0.104 | 32.4421 | 7.7608 | 4.9381 | 0.75739 | 73.2716 | 0.80577 | 322.1352 | 22.1615 | 42.2065 | 3.5036 | 2.5136 | 863.6925 | 174.7785 | 258.4359 | 195.9087 | 126.032 | 93.406 | 892.5393 | 112.0044 | 189.2551
2573823 | VCUG_a | 8 | 01f_076010_393x248x546.dat | 0.0663;0.0663;0.1400 | 393;248;546 | (0.1745;68.2875;-6.4272) | 60 | 2.5 | 38 | 81.3761 | 60 | iodine | [138] | [100] | 0 | 5 | 90 | abnormal | VUR - grade 3 | 4.4204 | 3.1204 | 13.7936 | 17.9858 | 12.6964 | 228.3554 | 2.0814e-15 | 4.8516 | 0.027304 | 0.66653 | 207.6703 | 0.047026 | 14.9478 | 340.6593 | 1.4152 | 23.0924 | 0.12389 | 8.283 | 1.4435 | 0.78088 | 0.08417 | 22.1704 | 0.12923 | 122.3181 | 5.6213 | 10.8717 | 0.50342 | 0.30883 | 401.3787 | 75.9643 | 113.6916 | 87.1689 | 73.3292 | 75.3185 | 417.3633 | 49.677 | 87.1297
2573823 | VCUG_a | 8 | 01f_076010_393x248x546.dat | 0.0663;0.0663;0.1400 | 393;248;546 | (0.1745;68.2875;-6.4272) | 60 | 5.7448 | 47 | 81.3761 | 60 | iodine | [138] | [100] | 0 | 5 | 90 | abnormal | VUR - grade 3 | 4.4204 | 3.1204 | 13.7936 | 17.9858 | 12.6964 | 228.3554 | 1.3516e-15 | 13.0581 | 0.077295 | 2.187 | 361.6455 | 0.1219 | 39.3601 | 615.1281 | 4.4075 | 52.0253 | 0.26079 | 21.1028 | 4.1831 | 2.5159 | 0.31986 | 52.7031 | 0.31147 | 252.9055 | 14.2767 | 27.4392 | 1.489 | 1.1015 | 728.1224 | 142.0986 | 214.5407 | 161.8362 | 115.3928 | 91.8065 | 765.7749 | 93.0097 | 158.0589
2573823 | VCUG_a | 8 | 01f_076010_393x248x546.dat | 0.0663;0.0663;0.1400 | 393;248;546 | (0.1745;68.2875;-6.4272) | 60 | 6.3535 | 49 | 81.3761 | 60 | iodine | [138] | [100] | 0 | 5 | 90 | abnormal | VUR - grade 3 | 4.4204 | 3.1204 | 13.7936 | 17.9858 | 12.6964 | 228.3554 | 1.2905e-15 | 13.7596 | 0.088631 | 2.5166 | 382.1038 | 0.24594 | 42.9116 | 646.1382 | 5.1266 | 57.2253 | 0.028831 | 23.579 | 4.7301 | 3.0148 | 0.32091 | 58.1528 | 0.40834 | 272.8449 | 15.8797 | 30.4669 | 1.777 | 1.0133 | 770.8173 | 151.6025 | 229.0748 | 172.7968 | 120.2579 | 93.7535 | 820.5262 | 99.7201 | 167.3981
2573823 | VCUG_a | 8 | 01f_076010_393x248x546.dat | 0.0663;0.0663;0.1400 | 393;248;546 | (0.1745;68.2875;-6.4272) | 80 | 2.9 | 44 | 81.3761 | 60 | iodine | [138] | [100] | 0 | 5 | 90 | abnormal | VUR - grade 3 | 4.4204 | 3.1204 | 13.7936 | 17.9858 | 12.6964 | 228.3554 | 1.8635e-15 | 7.5762 | 0.051144 | 1.2276 | 242.0904 | 0.058815 | 22.3383 | 400.6756 | 2.5725 | 31.1681 | 0.034753 | 12.233 | 2.4791 | 1.4161 | 0.23036 | 30.2805 | 0.21524 | 154.7429 | 8.3634 | 15.7281 | 0.93256 | 0.51531 | 477.1455 | 92.1472 | 138.0459 | 105.8544 | 81.9685 | 78.4761 | 497.94 | 60.1842 | 103.5371
2573823 | VCUG_a | 8 | 01f_076010_393x248x546.dat | 0.0663;0.0663;0.1400 | 393;248;546 | (0.1745;68.2875;-6.4272) | 80 | 7.702 | 57 | 81.3761 | 60 | iodine | [138] | [100] | 0 | 5 | 90 | abnormal | VUR - grade 3 | 4.4204 | 3.1204 | 13.7936 | 17.9858 | 12.6964 | 228.3554 | 1.2456e-15 | 17.8937 | 0.13427 | 3.3271 | 406.2769 | 0.19634 | 52.9842 | 694.8013 | 6.9515 | 65.6048 | 0.19789 | 28.61 | 6.3308 | 3.7083 | 0.52512 | 67.1744 | 0.6116 | 300.84 | 19.4889 | 37.4781 | 2.7195 | 1.6661 | 819.9399 | 165.6519 | 248.7919 | 186.9367 | 124.5409 | 94.7122 | 864.2566 | 107.2068 | 180.3362
2573823 | VCUG_a | 8 | 01f_076010_393x248x546.dat | 0.0663;0.0663;0.1400 | 393;248;546 | (0.1745;68.2875;-6.4272) | 80 | 8.502 | 60 | 81.3761 | 60 | iodine | [138] | [100] | 0 | 5 | 90 | abnormal | VUR - grade 3 | 4.4204 | 3.1204 | 13.7936 | 17.9858 | 12.6964 | 228.3554 | 1.2147e-15 | 19.3953 | 0.14926 | 3.7237 | 420.58 | 0.31618 | 53.7084 | 722.2033 | 7.6748 | 69.7284 | 0.05476 | 30.9419 | 6.984 | 4.3849 | 0.50727 | 71.4547 | 0.64231 | 315.4041 | 20.8071 | 40.2033 | 3.0126 | 2.1884 | 851.2199 | 173.0569 | 259.5985 | 194.4307 | 127.5337 | 95.654 | 896.0036 | 111.4205 | 187.6023
2573823 | VCUG_a | 8 | 01f_076010_393x248x546.dat | 0.0663;0.0663;0.1400 | 393;248;546 | (0.1745;68.2875;-6.4272) | 110 | 3.9 | 52 | 81.3761 | 60 | iodine | [138] | [100] | 0 | 5 | 90 | abnormal | VUR - grade 3 | 4.4204 | 3.1204 | 13.7936 | 17.9858 | 12.6964 | 228.3554 | 1.6658e-15 | 10.3633 | 0.087214 | 1.973 | 289.2684 | 0.1349 | 31.4434 | 483.8369 | 4.0262 | 41.3276 | 0.069415 | 17.4608 | 3.7944 | 2.241 | 0.33805 | 42.2983 | 0.35321 | 198.8187 | 11.6743 | 22.6109 | 1.5025 | 1.0353 | 573.1699 | 113.9545 | 169.7527 | 129.8804 | 93.7712 | 82.5566 | 603.8581 | 73.9477 | 125.6566
2573823 | VCUG_a | 8 | 01f_076010_393x248x546.dat | 0.0663;0.0663;0.1400 | 393;248;546 | (0.1745;68.2875;-6.4272) | 110 | 7.85 | 62 | 81.3761 | 60 | iodine | [138] | [100] | 0 | 5 | 90 | abnormal | VUR - grade 3 | 4.4204 | 3.1204 | 13.7936 | 17.9858 | 12.6964 | 228.3554 | 1.3303e-15 | 17.8864 | 0.14798 | 3.2534 | 391.8777 | 0.43131 | 50.4831 | 675.1848 | 7.0201 | 62.6105 | 0.087425 | 28.0406 | 6.4817 | 4.3325 | 0.61554 | 64.686 | 0.70724 | 290.8243 | 19.0996 | 36.4395 | 2.8353 | 1.6468 | 788.6265 | 160.3766 | 238.4188 | 180.8371 | 120.0319 | 92.032 | 826.2123 | 102.9549 | 174.3997
2573823 | VCUG_a | 8 | 01f_076010_393x248x546.dat | 0.0663;0.0663;0.1400 | 393;248;546 | (0.1745;68.2875;-6.4272) | 110 | 9.9905 | 69 | 81.3761 | 60 | iodine | [138] | [100] | 0 | 5 | 90 | abnormal | VUR - grade 3 | 4.4204 | 3.1204 | 13.7936 | 17.9858 | 12.6964 | 228.3554 | 1.2861e-15 | 20.6468 | 0.18469 | 4.1074 | 418.8613 | 0.39002 | 58.0271 | 727.1563 | 8.6307 | 70.3465 | 0.104 | 32.3325 | 7.7367 | 4.9361 | 0.74572 | 73.0344 | 0.80203 | 320.4713 | 22.0954 | 41.9779 | 3.4496 | 2.5522 | 846.1201 | 174.4852 | 258.0127 | 195.304 | 125.7371 | 93.2645 | 889.8179 | 111.6505 | 188.191
2573823 | VCUG_a | 9 | 01f_076010_393x248x546.dat | 0.0663;0.0663;0.1400 | 393;248;546 | (-0.1549;69.7747;-4.0074) | 60 | 2.5 | 38 | 82.0179 | 60 | iodine | [138] | [100] | 1 | 10 | 90 | abnormal | VUR - grade 3 | 6.2672 | 4.4337 | 27.787 | 25.7011 | 18.1822 | 467.3026 | 1.0501e-15 | 22.6877 | 0.089975 | 2.9779 | 314.3846 | 0.33002 | 73.1085 | 276.959 | 6.932 | 184.6044 | 0.060942 | 38.696 | 6.7797 | 3.5047 | 0.53194 | 204.6504 | 0.51977 | 299.4239 | 36.0057 | 71.2591 | 2.0443 | 1.1605 | 339.0779 | 88.9603 | 129.7184 | 245.8314 | 76.3392 | 156.8419 | 378.4652 | 92.2585 | 109.5204
2573823 | VCUG_a | 9 | 01f_076010_393x248x546.dat | 0.0663;0.0663;0.1400 | 393;248;546 | (-0.1549;69.7747;-4.0074) | 60 | 5.7448 | 47 | 82.0179 | 60 | iodine | [138] | [100] | 1 | 10 | 90 | abnormal | VUR - grade 3 | 6.2672 | 4.4337 | 27.787 | 25.7011 | 18.1822 | 467.3026 | 6.8185e-16 | 53.6746 | 0.24781 | 9.0788 | 560.0067 | 0.58861 | 157.7182 | 556.3402 | 18.6698 | 325.0427 | 0.60607 | 86.8961 | 17.3074 | 10.4208 | 1.4357 | 361.4583 | 1.2815 | 561.84 | 75.6502 | 145.8915 | 5.8586 | 3.436 | 648.2961 | 171.2271 | 252.8989 | 399.6874 | 123.6953 | 184.3697 | 691.6928 | 165.4255 | 207.1296
2573823 | VCUG_a | 9 | 01f_076010_393x248x546.dat | 0.0663;0.0663;0.1400 | 393;248;546 | (-0.1549;69.7747;-4.0074) | 60 | 6.3535 | 49 | 82.0179 | 60 | iodine | [138] | [100] | 1 | 10 | 90 | abnormal | VUR - grade 3 | 6.2672 | 4.4337 | 27.787 | 25.7011 | 18.1822 | 467.3026 | 6.5104e-16 | 57.0149 | 0.28517 | 9.9217 | 591.5919 | 0.66039 | 175.5499 | 603.7417 | 20.839 | 343.389 | 0 | 95.1493 | 19.3383 | 11.6013 | 1.7526 | 383.0947 | 1.4689 | 597.444 | 81.783 | 158.5617 | 6.7756 | 5.1263 | 691.0174 | 183.5418 | 271.4229 | 419.5516 | 129.4139 | 187.1877 | 727.2671 | 175.1977 | 221.5971
2573823 | VCUG_a | 9 | 01f_076010_393x248x546.dat | 0.0663;0.0663;0.1400 | 393;248;546 | (-0.1549;69.7747;-4.0074) | 80 | 2.9 | 44 | 82.0179 | 60 | iodine | [138] | [100] | 1 | 10 | 90 | abnormal | VUR - grade 3 | 6.2672 | 4.4337 | 27.787 | 25.7011 | 18.1822 | 467.3026 | 9.4016e-16 | 30.8098 | 0.15275 | 4.9343 | 371.1193 | 0.32966 | 95.2278 | 349.6335 | 10.7482 | 215.56 | 0.30351 | 51.8744 | 10.0623 | 6.0752 | 0.91403 | 238.7264 | 0.80454 | 359.8552 | 46.0562 | 89.0331 | 3.4315 | 2.0103 | 410.8468 | 109.8004 | 160.6111 | 279.1797 | 86.4351 | 161.6165 | 459.5408 | 109.7929 | 133.4039
2573823 | VCUG_a | 9 | 01f_076010_393x248x546.dat | 0.0663;0.0663;0.1400 | 393;248;546 | (-0.1549;69.7747;-4.0074) | 80 | 7.702 | 57 | 82.0179 | 60 | iodine | [138] | [100] | 1 | 10 | 90 | abnormal | VUR - grade 3 | 6.2672 | 4.4337 | 27.787 | 25.7011 | 18.1822 | 467.3026 | 6.2841e-16 | 69.168 | 0.41812 | 11.3741 | 628.5051 | 1.2278 | 194.4744 | 654.7936 | 25.975 | 362.1829 | 0.094075 | 108.7933 | 23.561 | 14.5448 | 2.229 | 399.0855 | 2.0821 | 642.7633 | 89.4891 | 173.5964 | 9.2019 | 5.8616 | 745.228 | 202.9053 | 298.601 | 440.0866 | 135.174 | 187.6113 | 787.4455 | 187.8479 | 239.5825
2573823 | VCUG_a | 9 | 01f_076010_393x248x546.dat | 0.0663;0.0663;0.1400 | 393;248;546 | (-0.1549;69.7747;-4.0074) | 80 | 8.502 | 60 | 82.0179 | 60 | iodine | [138] | [100] | 1 | 10 | 90 | abnormal | VUR - grade 3 | 6.2672 | 4.4337 | 27.787 | 25.7011 | 18.1822 | 467.3026 | 6.1286e-16 | 75.3129 | 0.46375 | 13.7146 | 649.8093 | 1.1303 | 208.9722 | 692.6251 | 28.3215 | 373.921 | 0.1634 | 115.4022 | 25.4497 | 15.9222 | 2.277 | 411.548 | 2.3588 | 669.2428 | 93.9681 | 182.9139 | 10.1588 | 5.6219 | 779.4154 | 212.7811 | 312.8867 | 453.137 | 138.9087 | 188.8511 | 828.5786 | 196.1014 | 250.8025
2573823 | VCUG_a | 9 | 01f_076010_393x248x546.dat | 0.0663;0.0663;0.1400 | 393;248;546 | (-0.1549;69.7747;-4.0074) | 110 | 3.9 | 52 | 82.0179 | 60 | iodine | [138] | [100] | 1 | 10 | 90 | abnormal | VUR - grade 3 | 6.2672 | 4.4337 | 27.787 | 25.7011 | 18.1822 | 467.3026 | 8.4044e-16 | 42.5313 | 0.26202 | 7.5915 | 445.6947 | 0.66686 | 129.3131 | 443.6363 | 15.7751 | 255.6278 | 0.38663 | 69.3029 | 14.3318 | 8.5974 | 1.1869 | 280.579 | 1.3132 | 442.9105 | 58.0279 | 113.3679 | 5.5107 | 2.9228 | 508.5784 | 137.6638 | 200.5646 | 325.4702 | 100.1232 | 168.285 | 552.1627 | 132.1701 | 164.8696
2573823 | VCUG_a | 9 | 01f_076010_393x248x546.dat | 0.0663;0.0663;0.1400 | 393;248;546 | (-0.1549;69.7747;-4.0074) | 110 | 7.85 | 62 | 82.0179 | 60 | iodine | [138] | [100] | 1 | 10 | 90 | abnormal | VUR - grade 3 | 6.2672 | 4.4337 | 27.787 | 25.7011 | 18.1822 | 467.3026 | 6.7121e-16 | 67.0077 | 0.45569 | 12.3841 | 606.3408 | 1.0715 | 190.9695 | 630.9085 | 25.7566 | 344.9608 | 0.49034 | 105.1539 | 23.1821 | 15.1265 | 2.1546 | 377.0821 | 2.2279 | 619.3026 | 85.2316 | 165.1503 | 9.5088 | 6.5698 | 723.488 | 196.4856 | 286.2345 | 425.2056 | 130.416 | 183.4857 | 761.9263 | 180.9429 | 231.3486
2573823 | VCUG_a | 9 | 01f_076010_393x248x546.dat | 0.0663;0.0663;0.1400 | 393;248;546 | (-0.1549;69.7747;-4.0074) | 110 | 9.9905 | 69 | 82.0179 | 60 | iodine | [138] | [100] | 1 | 10 | 90 | abnormal | VUR - grade 3 | 6.2672 | 4.4337 | 27.787 | 25.7011 | 18.1822 | 467.3026 | 6.4899e-16 | 74.3651 | 0.5634 | 14.7351 | 649.7204 | 1.2658 | 218.2787 | 682.1402 | 30.0854 | 366.1553 | 0.36693 | 118.1842 | 26.7956 | 17.5782 | 2.3395 | 397.8663 | 2.7729 | 669.3972 | 92.1498 | 180.5275 | 11.5457 | 7.7228 | 783.267 | 215.3835 | 312.3597 | 448.2965 | 137.5907 | 184.7599 | 826.6732 | 194.8697 | 250.4897
2573823 | VCUG_a | 10 | 01f_076010_393x248x546.dat | 0.0663;0.0663;0.1400 | 393;248;546 | (0.4895;69.3997;-4.0032) | 60 | 2.5 | 38 | 81.7835 | 60 | iodine | [138] | [100] | 1 | 10 | 90 | abnormal | VUR - grade 3 | 6.3724 | 4.4697 | 28.4829 | 26.0579 | 18.2775 | 476.2729 | 1.0221e-15 | 23.4076 | 0.084969 | 3.0186 | 328.9946 | 0.21075 | 119.758 | 277.4656 | 6.5292 | 207.9158 | 0 | 82.3602 | 6.7361 | 3.4652 | 0.44252 | 123.8964 | 0.47833 | 293.2755 | 22.5966 | 53.0717 | 2.1546 | 1.1438 | 345.0784 | 90.5305 | 132.2823 | 262.3871 | 78.1029 | 158.4185 | 396.7051 | 94.2451 | 111.5834
2573823 | VCUG_a | 10 | 01f_076010_393x248x546.dat | 0.0663;0.0663;0.1400 | 393;248;546 | (0.4895;69.3997;-4.0032) | 60 | 5.7448 | 47 | 81.7835 | 60 | iodine | [138] | [100] | 1 | 10 | 90 | abnormal | VUR - grade 3 | 6.3724 | 4.4697 | 28.4829 | 26.0579 | 18.2775 | 476.2729 | 6.637e-16 | 54.1025 | 0.24454 | 8.7985 | 579.6566 | 0.6544 | 244.2507 | 588.9529 | 17.6404 | 355.3847 | 0.0060925 | 148.8768 | 17.199 | 10.4468 | 1.4372 | 256.47 | 1.4294 | 555.2481 | 52.088 | 119.9512 | 5.9397 | 4.0813 | 657.0406 | 174.568 | 258.3869 | 418.7185 | 126.2407 | 186.3825 | 743.9469 | 171.9913 | 213.0582
2573823 | VCUG_a | 10 | 01f_076010_393x248x546.dat | 0.0663;0.0663;0.1400 | 393;248;546 | (0.4895;69.3997;-4.0032) | 60 | 6.3535 | 49 | 81.7835 | 60 | iodine | [138] | [100] | 1 | 10 | 90 | abnormal | VUR - grade 3 | 6.3724 | 4.4697 | 28.4829 | 26.0579 | 18.2775 | 476.2729 | 6.3371e-16 | 58.9227 | 0.28276 | 9.4964 | 612.2819 | 0.89146 | 252.1968 | 616.8897 | 20.3247 | 373.9084 | 0.045036 | 158.3844 | 19.3495 | 11.1754 | 1.2917 | 275.4093 | 1.6654 | 591.4522 | 57.1206 | 130.4411 | 7.2348 | 4.9096 | 703.8851 | 187.2078 | 277.4266 | 438.5797 | 132.2657 | 189.0438 | 783.3535 | 181.2651 | 225.9746
2573823 | VCUG_a | 10 | 01f_076010_393x248x546.dat | 0.0663;0.0663;0.1400 | 393;248;546 | (0.4895;69.3997;-4.0032) | 80 | 2.9 | 44 | 81.7835 | 60 | iodine | [138] | [100] | 1 | 10 | 90 | abnormal | VUR - grade 3 | 6.3724 | 4.4697 | 28.4829 | 26.0579 | 18.2775 | 476.2729 | 9.1514e-16 | 32.1043 | 0.15543 | 4.9548 | 385.7438 | 0.31088 | 151.7143 | 361.2121 | 10.2145 | 240.0504 | 0.34814 | 97.9925 | 10.0892 | 6.4626 | 0.84284 | 156.7409 | 0.84175 | 354.5355 | 30.7188 | 70.9781 | 3.6138 | 1.8096 | 418.0448 | 111.806 | 163.8966 | 296.3126 | 88.3381 | 163.1876 | 479.03 | 112.7728 | 136.7115
2573823 | VCUG_a | 10 | 01f_076010_393x248x546.dat | 0.0663;0.0663;0.1400 | 393;248;546 | (0.4895;69.3997;-4.0032) | 80 | 7.702 | 57 | 81.7835 | 60 | iodine | [138] | [100] | 1 | 10 | 90 | abnormal | VUR - grade 3 | 6.3724 | 4.4697 | 28.4829 | 26.0579 | 18.2775 | 476.2729 | 6.117e-16 | 71.5486 | 0.43101 | 13.1714 | 649.0808 | 1.1038 | 272.1287 | 677.3629 | 25.6091 | 392.1884 | 0.3274 | 170.1663 | 23.7634 | 14.4268 | 1.9292 | 302.3398 | 2.2273 | 636.9833 | 66.7129 | 147.3805 | 9.0985 | 6.1761 | 764.5631 | 206.748 | 304.8601 | 456.8309 | 138.0999 | 189.2501 | 835.1047 | 193.9625 | 245.4628
2573823 | VCUG_a | 10 | 01f_076010_393x248x546.dat | 0.0663;0.0663;0.1400 | 393;248;546 | (0.4895;69.3997;-4.0032) | 80 | 8.502 | 60 | 81.7835 | 60 | iodine | [138] | [100] | 1 | 10 | 90 | abnormal | VUR - grade 3 | 6.3724 | 4.4697 | 28.4829 | 26.0579 | 18.2775 | 476.2729 | 5.9655e-16 | 76.7028 | 0.47572 | 13.44 | 673.0039 | 0.98015 | 286.3133 | 708.0722 | 27.7161 | 403.4369 | 0.41053 | 176.951 | 25.5805 | 16.5061 | 2.1784 | 317.6435 | 2.4374 | 663.6333 | 70.7368 | 155.905 | 10.4493 | 7.2048 | 803.957 | 216.7928 | 319.4345 | 472.2938 | 141.8144 | 190.4923 | 863.3653 | 201.5677 | 256.3137
2573823 | VCUG_a | 10 | 01f_076010_393x248x546.dat | 0.0663;0.0663;0.1400 | 393;248;546 | (0.4895;69.3997;-4.0032) | 110 | 3.9 | 52 | 81.7835 | 60 | iodine | [138] | [100] | 1 | 10 | 90 | abnormal | VUR - grade 3 | 6.3724 | 4.4697 | 28.4829 | 26.0579 | 18.2775 | 476.2729 | 8.1808e-16 | 43.481 | 0.27181 | 7.2599 | 461.629 | 0.51274 | 176.7551 | 449.6498 | 15.3982 | 281.0479 | 0.11062 | 118.3538 | 14.4167 | 9.0918 | 1.085 | 200.6647 | 1.277 | 438.2206 | 41.9372 | 93.4956 | 5.7383 | 3.7408 | 521.5253 | 140.1775 | 204.6665 | 341.8451 | 102.2991 | 169.781 | 583.8785 | 135.5623 | 168.1453
2573823 | VCUG_a | 10 | 01f_076010_393x248x546.dat | 0.0663;0.0663;0.1400 | 393;248;546 | (0.4895;69.3997;-4.0032) | 110 | 7.85 | 62 | 81.7835 | 60 | iodine | [138] | [100] | 1 | 10 | 90 | abnormal | VUR - grade 3 | 6.3724 | 4.4697 | 28.4829 | 26.0579 | 18.2775 | 476.2729 | 6.5336e-16 | 68.8516 | 0.46014 | 12.6206 | 626.896 | 1.1159 | 259.2284 | 666.1544 | 25.5647 | 374.4785 | 1.8374 | 162.4214 | 23.3469 | 14.1874 | 2.1391 | 292.6249 | 2.2667 | 614.2843 | 64.0273 | 141.2861 | 9.6447 | 7.3705 | 737.0187 | 200.1583 | 292.166 | 443.1433 | 133.1468 | 185.1302 | 803.1076 | 186.7961 | 237.865
2573823 | VCUG_a | 10 | 01f_076010_393x248x546.dat | 0.0663;0.0663;0.1400 | 393;248;546 | (0.4895;69.3997;-4.0032) | 110 | 9.9905 | 69 | 81.7835 | 60 | iodine | [138] | [100] | 1 | 10 | 90 | abnormal | VUR - grade 3 | 6.3724 | 4.4697 | 28.4829 | 26.0579 | 18.2775 | 476.2729 | 6.3172e-16 | 77.2982 | 0.58014 | 14.9418 | 672.6211 | 1.2739 | 282.1491 | 744.6464 | 30.1477 | 394.4136 | 1.2122 | 173.9687 | 26.9216 | 17.4634 | 2.2391 | 322.23 | 2.686 | 665.2445 | 72.7804 | 159.0888 | 11.5313 | 7.2855 | 801.9025 | 219.3633 | 318.7425 | 465.8727 | 140.3548 | 186.7589 | 859.4753 | 200.4402 | 259.8894
2573823 | VCUG_a | 11 | 01f_076010_393x248x546.dat | 0.0663;0.0663;0.1400 | 393;248;546 | (0.1855;68.2875;0.8176) | 60 | 2.5 | 38 | 81.3761 | 60 | iodine | [138] | [100] | 1 | 5 | 90 | abnormal | VUR - grade 3 | 6.6306 | 7.5625 | 50.144 | 26.9788 | 30.7702 | 830.1433 | 6.2113e-16 | 847.7879 | 0.58425 | 82.1996 | 373.4942 | 2.1437 | 403.3107 | 385.9231 | 207.1533 | 901.5927 | 1.0523 | 419.0077 | 331.6997 | 114.0929 | 3.9993 | 520.4512 | 5.9863 | 382.027 | 692.588 | 402.1515 | 42.1825 | 21.6475 | 420.666 | 238.9334 | 305.9155 | 319.0543 | 120.4749 | 271.533 | 446.1677 | 302.3504 | 283.4301
2573823 | VCUG_a | 11 | 01f_076010_393x248x546.dat | 0.0663;0.0663;0.1400 | 393;248;546 | (0.1855;68.2875;0.8176) | 60 | 5.7448 | 47 | 81.3761 | 60 | iodine | [138] | [100] | 1 | 5 | 90 | abnormal | VUR - grade 3 | 6.6306 | 7.5625 | 50.144 | 26.9788 | 30.7702 | 830.1433 | 4.0331e-16 | 1286.9475 | 1.7612 | 171.2822 | 692.5178 | 5.1657 | 768.6377 | 723.5856 | 401.8736 | 1395.375 | 1.409 | 746.1985 | 521.7067 | 225.5456 | 11.5648 | 919.7618 | 15.0618 | 736.0822 | 1076.0432 | 749.2482 | 95.9805 | 55.4361 | 791.3001 | 423.5744 | 554.3061 | 553.7048 | 195.8095 | 321.5021 | 858.5683 | 517.2385 | 508.6205
2573823 | VCUG_a | 11 | 01f_076010_393x248x546.dat | 0.0663;0.0663;0.1400 | 393;248;546 | (0.1855;68.2875;0.8176) | 60 | 6.3535 | 49 | 81.3761 | 60 | iodine | [138] | [100] | 1 | 5 | 90 | abnormal | VUR - grade 3 | 6.6306 | 7.5625 | 50.144 | 26.9788 | 30.7702 | 830.1433 | 3.8508e-16 | 1334.7641 | 2.0552 | 185.4319 | 736.2899 | 5.6001 | 820.5323 | 783.3452 | 429.2882 | 1448.8445 | 3.3268 | 789.8114 | 543.5504 | 239.8597 | 12.8272 | 969.1511 | 16.3395 | 786.6951 | 1118.1334 | 800.095 | 105.0095 | 59.7176 | 845.5661 | 449.6362 | 589.7965 | 581.2584 | 205.4854 | 326.8447 | 911.6824 | 543.8387 | 540.4772
2573823 | VCUG_a | 11 | 01f_076010_393x248x546.dat | 0.0663;0.0663;0.1400 | 393;248;546 | (0.1855;68.2875;0.8176) | 80 | 2.9 | 44 | 81.3761 | 60 | iodine | [138] | [100] | 1 | 5 | 90 | abnormal | VUR - grade 3 | 6.6306 | 7.5625 | 50.144 | 26.9788 | 30.7702 | 830.1433 | 5.5611e-16 | 929.1711 | 1.0809 | 112.1544 | 448.1319 | 2.743 | 482.8733 | 468.2539 | 253.0981 | 996.4421 | 1.5457 | 492.9973 | 370.5571 | 139.2048 | 6.4115 | 609.5213 | 8.7807 | 467.4986 | 766.0375 | 481.5606 | 56.3667 | 32.8029 | 509.9724 | 283.0844 | 364.9508 | 371.0705 | 136.8375 | 280.3369 | 548.2562 | 348.8261 | 336.3286
2573823 | VCUG_a | 11 | 01f_076010_393x248x546.dat | 0.0663;0.0663;0.1400 | 393;248;546 | (0.1855;68.2875;0.8176) | 80 | 7.702 | 57 | 81.3761 | 60 | iodine | [138] | [100] | 1 | 5 | 90 | abnormal | VUR - grade 3 | 6.6306 | 7.5625 | 50.144 | 26.9788 | 30.7702 | 830.1433 | 3.7169e-16 | 1376.6226 | 3.0015 | 216.7588 | 791.5842 | 8.1149 | 875.1496 | 841.9225 | 465.5017 | 1481.5501 | 5.7831 | 839.5011 | 563.165 | 256.4376 | 14.9062 | 1023.5817 | 21.0754 | 848.4065 | 1143.4682 | 852.3884 | 119.1466 | 70.4064 | 910.825 | 485.6937 | 635.1148 | 616.5239 | 215.6362 | 327.8763 | 984.9468 | 572.7871 | 578.1965
2573823 | VCUG_a | 11 | 01f_076010_393x248x546.dat | 0.0663;0.0663;0.1400 | 393;248;546 | (0.1855;68.2875;0.8176) | 80 | 8.502 | 60 | 81.3761 | 60 | iodine | [138] | [100] | 1 | 5 | 90 | abnormal | VUR - grade 3 | 6.6306 | 7.5625 | 50.144 | 26.9788 | 30.7702 | 830.1433 | 3.6247e-16 | 1401.7893 | 3.3376 | 231.0217 | 822.2694 | 9.4101 | 917.4766 | 886.5777 | 486.6025 | 1510.5975 | 4.0701 | 869.5557 | 576.43 | 272.131 | 16.7712 | 1059.5564 | 23.2158 | 883.5706 | 1164.9161 | 883.7085 | 127.0524 | 72.5628 | 948.5962 | 505.1602 | 660.4828 | 634.1581 | 222.118 | 330.2319 | 1036.934 | 592.6159 | 600.9574
2573823 | VCUG_a | 11 | 01f_076010_393x248x546.dat | 0.0663;0.0663;0.1400 | 393;248;546 | (0.1855;68.2875;0.8176) | 110 | 3.9 | 52 | 81.3761 | 60 | iodine | [138] | [100] | 1 | 5 | 90 | abnormal | VUR - grade 3 | 6.6306 | 7.5625 | 50.144 | 26.9788 | 30.7702 | 830.1433 | 4.9711e-16 | 1045.6562 | 1.8399 | 150.4123 | 548.0034 | 5.2473 | 594.874 | 594.5521 | 316.2053 | 1121.9969 | 2.8225 | 591.8767 | 423.0622 | 173.5156 | 10.0444 | 722.551 | 13.1491 | 577.9966 | 866.6831 | 587.4914 | 74.7153 | 40.9423 | 622.7751 | 341.6437 | 440.3397 | 440.7228 | 159.3017 | 292.3617 | 683.0631 | 411.7801 | 407.6926
2573823 | VCUG_a | 11 | 01f_076010_393x248x546.dat | 0.0663;0.0663;0.1400 | 393;248;546 | (0.1855;68.2875;0.8176) | 110 | 7.85 | 62 | 81.3761 | 60 | iodine | [138] | [100] | 1 | 5 | 90 | abnormal | VUR - grade 3 | 6.6306 | 7.5625 | 50.144 | 26.9788 | 30.7702 | 830.1433 | 3.9701e-16 | 1319.8608 | 3.2213 | 223.4872 | 761.9174 | 9.2342 | 846.6756 | 817.2558 | 449.332 | 1414.2158 | 6.4807 | 808.2636 | 540.6392 | 251.4914 | 14.726 | 981.6087 | 21.4258 | 818.6412 | 1095.3837 | 818.8175 | 115.1352 | 65.6001 | 879.7225 | 467.5921 | 605.2322 | 598.9781 | 208.142 | 320.4792 | 953.5239 | 551.7045 | 558.7861
2573823 | VCUG_a | 11 | 01f_076010_393x248x546.dat | 0.0663;0.0663;0.1400 | 393;248;546 | (0.1855;68.2875;0.8176) | 110 | 9.9905 | 69 | 81.3761 | 60 | iodine | [138] | [100] | 1 | 5 | 90 | abnormal | VUR - grade 3 | 6.6306 | 7.5625 | 50.144 | 26.9788 | 30.7702 | 830.1433 | 3.8386e-16 | 1358.5261 | 3.9535 | 272.8827 | 820.0549 | 10.3576 | 911.0505 | 909.6698 | 490.72 | 1463.8236 | 3.8524 | 865.5918 | 565.4078 | 275.4357 | 15.5474 | 1045.2906 | 24.5094 | 887.3703 | 1134.7753 | 881.2223 | 129.7489 | 75.6178 | 949.9444 | 503.661 | 649.7929 | 636.8478 | 220.0537 | 324.3242 | 1018.4061 | 583.5512 | 604.6766
2573823 | VCUG_a | 12 | 01f_076010_393x248x546.dat | 0.0663;0.0663;0.1400 | 393;248;546 | (-0.1549;69.7747;0.7390) | 60 | 2.5 | 38 | 82.0179 | 60 | iodine | [135,136,138] | [100,100,60] | 1 | 10 | 90 | abnormal | VUR - grade 3 | 6.2672 | 7.2502 | 45.4386 | 25.7011 | 29.7324 | 764.156 | 6.8202e-16 | 625.0394 | 0.51972 | 131.7188 | 359.0505 | 1.8477 | 238.3358 | 271.1354 | 231.1366 | 685.0816 | 0.77914 | 220.829 | 260.2706 | 111.847 | 3.6569 | 694.2309 | 4.9264 | 345.6199 | 1091.9019 | 509.7351 | 36.1133 | 18.6783 | 345.8398 | 187.798 | 239.362 | 303.8699 | 107.9401 | 256.2651 | 385.384 | 263.5639 | 260.0458
2573823 | VCUG_a | 12 | 01f_076010_393x248x546.dat | 0.0663;0.0663;0.1400 | 393;248;546 | (-0.1549;69.7747;0.7390) | 60 | 5.7448 | 47 | 82.0179 | 60 | iodine | [135,136,138] | [100,100,60] | 1 | 10 | 90 | abnormal | VUR - grade 3 | 6.2672 | 7.2502 | 45.4386 | 25.7011 | 29.7324 | 764.156 | 4.4285e-16 | 1004.8579 | 1.5964 | 224.8849 | 650.4705 | 4.9103 | 492.9223 | 586.7918 | 422.9887 | 1112.6825 | 4.7583 | 451.6893 | 418.2918 | 205.4833 | 10.1683 | 1125.5763 | 12.9539 | 660.7449 | 1535.1293 | 881.7007 | 83.9677 | 46.5893 | 670.3192 | 340.536 | 443.8661 | 512.2254 | 175.4429 | 300.847 | 714.6233 | 451.5968 | 465.5969
2573823 | VCUG_a | 12 | 01f_076010_393x248x546.dat | 0.0663;0.0663;0.1400 | 393;248;546 | (-0.1549;69.7747;0.7390) | 60 | 6.3535 | 49 | 82.0179 | 60 | iodine | [135,136,138] | [100,100,60] | 1 | 10 | 90 | abnormal | VUR - grade 3 | 6.2672 | 7.2502 | 45.4386 | 25.7011 | 29.7324 | 764.156 | 4.2283e-16 | 1048.9022 | 1.8726 | 242.3654 | 689.1144 | 5.7567 | 532.0782 | 641.3413 | 448.1679 | 1162.5405 | 0.96639 | 486.2208 | 437.9748 | 223.4052 | 11.7555 | 1174.6257 | 14.7957 | 705.9768 | 1575.6828 | 929.304 | 90.9674 | 50.0103 | 718.5586 | 362.7103 | 473.9887 | 537.0937 | 183.7908 | 304.9572 | 759.0002 | 475.68 | 494.8491
2573823 | VCUG_a | 12 | 01f_076010_393x248x546.dat | 0.0663;0.0663;0.1400 | 393;248;546 | (-0.1549;69.7747;0.7390) | 80 | 2.9 | 44 | 82.0179 | 60 | iodine | [135,136,138] | [100,100,60] | 1 | 10 | 90 | abnormal | VUR - grade 3 | 6.2672 | 7.2502 | 45.4386 | 25.7011 | 29.7324 | 764.156 | 6.1062e-16 | 702.793 | 0.9517 | 155.7677 | 427.0081 | 3.0628 | 303.5435 | 356.1457 | 276.4727 | 771.2806 | 0.75962 | 278.3561 | 293.652 | 136.2482 | 6.9726 | 779.1742 | 7.8543 | 420.6375 | 1165.7317 | 588.4667 | 49.4448 | 26.1881 | 423.5034 | 225.2913 | 289.3362 | 348.225 | 122.6861 | 264.3303 | 461.4975 | 304.9588 | 308.1056
2573823 | VCUG_a | 12 | 01f_076010_393x248x546.dat | 0.0663;0.0663;0.1400 | 393;248;546 | (-0.1549;69.7747;0.7390) | 80 | 7.702 | 57 | 82.0179 | 60 | iodine | [135,136,138] | [100,100,60] | 1 | 10 | 90 | abnormal | VUR - grade 3 | 6.2672 | 7.2502 | 45.4386 | 25.7011 | 29.7324 | 764.156 | 4.0813e-16 | 1091.4499 | 2.6928 | 271.6557 | 734.7716 | 7.9867 | 597.0448 | 684.9096 | 479.4833 | 1199.578 | 2.9812 | 535.6423 | 454.8341 | 234.04 | 16.2089 | 1214.7694 | 18.4423 | 763.9782 | 1571.6682 | 973.1043 | 106.2856 | 61.3927 | 785.1971 | 395.1783 | 515.1323 | 568.5914 | 193.387 | 306.4825 | 819.4021 | 502.7857 | 527.7507
2573823 | VCUG_a | 12 | 01f_076010_393x248x546.dat | 0.0663;0.0663;0.1400 | 393;248;546 | (-0.1549;69.7747;0.7390) | 80 | 8.502 | 60 | 82.0179 | 60 | iodine | [135,136,138] | [100,100,60] | 1 | 10 | 90 | abnormal | VUR - grade 3 | 6.2672 | 7.2502 | 45.4386 | 25.7011 | 29.7324 | 764.156 | 3.9801e-16 | 1120.3954 | 3.0248 | 285.9467 | 763.6467 | 7.9387 | 614.6811 | 730.5572 | 497.6995 | 1229.6636 | 3.4866 | 562.1197 | 466.9214 | 247.5231 | 16.6375 | 1242.6783 | 19.6452 | 795.3543 | 1585.96 | 1007.1825 | 112.4842 | 64.7117 | 817.012 | 412.4083 | 537.6624 | 584.4784 | 199.0882 | 308.0176 | 855.4531 | 518.2046 | 549.3
2573823 | VCUG_a | 12 | 01f_076010_393x248x546.dat | 0.0663;0.0663;0.1400 | 393;248;546 | (-0.1549;69.7747;0.7390) | 110 | 3.9 | 52 | 82.0179 | 60 | iodine | [135,136,138] | [100,100,60] | 1 | 10 | 90 | abnormal | VUR - grade 3 | 6.2672 | 7.2502 | 45.4386 | 25.7011 | 29.7324 | 764.156 | 5.4584e-16 | 812.7436 | 1.6295 | 195.1845 | 516.5226 | 5.3477 | 383.6455 | 463.3571 | 333.0448 | 887.4904 | 1.0551 | 355.5421 | 338.1012 | 162.0614 | 9.5396 | 896.4674 | 11.402 | 519.7103 | 1265.2917 | 696.7944 | 65.627 | 39.4528 | 528.9804 | 275.1863 | 353.5492 | 413.2229 | 142.5948 | 274.7462 | 571.9782 | 360.7008 | 372.8221
2573823 | VCUG_a | 12 | 01f_076010_393x248x546.dat | 0.0663;0.0663;0.1400 | 393;248;546 | (-0.1549;69.7747;0.7390) | 110 | 7.85 | 62 | 82.0179 | 60 | iodine | [135,136,138] | [100,100,60] | 1 | 10 | 90 | abnormal | VUR - grade 3 | 6.2672 | 7.2502 | 45.4386 | 25.7011 | 29.7324 | 764.156 | 4.3593e-16 | 1052.6561 | 2.8564 | 273.7622 | 706.3587 | 7.8805 | 564.6144 | 670.6646 | 462.9457 | 1148.2458 | 4.6033 | 518.7809 | 437.0927 | 228.0044 | 14.5245 | 1161.6196 | 17.9526 | 734.2304 | 1502.9621 | 935.4573 | 99.9482 | 56.7872 | 754.9449 | 381.7929 | 492.7409 | 547.3355 | 186.4926 | 299.1555 | 794.7912 | 482.8415 | 510.1975
2573823 | VCUG_a | 12 | 01f_076010_393x248x546.dat | 0.0663;0.0663;0.1400 | 393;248;546 | (-0.1549;69.7747;0.7390) | 110 | 9.9905 | 69 | 82.0179 | 60 | iodine | [135,136,138] | [100,100,60] | 1 | 10 | 90 | abnormal | VUR - grade 3 | 6.2672 | 7.2502 | 45.4386 | 25.7011 | 29.7324 | 764.156 | 4.215e-16 | 1098.6725 | 3.5509 | 311.3407 | 759.9533 | 9.9063 | 632.812 | 741.4716 | 496.5129 | 1199.8825 | 4.028 | 570.6767 | 460.641 | 247.0465 | 17.4218 | 1210.4638 | 21.1761 | 796.1099 | 1524.4617 | 992.4565 | 112.2326 | 66.8518 | 817.9367 | 413.8132 | 532.5397 | 583.5637 | 197.4217 | 302.7039 | 865.3864 | 513.9407 | 550.2754
2573823 | VCUG_a | 13 | 01f_076010_393x248x546.dat | 0.0663;0.0663;0.1400 | 393;248;546 | (0.4895;69.3997;0.7311) | 60 | 2.5 | 38 | 81.7835 | 60 | iodine | [91,94,135,136,138] | [100,100,100,100,40] | 1 | 10 | 90 | abnormal | VUR - grade 3 | 6.3724 | 7.2968 | 46.4984 | 26.0579 | 29.838 | 777.5152 | 6.6787e-16 | 636.572 | 0.52755 | 130.8165 | 358.9448 | 1.9034 | 470.7024 | 286.0419 | 188.3588 | 830.5755 | 0.81505 | 593.7795 | 258.6265 | 118.4235 | 4.4142 | 237.8292 | 5.4453 | 341.0522 | 244.0579 | 228.8754 | 36.8932 | 18.1696 | 360.8913 | 191.6615 | 244.6472 | 319.7203 | 109.2546 | 257.5327 | 402.5009 | 258.3886 | 242.893
2573823 | VCUG_a | 13 | 01f_076010_393x248x546.dat | 0.0663;0.0663;0.1400 | 393;248;546 | (0.4895;69.3997;0.7311) | 60 | 5.7448 | 47 | 81.7835 | 60 | iodine | [91,94,135,136,138] | [100,100,100,100,40] | 1 | 10 | 90 | abnormal | VUR - grade 3 | 6.3724 | 7.2968 | 46.4984 | 26.0579 | 29.838 | 777.5152 | 4.3366e-16 | 1030.4904 | 1.5999 | 227.14 | 649.6139 | 4.5063 | 868.5423 | 605.6391 | 360.1459 | 1481.3299 | 3.4253 | 966.7765 | 417.1032 | 212.9099 | 10.5397 | 497.0742 | 13.2296 | 656.6932 | 463.5685 | 478.2805 | 84.4791 | 51.9719 | 697.1629 | 346.9064 | 452.7854 | 527.4246 | 178.0441 | 302.017 | 750.8919 | 462.3757 | 443.0707
2573823 | VCUG_a | 13 | 01f_076010_393x248x546.dat | 0.0663;0.0663;0.1400 | 393;248;546 | (0.4895;69.3997;0.7311) | 60 | 6.3535 | 49 | 81.7835 | 60 | iodine | [91,94,135,136,138] | [100,100,100,100,40] | 1 | 10 | 90 | abnormal | VUR - grade 3 | 6.3724 | 7.2968 | 46.4984 | 26.0579 | 29.838 | 777.5152 | 4.1406e-16 | 1074.8665 | 1.8756 | 237.6704 | 691.058 | 5.3828 | 906.0265 | 654.7349 | 384.219 | 1573.8271 | 3.8487 | 1011.4217 | 437.4721 | 226.8749 | 12.6759 | 536.3947 | 14.9807 | 702.2641 | 491.8844 | 520.3343 | 93.6892 | 54.7891 | 746.4364 | 369.5534 | 483.5453 | 553.3146 | 186.6851 | 306.9038 | 790.7053 | 488.465 | 471.3791
2573823 | VCUG_a | 13 | 01f_076010_393x248x546.dat | 0.0663;0.0663;0.1400 | 393;248;546 | (0.4895;69.3997;0.7311) | 80 | 2.9 | 44 | 81.7835 | 60 | iodine | [91,94,135,136,138] | [100,100,100,100,40] | 1 | 10 | 90 | abnormal | VUR - grade 3 | 6.3724 | 7.2968 | 46.4984 | 26.0579 | 29.838 | 777.5152 | 5.9795e-16 | 719.3784 | 0.96791 | 153.8716 | 426.9109 | 3.1919 | 554.4139 | 365.2332 | 230.171 | 979.9701 | 0.87359 | 671.0965 | 291.5644 | 141.4808 | 6.08 | 305.2947 | 7.8293 | 417.2278 | 296.615 | 293.1365 | 50.5279 | 28.8654 | 442.7819 | 229.8509 | 295.5888 | 365.6192 | 124.4057 | 265.9636 | 478.5376 | 304.7895 | 290.306
2573823 | VCUG_a | 13 | 01f_076010_393x248x546.dat | 0.0663;0.0663;0.1400 | 393;248;546 | (0.4895;69.3997;0.7311) | 80 | 7.702 | 57 | 81.7835 | 60 | iodine | [91,94,135,136,138] | [100,100,100,100,40] | 1 | 10 | 90 | abnormal | VUR - grade 3 | 6.3724 | 7.2968 | 46.4984 | 26.0579 | 29.838 | 777.5152 | 3.9966e-16 | 1124.417 | 2.6778 | 262.6259 | 738.7853 | 8.7893 | 982.6701 | 709.2349 | 417.2839 | 1668.5099 | 2.057 | 1049.978 | 457.3934 | 246.4194 | 16.4211 | 599.2654 | 18.5399 | 760.6542 | 532.4329 | 574.6692 | 107.3298 | 59.1233 | 813.7498 | 402.5284 | 525.364 | 581.0649 | 196.2501 | 308.1985 | 855.811 | 524.0785 | 507.2671
2573823 | VCUG_a | 13 | 01f_076010_393x248x546.dat | 0.0663;0.0663;0.1400 | 393;248;546 | (0.4895;69.3997;0.7311) | 80 | 8.502 | 60 | 81.7835 | 60 | iodine | [91,94,135,136,138] | [100,100,100,100,40] | 1 | 10 | 90 | abnormal | VUR - grade 3 | 6.3724 | 7.2968 | 46.4984 | 26.0579 | 29.838 | 777.5152 | 3.8976e-16 | 1144.6408 | 3.0119 | 279.1494 | 766.532 | 9.8046 | 1026.5668 | 729.3548 | 434.3493 | 1727.0573 | 5.7536 | 1077.5732 | 469.0377 | 254.1825 | 15.5487 | 632.5762 | 20.5047 | 794.6778 | 554.0141 | 601.608 | 114.3563 | 65.7489 | 841.502 | 419.9781 | 548.2305 | 602.4123 | 201.7616 | 310.4893 | 886.1967 | 543.0198 | 526.25
2573823 | VCUG_a | 13 | 01f_076010_393x248x546.dat | 0.0663;0.0663;0.1400 | 393;248;546 | (0.4895;69.3997;0.7311) | 110 | 3.9 | 52 | 81.7835 | 60 | iodine | [91,94,135,136,138] | [100,100,100,100,40] | 1 | 10 | 90 | abnormal | VUR - grade 3 | 6.3724 | 7.2968 | 46.4984 | 26.0579 | 29.838 | 777.5152 | 5.3452e-16 | 828.0654 | 1.6399 | 197.2413 | 517.2275 | 4.4752 | 664.1623 | 470.831 | 285.3011 | 1163.4112 | 1.5771 | 774.8404 | 337.3849 | 175.4087 | 9.0034 | 394.8754 | 11.5492 | 518.1255 | 366.177 | 378.0941 | 68.0588 | 38.7673 | 546.1692 | 280.3127 | 360.5501 | 426.8294 | 144.7678 | 276.4645 | 592.8464 | 366.2831 | 354.7612
2573823 | VCUG_a | 13 | 01f_076010_393x248x546.dat | 0.0663;0.0663;0.1400 | 393;248;546 | (0.4895;69.3997;0.7311) | 110 | 7.85 | 62 | 81.7835 | 60 | iodine | [91,94,135,136,138] | [100,100,100,100,40] | 1 | 10 | 90 | abnormal | VUR - grade 3 | 6.3724 | 7.2968 | 46.4984 | 26.0579 | 29.838 | 777.5152 | 4.2689e-16 | 1076.0503 | 2.8706 | 268.1048 | 712.0415 | 8.9706 | 947.1866 | 684.2823 | 401.7005 | 1572.8583 | 3.2123 | 1007.8353 | 439.111 | 242.3602 | 14.7337 | 581.866 | 18.4872 | 735.4904 | 515.6655 | 555.8168 | 102.4959 | 60.5338 | 774.6578 | 388.6402 | 502.1806 | 565.0729 | 189.4406 | 301.1903 | 822.4927 | 502.6307 | 490.3667
2573823 | VCUG_a | 13 | 01f_076010_393x248x546.dat | 0.0663;0.0663;0.1400 | 393;248;546 | (0.4895;69.3997;0.7311) | 110 | 9.9905 | 69 | 81.7835 | 60 | iodine | [91,94,135,136,138] | [100,100,100,100,40] | 1 | 10 | 90 | abnormal | VUR - grade 3 | 6.3724 | 7.2968 | 46.4984 | 26.0579 | 29.838 | 777.5152 | 4.1275e-16 | 1134.1753 | 3.5777 | 305.2701 | 767.2697 | 9.6116 | 1008.1423 | 758.6446 | 436.7543 | 1670.7238 | 3.9753 | 1058.3181 | 461.9754 | 260.8848 | 17.3834 | 645.5735 | 22.2915 | 797.9663 | 559.153 | 611.6062 | 116.1819 | 71.4841 | 843.8779 | 421.4086 | 542.9545 | 602.7004 | 200.4 | 304.7533 | 896.2826 | 539.1097 | 531.6067
2573823 | VCUG_a | 14 | 01f_076010_393x248x546.dat | 0.0663;0.0663;0.1400 | 393;248;546 | (0.1855;68.2875;0.8176) | 60 | 2.5 | 38 | 81.3761 | 60 | iodine | [138] | [10] | 1 | 5 | 90 | abnormal | VUR - grade 3 | 6.6306 | 7.5625 | 50.144 | 26.9788 | 30.7702 | 830.1433 | 6.2113e-16 | 847.8523 | 0.58438 | 82.2045 | 374.5246 | 2.1437 | 403.375 | 391.9926 | 207.1533 | 901.802 | 1.0523 | 419.1204 | 331.7158 | 114.0961 | 4.0014 | 520.6283 | 5.9863 | 384.5868 | 692.6363 | 402.2481 | 42.2051 | 21.6475 | 467.5158 | 239.2953 | 306.425 | 319.5823 | 121.0217 | 271.7992 | 442.2394 | 302.1726 | 285.9619
2573823 | VCUG_a | 14 | 01f_076010_393x248x546.dat | 0.0663;0.0663;0.1400 | 393;248;546 | (0.1855;68.2875;0.8176) | 60 | 5.7448 | 47 | 81.3761 | 60 | iodine | [138] | [10] | 1 | 5 | 90 | abnormal | VUR - grade 3 | 6.6306 | 7.5625 | 50.144 | 26.9788 | 30.7702 | 830.1433 | 4.0331e-16 | 1287.1706 | 1.762 | 171.2773 | 694.4766 | 5.2317 | 769.7039 | 731.9911 | 401.9727 | 1395.9949 | 1.409 | 746.5456 | 521.781 | 225.5133 | 11.5648 | 920.4313 | 15.0705 | 741.1155 | 1076.2416 | 749.5458 | 95.9905 | 55.4361 | 853.8325 | 424.5233 | 555.6709 | 555.2846 | 197 | 322.0763 | 839.3772 | 516.1898 | 512.0934
2573823 | VCUG_a | 14 | 01f_076010_393x248x546.dat | 0.0663;0.0663;0.1400 | 393;248;546 | (0.1855;68.2875;0.8176) | 60 | 6.3535 | 49 | 81.3761 | 60 | iodine | [138] | [10] | 1 | 5 | 90 | abnormal | VUR - grade 3 | 6.6306 | 7.5625 | 50.144 | 26.9788 | 30.7702 | 830.1433 | 3.8508e-16 | 1334.842 | 2.056 | 185.4371 | 738.9387 | 5.6001 | 821.3633 | 789.8374 | 429.3921 | 1449.5197 | 3.3268 | 790.1749 | 543.6023 | 239.8545 | 12.8319 | 969.8782 | 16.3564 | 792.1745 | 1118.3931 | 800.6144 | 105.0121 | 59.7306 | 900.6976 | 450.7065 | 591.3436 | 582.4993 | 206.7613 | 327.4246 | 891.271 | 542.6481 | 543.6108
2573823 | VCUG_a | 14 | 01f_076010_393x248x546.dat | 0.0663;0.0663;0.1400 | 393;248;546 | (0.1855;68.2875;0.8176) | 80 | 2.9 | 44 | 81.3761 | 60 | iodine | [138] | [10] | 1 | 5 | 90 | abnormal | VUR - grade 3 | 6.6306 | 7.5625 | 50.144 | 26.9788 | 30.7702 | 830.1433 | 5.5611e-16 | 929.261 | 1.0813 | 112.1526 | 449.4806 | 2.743 | 483.3948 | 471.8503 | 253.116 | 996.7298 | 1.5457 | 493.1771 | 370.5931 | 139.2534 | 6.4115 | 609.9169 | 8.7808 | 470.5916 | 766.1633 | 481.7764 | 56.3739 | 32.8029 | 553.8127 | 283.6359 | 365.7398 | 371.7614 | 137.5397 | 280.6344 | 541.0994 | 348.488 | 338.6074
2573823 | VCUG_a | 14 | 01f_076010_393x248x546.dat | 0.0663;0.0663;0.1400 | 393;248;546 | (0.1855;68.2875;0.8176) | 80 | 7.702 | 57 | 81.3761 | 60 | iodine | [138] | [10] | 1 | 5 | 90 | abnormal | VUR - grade 3 | 6.6306 | 7.5625 | 50.144 | 26.9788 | 30.7702 | 830.1433 | 3.7169e-16 | 1376.6226 | 3.0031 | 216.8476 | 794.2747 | 8.1198 | 876.3872 | 849.402 | 465.6631 | 1482.5187 | 5.7831 | 840.0123 | 563.2726 | 256.4214 | 15.0003 | 1024.7386 | 21.1031 | 854.2986 | 1143.6027 | 852.8996 | 119.152 | 70.4118 | 960.8404 | 486.9572 | 636.9627 | 618.4399 | 216.935 | 328.5661 | 967.1361 | 571.9426 | 581.2992
2573823 | VCUG_a | 14 | 01f_076010_393x248x546.dat | 0.0663;0.0663;0.1400 | 393;248;546 | (0.1855;68.2875;0.8176) | 80 | 8.502 | 60 | 81.3761 | 60 | iodine | [138] | [10] | 1 | 5 | 90 | abnormal | VUR - grade 3 | 6.6306 | 7.5625 | 50.144 | 26.9788 | 30.7702 | 830.1433 | 3.6247e-16 | 1402.1755 | 3.3396 | 231.3031 | 825.0282 | 9.4101 | 918.8009 | 898.3303 | 486.768 | 1511.5631 | 4.0701 | 870.0799 | 576.5404 | 272.1586 | 16.8708 | 1060.6875 | 23.2139 | 889.8055 | 1165.192 | 884.4534 | 127.0469 | 72.5628 | 994.4204 | 506.5256 | 662.4862 | 635.9418 | 223.4735 | 331.0077 | 1012.9321 | 591.3261 | 604.257
2573823 | VCUG_a | 14 | 01f_076010_393x248x546.dat | 0.0663;0.0663;0.1400 | 393;248;546 | (0.1855;68.2875;0.8176) | 110 | 3.9 | 52 | 81.3761 | 60 | iodine | [138] | [10] | 1 | 5 | 90 | abnormal | VUR - grade 3 | 6.6306 | 7.5625 | 50.144 | 26.9788 | 30.7702 | 830.1433 | 4.9711e-16 | 1045.8372 | 1.8409 | 150.5591 | 549.6731 | 5.2473 | 595.0752 | 601.7738 | 316.2657 | 1122.4998 | 2.8225 | 592.1784 | 423.1024 | 173.5519 | 10.0494 | 723.074 | 13.1503 | 581.5974 | 866.8037 | 587.7931 | 74.7173 | 40.9484 | 668.5392 | 342.4033 | 441.4328 | 441.8537 | 160.1167 | 292.7443 | 675.0367 | 411.4286 | 410.4375
2573823 | VCUG_a | 14 | 01f_076010_393x248x546.dat | 0.0663;0.0663;0.1400 | 393;248;546 | (0.1855;68.2875;0.8176) | 110 | 7.85 | 62 | 81.3761 | 60 | iodine | [138] | [10] | 1 | 5 | 90 | abnormal | VUR - grade 3 | 6.6306 | 7.5625 | 50.144 | 26.9788 | 30.7702 | 830.1433 | 3.9701e-16 | 1319.7601 | 3.2228 | 223.5225 | 764.7636 | 9.2284 | 847.0282 | 826.1976 | 449.4579 | 1415.1477 | 6.4807 | 808.6918 | 540.7147 | 251.5141 | 14.7129 | 982.717 | 21.4208 | 823.9307 | 1095.5349 | 819.3212 | 115.1579 | 65.5825 | 917.7315 | 468.7448 | 606.9121 | 600.8898 | 209.3231 | 321.0625 | 939.6704 | 551.0643 | 561.5385
2573823 | VCUG_a | 14 | 01f_076010_393x248x546.dat | 0.0663;0.0663;0.1400 | 393;248;546 | (0.1855;68.2875;0.8176) | 110 | 9.9905 | 69 | 81.3761 | 60 | iodine | [138] | [10] | 1 | 5 | 90 | abnormal | VUR - grade 3 | 6.6306 | 7.5625 | 50.144 | 26.9788 | 30.7702 | 830.1433 | 3.8386e-16 | 1358.8387 | 3.9556 | 272.9609 | 823.207 | 10.3576 | 912.2749 | 915.4271 | 490.8242 | 1464.7875 | 3.8524 | 866.0607 | 565.538 | 275.5138 | 15.5451 | 1046.02 | 24.5099 | 892.7107 | 1135.0618 | 881.9517 | 129.827 | 75.623 | 981.2576 | 504.9505 | 651.6739 | 638.5565 | 221.3158 | 324.9706 | 1001.2646 | 582.7295 | 606.984
2573823 | VCUG_a | 1 | 01m_076010_393x248x546.dat | 0.0663;0.0663;0.1400 | 393;248;546 | (0.1855;68.2875;0.7692) | 60 | 2.5 | 38 | 81.3761 | 60 | iodine | [138] | [0] | 1 | 5 | 75 | abnormal | posterior urethral valve | 6.6306 | 7.5935 | 50.3498 | 26.9788 | 30.8965 | 833.5498 | 6.1834e-16 | 852.2507 | 0.58431 | 82.5 | 376.0396 | 1.5048 | 409.9045 | 308.4715 | 207.1355 | 901.8513 | 0.088587 | 419.9475 | 331.9214 | 113.3407 | 4.0365 | 520.5881 | 5.9019 | 386.7133 | 694.2953 | 404.8749 | 42.2131 | 22.4957 | 492.2056 | 239.6822 | 306.8532 | 321.739 | 122.2867 | 272.9294 | 536.9707 | 310.4097 | 281.9113
2573823 | VCUG_a | 1 | 01m_076010_393x248x546.dat | 0.0663;0.0663;0.1400 | 393;248;546 | (0.1855;68.2875;0.7692) | 60 | 5.7448 | 47 | 81.3761 | 60 | iodine | [138] | [0] | 1 | 5 | 75 | abnormal | posterior urethral valve | 6.6306 | 7.5935 | 50.3498 | 26.9788 | 30.8965 | 833.5498 | 4.0149e-16 | 1295.9838 | 1.7643 | 168.9887 | 695.3774 | 5.1665 | 768.1306 | 503.1953 | 401.7742 | 1395.0138 | 2.1818 | 747.5076 | 522.0249 | 224.9422 | 11.919 | 920.8103 | 15.0555 | 743.8463 | 1078.1724 | 750.1478 | 97.0425 | 52.5686 | 882.2543 | 425.2209 | 556.5415 | 553.013 | 199.1131 | 324.4404 | 873.3874 | 519.3433 | 495.2569
2573823 | VCUG_a | 1 | 01m_076010_393x248x546.dat | 0.0663;0.0663;0.1400 | 393;248;546 | (0.1855;68.2875;0.7692) | 60 | 6.3535 | 49 | 81.3761 | 60 | iodine | [138] | [0] | 1 | 5 | 75 | abnormal | posterior urethral valve | 6.6306 | 7.5935 | 50.3498 | 26.9788 | 30.8965 | 833.5498 | 3.8335e-16 | 1346.1378 | 2.0572 | 182.964 | 740.4488 | 5.9179 | 824.9151 | 519.7098 | 429.609 | 1449.8554 | 3.0137 | 791.2903 | 544.048 | 240.7104 | 13.3302 | 970.3962 | 16.2943 | 794.0815 | 1120.8598 | 797.4988 | 105.4758 | 61.3358 | 934.0585 | 451.4831 | 592.3127 | 582.8316 | 208.8978 | 329.2141 | 906.4336 | 545.4176 | 523.4946
2573823 | VCUG_a | 1 | 01m_076010_393x248x546.dat | 0.0663;0.0663;0.1400 | 393;248;546 | (0.1855;68.2875;0.7692) | 80 | 2.9 | 44 | 81.3761 | 60 | iodine | [138] | [0] | 1 | 5 | 75 | abnormal | posterior urethral valve | 6.6306 | 7.5935 | 50.3498 | 26.9788 | 30.8965 | 833.5498 | 5.536e-16 | 933.2485 | 1.0835 | 111.6593 | 449.6356 | 3.2863 | 488.3094 | 350.991 | 253.8819 | 996.6332 | 1.0656 | 494.0717 | 370.8067 | 140.1977 | 6.4597 | 609.4249 | 8.7756 | 472.1607 | 767.7692 | 482.0234 | 56.591 | 31.8332 | 575.6463 | 284.1643 | 366.3761 | 375.2713 | 139.0137 | 282.23 | 603.0666 | 354.5131 | 330.6702
2573823 | VCUG_a | 1 | 01m_076010_393x248x546.dat | 0.0663;0.0663;0.1400 | 393;248;546 | (0.1855;68.2875;0.7692) | 80 | 7.702 | 57 | 81.3761 | 60 | iodine | [138] | [0] | 1 | 5 | 75 | abnormal | posterior urethral valve | 6.6306 | 7.5935 | 50.3498 | 26.9788 | 30.8965 | 833.5498 | 3.7001e-16 | 1379.6726 | 3.0134 | 220.233 | 793.9827 | 8.0133 | 882.197 | 546.6908 | 466.2601 | 1482.4001 | 6.8144 | 841.1438 | 563.3661 | 259.2052 | 14.5294 | 1025.8155 | 21.4401 | 856.3057 | 1145.0021 | 853.7922 | 119.6514 | 71.2741 | 984.8164 | 487.6784 | 637.8585 | 617.1403 | 219.1739 | 330.79 | 956.2224 | 572.1765 | 558.8713
2573823 | VCUG_a | 1 | 01m_076010_393x248x546.dat | 0.0663;0.0663;0.1400 | 393;248;546 | (0.1855;68.2875;0.7692) | 80 | 8.502 | 60 | 81.3761 | 60 | iodine | [138] | [0] | 1 | 5 | 75 | abnormal | posterior urethral valve | 6.6306 | 7.5935 | 50.3498 | 26.9788 | 30.8965 | 833.5498 | 3.6085e-16 | 1409.7577 | 3.3438 | 233.2664 | 824.3609 | 8.9239 | 911.8213 | 568.2706 | 487.4058 | 1511.3237 | 4.3974 | 871.3057 | 576.03 | 272.751 | 16.498 | 1060.6923 | 23.3458 | 893.4479 | 1165.75 | 884.58 | 126.8314 | 75.6743 | 1012.5836 | 507.2585 | 663.3903 | 642.0483 | 225.7664 | 333.4035 | 977.7491 | 589.2687 | 578.7608
2573823 | VCUG_a | 1 | 01m_076010_393x248x546.dat | 0.0663;0.0663;0.1400 | 393;248;546 | (0.1855;68.2875;0.7692) | 110 | 3.9 | 52 | 81.3761 | 60 | iodine | [138] | [0] | 1 | 5 | 75 | abnormal | posterior urethral valve | 6.6306 | 7.5935 | 50.3498 | 26.9788 | 30.8965 | 833.5498 | 4.9488e-16 | 1050.5019 | 1.8432 | 150.9484 | 550.7825 | 5.2138 | 603.341 | 411.3743 | 316.0781 | 1122.9643 | 1.8254 | 593.096 | 423.2157 | 176.7831 | 9.1651 | 723.1281 | 13.0129 | 583.2754 | 868.073 | 587.8422 | 74.7094 | 42.946 | 686.1493 | 342.9243 | 442.0589 | 445.4595 | 161.7599 | 295.0583 | 677.1572 | 413.1904 | 396.6571
2573823 | VCUG_a | 1 | 01m_076010_393x248x546.dat | 0.0663;0.0663;0.1400 | 393;248;546 | (0.1855;68.2875;0.7692) | 110 | 7.85 | 62 | 81.3761 | 60 | iodine | [138] | [0] | 1 | 5 | 75 | abnormal | posterior urethral valve | 6.6306 | 7.5935 | 50.3498 | 26.9788 | 30.8965 | 833.5498 | 3.9523e-16 | 1320.6585 | 3.227 | 225.2528 | 765.99 | 8.8683 | 848.4236 | 532.3016 | 449.9186 | 1414.6045 | 4.9043 | 809.8635 | 540.9548 | 252.6851 | 15.5371 | 982.4984 | 21.207 | 825.1459 | 1096.7113 | 820.8192 | 114.9567 | 65.8204 | 939.5105 | 469.5512 | 607.9412 | 600.2363 | 211.4242 | 323.2163 | 907.6807 | 548.9508 | 539.4375
2573823 | VCUG_a | 1 | 01m_076010_393x248x546.dat | 0.0663;0.0663;0.1400 | 393;248;546 | (0.1855;68.2875;0.7692) | 110 | 9.9905 | 69 | 81.3761 | 60 | iodine | [138] | [0] | 1 | 5 | 75 | abnormal | posterior urethral valve | 6.6306 | 7.5935 | 50.3498 | 26.9788 | 30.8965 | 833.5498 | 3.8214e-16 | 1364.0125 | 3.9477 | 265.7109 | 824.086 | 10.165 | 917.8201 | 568.0049 | 491.2015 | 1465.4139 | 4.2162 | 867.3942 | 565.4928 | 276.3875 | 16.8915 | 1044.9448 | 24.7898 | 894.5044 | 1137.4752 | 884.2988 | 129.383 | 76.403 | 999.0983 | 505.7274 | 652.6627 | 640.2291 | 223.4916 | 327.3913 | 951.3153 | 580.1093 | 579.3507
2573823 | VCUG_a | 2 | 01m_076010_393x248x546.dat | 0.0663;0.0663;0.1400 | 393;248;546 | (-0.1549;69.7747;-6.8090) | 60 | 2.5 | 38 | 82.0179 | 60 | iodine | [138] | [10] | 1 | 5 | 75 | abnormal | posterior urethral valve | 6.2672 | 3.212 | 20.1302 | 25.7011 | 13.1721 | 338.5365 | 1.2427e-15 | 4.5103 | 0.041317 | 0.70807 | 175.3473 | 0.047858 | 12.8819 | 201.3396 | 1.5331 | 21.2002 | 0.17023 | 7.0537 | 1.4717 | 1.0378 | 0.20879 | 25.5481 | 0.14304 | 121.1337 | 6.7806 | 11.851 | 0.40265 | 0.35976 | 372.7035 | 62.1214 | 91.1108 | 89.6225 | 75.9354 | 110.2466 | 440.2432 | 51.7861 | 69.7631
2573823 | VCUG_a | 2 | 01m_076010_393x248x546.dat | 0.0663;0.0663;0.1400 | 393;248;546 | (-0.1549;69.7747;-6.8090) | 60 | 5.7448 | 47 | 82.0179 | 60 | iodine | [138] | [10] | 1 | 5 | 75 | abnormal | posterior urethral valve | 6.2672 | 3.212 | 20.1302 | 25.7011 | 13.1721 | 338.5365 | 8.0693e-16 | 12.0287 | 0.10633 | 2.5272 | 313.9787 | 0.15252 | 35.5531 | 367.5891 | 4.4061 | 48.5616 | 0.84427 | 18.5021 | 4.2539 | 2.5793 | 0.51018 | 58.234 | 0.35976 | 247.2198 | 16.554 | 29.0681 | 1.5641 | 1.2156 | 684.8643 | 119.3486 | 177.4525 | 159.3263 | 118.8632 | 131.3006 | 720.7036 | 89.4335 | 127.819
2573823 | VCUG_a | 2 | 01m_076010_393x248x546.dat | 0.0663;0.0663;0.1400 | 393;248;546 | (-0.1549;69.7747;-6.8090) | 60 | 6.3535 | 49 | 82.0179 | 60 | iodine | [138] | [10] | 1 | 5 | 75 | abnormal | posterior urethral valve | 6.2672 | 3.212 | 20.1302 | 25.7011 | 13.1721 | 338.5365 | 7.7047e-16 | 13.0115 | 0.11922 | 2.6178 | 332.5242 | 0.24799 | 38.1339 | 389.4894 | 5.1134 | 53.3622 | 0.79965 | 20.8548 | 4.9086 | 2.8528 | 0.43198 | 64.0635 | 0.43438 | 265.7078 | 18.538 | 32.2232 | 1.9383 | 1.1676 | 723.7527 | 127.9072 | 190.4454 | 167.876 | 123.8397 | 133.2804 | 747.7641 | 93.7602 | 135.62
2573823 | VCUG_a | 2 | 01m_076010_393x248x546.dat | 0.0663;0.0663;0.1400 | 393;248;546 | (-0.1549;69.7747;-6.8090) | 80 | 2.9 | 44 | 82.0179 | 60 | iodine | [138] | [10] | 1 | 5 | 75 | abnormal | posterior urethral valve | 6.2672 | 3.212 | 20.1302 | 25.7011 | 13.1721 | 338.5365 | 1.1127e-15 | 7.1227 | 0.067531 | 1.3403 | 206.6663 | 0.12336 | 19.82 | 241.4732 | 2.5279 | 28.9221 | 0.025637 | 10.7278 | 2.5037 | 1.4466 | 0.32143 | 34.4033 | 0.25119 | 151.8632 | 9.6934 | 17.0377 | 0.90823 | 0.95128 | 444.5896 | 76.5876 | 112.7473 | 105.8419 | 84.6807 | 114.2981 | 499.3747 | 60.432 | 83.6482
2573823 | VCUG_a | 2 | 01m_076010_393x248x546.dat | 0.0663;0.0663;0.1400 | 393;248;546 | (-0.1549;69.7747;-6.8090) | 80 | 7.702 | 57 | 82.0179 | 60 | iodine | [138] | [10] | 1 | 5 | 75 | abnormal | posterior urethral valve | 6.2672 | 3.212 | 20.1302 | 25.7011 | 13.1721 | 338.5365 | 7.4377e-16 | 17.9048 | 0.16078 | 3.6121 | 353.847 | 0.19576 | 46.5239 | 413.5699 | 6.9621 | 61.7747 | 0.049718 | 25.711 | 6.4157 | 4.174 | 0.69652 | 72.2658 | 0.68191 | 292.309 | 22.1709 | 38.4663 | 2.7135 | 1.7963 | 768.506 | 141.3071 | 209.4683 | 181.3233 | 128.0655 | 133.6569 | 789.2651 | 100.9278 | 145.8819
2573823 | VCUG_a | 2 | 01m_076010_393x248x546.dat | 0.0663;0.0663;0.1400 | 393;248;546 | (-0.1549;69.7747;-6.8090) | 80 | 8.502 | 60 | 82.0179 | 60 | iodine | [138] | [10] | 1 | 5 | 75 | abnormal | posterior urethral valve | 6.2672 | 3.212 | 20.1302 | 25.7011 | 13.1721 | 338.5365 | 7.2537e-16 | 18.7475 | 0.17944 | 2.6767 | 367.0378 | 0.24812 | 47.8167 | 424.3185 | 7.8204 | 65.6268 | 0 | 27.9069 | 6.9951 | 3.979 | 0.82921 | 75.8932 | 0.70774 | 306.2003 | 23.5892 | 41.8694 | 2.9877 | 2.1263 | 793.9067 | 148.2062 | 219.5382 | 187.3677 | 130.9919 | 134.3749 | 822.099 | 104.9735 | 151.2213
2573823 | VCUG_a | 2 | 01m_076010_393x248x546.dat | 0.0663;0.0663;0.1400 | 393;248;546 | (-0.1549;69.7747;-6.8090) | 110 | 3.9 | 52 | 82.0179 | 60 | iodine | [138] | [10] | 1 | 5 | 75 | abnormal | posterior urethral valve | 6.2672 | 3.212 | 20.1302 | 25.7011 | 13.1721 | 338.5365 | 9.9472e-16 | 10.8523 | 0.10976 | 1.7624 | 250.0196 | 0.26486 | 26.9482 | 291.8705 | 4.0825 | 38.6741 | 0.3618 | 15.6456 | 3.8833 | 2.1301 | 0.39474 | 45.7434 | 0.44125 | 193.6622 | 13.4982 | 23.3502 | 1.5006 | 0.93256 | 532.5207 | 96.099 | 141.0037 | 127.8727 | 96.545 | 118.8991 | 579.6595 | 71.9179 | 101.6472
2573823 | VCUG_a | 2 | 01m_076010_393x248x546.dat | 0.0663;0.0663;0.1400 | 393;248;546 | (-0.1549;69.7747;-6.8090) | 110 | 7.85 | 62 | 82.0179 | 60 | iodine | [138] | [10] | 1 | 5 | 75 | abnormal | posterior urethral valve | 6.2672 | 3.212 | 20.1302 | 25.7011 | 13.1721 | 338.5365 | 7.9447e-16 | 17.0012 | 0.17807 | 3.5206 | 343.1198 | 0.46675 | 44.3475 | 399.9499 | 7.0551 | 59.3713 | 0.15769 | 25.3539 | 6.5787 | 3.6204 | 0.63067 | 69.5642 | 0.69114 | 281.7208 | 21.3474 | 37.4021 | 2.7733 | 1.7923 | 733.1889 | 137.0831 | 201.2254 | 174.6567 | 123.277 | 130.0872 | 759.9236 | 97.1657 | 140.8604
2573823 | VCUG_a | 2 | 01m_076010_393x248x546.dat | 0.0663;0.0663;0.1400 | 393;248;546 | (-0.1549;69.7747;-6.8090) | 110 | 9.9905 | 69 | 82.0179 | 60 | iodine | [138] | [10] | 1 | 5 | 75 | abnormal | posterior urethral valve | 6.2672 | 3.212 | 20.1302 | 25.7011 | 13.1721 | 338.5365 | 7.6821e-16 | 19.9606 | 0.21402 | 4.4796 | 368.1532 | 0.37681 | 53.7455 | 434.502 | 8.4307 | 66.561 | 0.31403 | 29.5856 | 7.8504 | 5.1052 | 0.71841 | 77.3666 | 0.85014 | 308.5473 | 23.966 | 43.182 | 3.3258 | 2.1564 | 774.2386 | 150.2862 | 219.6875 | 187.9091 | 128.8827 | 131.5379 | 806.0917 | 104.527 | 152.1439
2573823 | VCUG_a | 3 | 01m_076010_393x248x546.dat | 0.0663;0.0663;0.1400 | 393;248;546 | (-0.1549;69.7747;-6.8090) | 60 | 2.5 | 38 | 82.0179 | 60 | iodine | [138] | [30] | 0 | 5 | 75 | abnormal | posterior urethral valve | 6.2672 | 3.212 | 20.1302 | 25.7011 | 13.1721 | 338.5365 | 1.2427e-15 | 4.554 | 0.041069 | 0.70488 | 174.8403 | 0.047858 | 12.6863 | 201.2108 | 1.5195 | 21.1189 | 0.17023 | 7.0087 | 1.4653 | 1.0567 | 0.20879 | 25.4732 | 0.14144 | 120.3933 | 6.77 | 11.8221 | 0.39824 | 0.35756 | 362.3871 | 61.9728 | 90.9042 | 89.3285 | 75.7828 | 110.18 | 439.6397 | 51.6817 | 69.2404
2573823 | VCUG_a | 3 | 01m_076010_393x248x546.dat | 0.0663;0.0663;0.1400 | 393;248;546 | (-0.1549;69.7747;-6.8090) | 60 | 5.7448 | 47 | 82.0179 | 60 | iodine | [138] | [30] | 0 | 5 | 75 | abnormal | posterior urethral valve | 6.2672 | 3.212 | 20.1302 | 25.7011 | 13.1721 | 338.5365 | 8.0693e-16 | 11.9901 | 0.10599 | 2.5756 | 313.1608 | 0.14893 | 34.5146 | 363.6111 | 4.3798 | 48.3038 | 0.84427 | 18.3584 | 4.2323 | 2.5084 | 0.51018 | 58.0246 | 0.35972 | 245.4229 | 16.5367 | 28.9057 | 1.5715 | 1.1723 | 676.4497 | 118.9916 | 176.9355 | 158.618 | 118.5428 | 131.1467 | 724.7188 | 89.537 | 127.0023
2573823 | VCUG_a | 3 | 01m_076010_393x248x546.dat | 0.0663;0.0663;0.1400 | 393;248;546 | (-0.1549;69.7747;-6.8090) | 60 | 6.3535 | 49 | 82.0179 | 60 | iodine | [138] | [30] | 0 | 5 | 75 | abnormal | posterior urethral valve | 6.2672 | 3.212 | 20.1302 | 25.7011 | 13.1721 | 338.5365 | 7.7047e-16 | 13.0518 | 0.11912 | 2.632 | 331.9271 | 0.26826 | 37.7172 | 386.3355 | 5.0666 | 53.1455 | 0.79965 | 20.6887 | 4.8868 | 2.8019 | 0.39045 | 63.8415 | 0.42799 | 263.9167 | 18.455 | 32.1297 | 1.9292 | 1.1589 | 716.5623 | 127.5025 | 189.856 | 167.3652 | 123.4705 | 133.0762 | 752.3197 | 93.972 | 134.9561
2573823 | VCUG_a | 3 | 01m_076010_393x248x546.dat | 0.0663;0.0663;0.1400 | 393;248;546 | (-0.1549;69.7747;-6.8090) | 80 | 2.9 | 44 | 82.0179 | 60 | iodine | [138] | [30] | 0 | 5 | 75 | abnormal | posterior urethral valve | 6.2672 | 3.212 | 20.1302 | 25.7011 | 13.1721 | 338.5365 | 1.1127e-15 | 7.1035 | 0.067365 | 1.3715 | 206.3338 | 0.12316 | 19.7994 | 238.5973 | 2.5033 | 28.7909 | 0.025637 | 10.6586 | 2.4876 | 1.4257 | 0.33745 | 34.2578 | 0.25237 | 151.0454 | 9.6584 | 16.9819 | 0.9005 | 0.97788 | 435.8182 | 76.386 | 112.4591 | 105.5472 | 84.4948 | 114.2088 | 500.0127 | 60.4169 | 82.9902
2573823 | VCUG_a | 3 | 01m_076010_393x248x546.dat | 0.0663;0.0663;0.1400 | 393;248;546 | (-0.1549;69.7747;-6.8090) | 80 | 7.702 | 57 | 82.0179 | 60 | iodine | [138] | [30] | 0 | 5 | 75 | abnormal | posterior urethral valve | 6.2672 | 3.212 | 20.1302 | 25.7011 | 13.1721 | 338.5365 | 7.4377e-16 | 17.8134 | 0.15986 | 3.5752 | 353.0941 | 0.19026 | 46.2093 | 409.7784 | 6.9077 | 61.4372 | 0.049718 | 25.5335 | 6.3724 | 4.2131 | 0.70163 | 71.927 | 0.68499 | 290.709 | 22.1185 | 38.2485 | 2.7414 | 1.7167 | 765.1985 | 140.8706 | 208.8289 | 180.7816 | 127.741 | 133.4565 | 785.3661 | 100.4785 | 145.1967
2573823 | VCUG_a | 3 | 01m_076010_393x248x546.dat | 0.0663;0.0663;0.1400 | 393;248;546 | (-0.1549;69.7747;-6.8090) | 80 | 8.502 | 60 | 82.0179 | 60 | iodine | [138] | [30] | 0 | 5 | 75 | abnormal | posterior urethral valve | 6.2672 | 3.212 | 20.1302 | 25.7011 | 13.1721 | 338.5365 | 7.2537e-16 | 18.4732 | 0.17794 | 2.6513 | 366.252 | 0.25399 | 47.745 | 421.644 | 7.7514 | 65.2435 | 0 | 27.7305 | 6.9432 | 3.95 | 0.82921 | 75.5664 | 0.70697 | 304.3943 | 23.523 | 41.6929 | 2.9772 | 2.0574 | 794.7614 | 147.7365 | 218.8523 | 186.7348 | 130.6473 | 134.2037 | 819.135 | 104.5816 | 150.7938
2573823 | VCUG_a | 3 | 01m_076010_393x248x546.dat | 0.0663;0.0663;0.1400 | 393;248;546 | (-0.1549;69.7747;-6.8090) | 110 | 3.9 | 52 | 82.0179 | 60 | iodine | [138] | [30] | 0 | 5 | 75 | abnormal | posterior urethral valve | 6.2672 | 3.212 | 20.1302 | 25.7011 | 13.1721 | 338.5365 | 9.9472e-16 | 10.8493 | 0.10927 | 1.9745 | 249.5673 | 0.25223 | 27.2619 | 288.734 | 4.0597 | 38.4721 | 0.3618 | 15.5571 | 3.8722 | 2.1478 | 0.39617 | 45.5052 | 0.43719 | 192.5664 | 13.4731 | 23.2517 | 1.496 | 0.89938 | 529.354 | 95.8373 | 140.6257 | 127.3546 | 96.3457 | 118.7909 | 582.2733 | 72.0512 | 101.2032
2573823 | VCUG_a | 3 | 01m_076010_393x248x546.dat | 0.0663;0.0663;0.1400 | 393;248;546 | (-0.1549;69.7747;-6.8090) | 110 | 7.85 | 62 | 82.0179 | 60 | iodine | [138] | [30] | 0 | 5 | 75 | abnormal | posterior urethral valve | 6.2672 | 3.212 | 20.1302 | 25.7011 | 13.1721 | 338.5365 | 7.9447e-16 | 16.9244 | 0.17698 | 3.3151 | 342.8429 | 0.46338 | 44.3689 | 398.1373 | 7.0032 | 59.1032 | 0.15769 | 25.2053 | 6.5361 | 3.6195 | 0.6529 | 69.3553 | 0.6792 | 280.4369 | 21.2367 | 37.2259 | 2.7208 | 1.7935 | 732.1946 | 136.6965 | 200.6578 | 174.3029 | 122.9732 | 129.9308 | 757.6328 | 96.8911 | 140.4989
2573823 | VCUG_a | 3 | 01m_076010_393x248x546.dat | 0.0663;0.0663;0.1400 | 393;248;546 | (-0.1549;69.7747;-6.8090) | 110 | 9.9905 | 69 | 82.0179 | 60 | iodine | [138] | [30] | 0 | 5 | 75 | abnormal | posterior urethral valve | 6.2672 | 3.212 | 20.1302 | 25.7011 | 13.1721 | 338.5365 | 7.6821e-16 | 19.8955 | 0.21404 | 4.5375 | 367.5674 | 0.41512 | 53.2548 | 430.9092 | 8.3878 | 66.1809 | 0.31403 | 29.4111 | 7.8161 | 5.1574 | 0.7219 | 77.0672 | 0.84431 | 307.2586 | 23.8463 | 43.0961 | 3.2564 | 2.1891 | 778.0266 | 149.8711 | 219.0769 | 187.47 | 128.5909 | 131.3978 | 802.7983 | 104.124 | 151.8209
2573823 | VCUG_a | 4 | 01m_076010_393x248x546.dat | 0.0663;0.0663;0.1400 | 393;248;546 | (-0.1549;69.7747;-4.3213) | 60 | 2.5 | 38 | 82.0179 | 60 | iodine | [138] | [30] | 1 | 5 | 75 | abnormal | posterior urethral valve | 6.2672 | 4.6263 | 28.9938 | 25.7011 | 18.9719 | 487.5985 | 1.0206e-15 | 22.3575 | 0.090299 | 3.1786 | 316.8245 | 0.25711 | 74.5103 | 199.8439 | 6.9831 | 185.2544 | 0.12779 | 39.0331 | 6.7538 | 3.5604 | 0.54081 | 205.2329 | 0.5453 | 301.7353 | 35.7026 | 71.2358 | 2.0435 | 1.4104 | 381.081 | 89.8249 | 130.6311 | 249.9042 | 83.7188 | 163.6616 | 443.0644 | 98.2834 | 106.2723
2573823 | VCUG_a | 4 | 01m_076010_393x248x546.dat | 0.0663;0.0663;0.1400 | 393;248;546 | (-0.1549;69.7747;-4.3213) | 60 | 5.7448 | 47 | 82.0179 | 60 | iodine | [138] | [30] | 1 | 5 | 75 | abnormal | posterior urethral valve | 6.2672 | 4.6263 | 28.9938 | 25.7011 | 18.9719 | 487.5985 | 6.627e-16 | 53.8038 | 0.24983 | 8.2378 | 563.3891 | 0.42573 | 161.2938 | 370.7087 | 18.7429 | 326.0885 | 0.5856 | 87.7693 | 17.3758 | 9.7259 | 1.4204 | 363.6769 | 1.415 | 567.3125 | 75.5043 | 147.7448 | 6.0206 | 3.7771 | 724.6075 | 173.1368 | 255.1323 | 401.4642 | 134.5348 | 193.2989 | 731.3979 | 169.9247 | 196.7699
2573823 | VCUG_a | 4 | 01m_076010_393x248x546.dat | 0.0663;0.0663;0.1400 | 393;248;546 | (-0.1549;69.7747;-4.3213) | 60 | 6.3535 | 49 | 82.0179 | 60 | iodine | [138] | [30] | 1 | 5 | 75 | abnormal | posterior urethral valve | 6.2672 | 4.6263 | 28.9938 | 25.7011 | 18.9719 | 487.5985 | 6.3275e-16 | 58.3481 | 0.29302 | 8.778 | 596.4555 | 0.7819 | 179.4218 | 391.5262 | 21.1899 | 345.3629 | 0.46764 | 95.974 | 19.4815 | 11.2187 | 1.7544 | 385.9474 | 1.537 | 603.6147 | 82.3747 | 159.1928 | 6.7693 | 3.8054 | 766.2528 | 185.6965 | 273.9853 | 420.851 | 140.7117 | 196.1407 | 773.9177 | 180.5428 | 209.1493
2573823 | VCUG_a | 4 | 01m_076010_393x248x546.dat | 0.0663;0.0663;0.1400 | 393;248;546 | (-0.1549;69.7747;-4.3213) | 80 | 2.9 | 44 | 82.0179 | 60 | iodine | [138] | [30] | 1 | 5 | 75 | abnormal | posterior urethral valve | 6.2672 | 4.6263 | 28.9938 | 25.7011 | 18.9719 | 487.5985 | 9.1375e-16 | 30.9843 | 0.1556 | 4.8662 | 373.6234 | 0.32682 | 99.7084 | 238.6418 | 10.8119 | 216.2945 | 0.70644 | 52.3314 | 10.1188 | 6.2361 | 0.90436 | 239.0467 | 0.85924 | 363.1611 | 46.0715 | 90.4335 | 3.5108 | 2.235 | 461.3056 | 110.9945 | 161.9776 | 281.8421 | 94.4776 | 168.9792 | 507.5653 | 114.772 | 127.8724
2573823 | VCUG_a | 4 | 01m_076010_393x248x546.dat | 0.0663;0.0663;0.1400 | 393;248;546 | (-0.1549;69.7747;-4.3213) | 80 | 7.702 | 57 | 82.0179 | 60 | iodine | [138] | [30] | 1 | 5 | 75 | abnormal | posterior urethral valve | 6.2672 | 4.6263 | 28.9938 | 25.7011 | 18.9719 | 487.5985 | 6.1076e-16 | 68.4278 | 0.42249 | 11.8176 | 633.7836 | 1.2359 | 200.3076 | 417.8397 | 26.3671 | 364.218 | 0.087337 | 109.7189 | 23.8129 | 14.0174 | 2.2809 | 402.4982 | 2.0599 | 647.9299 | 89.5932 | 175.699 | 9.34 | 5.5118 | 818.9789 | 205.31 | 301.4809 | 443.2628 | 146.6539 | 197.266 | 799.5277 | 190.721 | 225.3058
2573823 | VCUG_a | 4 | 01m_076010_393x248x546.dat | 0.0663;0.0663;0.1400 | 393;248;546 | (-0.1549;69.7747;-4.3213) | 80 | 8.502 | 60 | 82.0179 | 60 | iodine | [138] | [30] | 1 | 5 | 75 | abnormal | posterior urethral valve | 6.2672 | 4.6263 | 28.9938 | 25.7011 | 18.9719 | 487.5985 | 5.9564e-16 | 75.0207 | 0.47146 | 13.6725 | 656.9621 | 0.84434 | 214.8629 | 434.242 | 28.6736 | 375.9849 | 0.64356 | 116.5411 | 25.5811 | 16.9248 | 2.5061 | 412.7188 | 2.3209 | 674.6575 | 94.3194 | 182.8635 | 10.155 | 6.7509 | 854.2304 | 215.4374 | 316.1308 | 457.0512 | 150.4937 | 198.4106 | 813.7358 | 196.9089 | 234.6616
2573823 | VCUG_a | 4 | 01m_076010_393x248x546.dat | 0.0663;0.0663;0.1400 | 393;248;546 | (-0.1549;69.7747;-4.3213) | 110 | 3.9 | 52 | 82.0179 | 60 | iodine | [138] | [30] | 1 | 5 | 75 | abnormal | posterior urethral valve | 6.2672 | 4.6263 | 28.9938 | 25.7011 | 18.9719 | 487.5985 | 8.1682e-16 | 43.0472 | 0.26936 | 7.1477 | 449.8769 | 0.85069 | 130.0036 | 290.0627 | 15.8663 | 256.4202 | 0.83175 | 69.8927 | 14.3972 | 9.0308 | 1.1681 | 283.5374 | 1.341 | 446.7061 | 58.4263 | 115.0175 | 5.545 | 2.9764 | 561.0392 | 139.2224 | 202.3846 | 327.4588 | 109.0238 | 176.0565 | 582.427 | 135.7869 | 156.0969
2573823 | VCUG_a | 4 | 01m_076010_393x248x546.dat | 0.0663;0.0663;0.1400 | 393;248;546 | (-0.1549;69.7747;-4.3213) | 110 | 7.85 | 62 | 82.0179 | 60 | iodine | [138] | [30] | 1 | 5 | 75 | abnormal | posterior urethral valve | 6.2672 | 4.6263 | 28.9938 | 25.7011 | 18.9719 | 487.5985 | 6.5234e-16 | 68.9103 | 0.46269 | 12.9028 | 611.2909 | 1.0863 | 196.3544 | 407.1952 | 26.0447 | 346.2914 | 0.10047 | 106.196 | 23.2624 | 14.7492 | 2.0135 | 379.1423 | 2.2543 | 624.8575 | 85.4063 | 167.9184 | 9.5084 | 6.6542 | 786.5368 | 198.8483 | 289.0678 | 428.8845 | 141.3364 | 192.5744 | 776.0515 | 183.9584 | 217.7664
2573823 | VCUG_a | 4 | 01m_076010_393x248x546.dat | 0.0663;0.0663;0.1400 | 393;248;546 | (-0.1549;69.7747;-4.3213) | 110 | 9.9905 | 69 | 82.0179 | 60 | iodine | [138] | [30] | 1 | 5 | 75 | abnormal | posterior urethral valve | 6.2672 | 4.6263 | 28.9938 | 25.7011 | 18.9719 | 487.5985 | 6.3074e-16 | 76.1957 | 0.58054 | 15.1879 | 655.0831 | 1.2125 | 219.5818 | 448.9774 | 30.4117 | 367.8035 | 0.55972 | 119.1449 | 26.8984 | 17.6236 | 2.4297 | 400.4316 | 2.7258 | 674.8375 | 93.0504 | 181.3571 | 11.5914 | 7.7754 | 849.1395 | 218.0009 | 315.5237 | 451.7992 | 148.909 | 194.1534 | 822.4567 | 196.2815 | 235.9324
2573823 | VCUG_a | 5 | 01m_076010_393x248x546.dat | 0.0663;0.0663;0.1400 | 393;248;546 | (0.4895;69.3997;-4.3049) | 60 | 2.5 | 38 | 81.7835 | 60 | iodine | [138] | [50] | 1 | 10 | 75 | abnormal | posterior urethral valve | 6.3724 | 4.6564 | 29.6726 | 26.0579 | 19.0409 | 496.1663 | 9.9487e-16 | 24.7037 | 0.088229 | 3.1867 | 331.3792 | 0.21492 | 121.3321 | 201.061 | 6.6003 | 207.9463 | 0.017816 | 82.4086 | 6.784 | 3.7687 | 0.45631 | 124.7497 | 0.48027 | 294.9122 | 22.825 | 54.1306 | 2.1218 | 1.0544 | 382.9336 | 91.2757 | 133.0394 | 264.8047 | 85.1869 | 165.305 | 442.6397 | 98.8262 | 108.1505
2573823 | VCUG_a | 5 | 01m_076010_393x248x546.dat | 0.0663;0.0663;0.1400 | 393;248;546 | (0.4895;69.3997;-4.3049) | 60 | 5.7448 | 47 | 81.7835 | 60 | iodine | [138] | [50] | 1 | 10 | 75 | abnormal | posterior urethral valve | 6.3724 | 4.6564 | 29.6726 | 26.0579 | 19.0409 | 496.1663 | 6.46e-16 | 54.3283 | 0.25067 | 8.1697 | 582.3544 | 0.76152 | 238.7622 | 374.7687 | 18.0155 | 356.1 | 0.083395 | 149.0437 | 17.2601 | 10.1297 | 0.9498 | 258.2514 | 1.35 | 558.1748 | 52.2571 | 119.4152 | 6.0121 | 3.2994 | 718.2061 | 176.2094 | 260.2047 | 419.2723 | 136.7594 | 195.2854 | 738.3455 | 172.1884 | 198.8512
2573823 | VCUG_a | 5 | 01m_076010_393x248x546.dat | 0.0663;0.0663;0.1400 | 393;248;546 | (0.4895;69.3997;-4.3049) | 60 | 6.3535 | 49 | 81.7835 | 60 | iodine | [138] | [50] | 1 | 10 | 75 | abnormal | posterior urethral valve | 6.3724 | 4.6564 | 29.6726 | 26.0579 | 19.0409 | 496.1663 | 6.1681e-16 | 59.4929 | 0.28623 | 9.195 | 615.7461 | 0.90478 | 255.8475 | 391.156 | 20.1925 | 375.3165 | 0.49441 | 158.5814 | 19.2862 | 12.1316 | 1.1341 | 279.0312 | 1.6969 | 594.9618 | 57.4583 | 130.7852 | 7.1043 | 4.528 | 765.6133 | 188.9756 | 279.4146 | 439.6427 | 142.937 | 198.2702 | 768.1749 | 181.755 | 211.2125
2573823 | VCUG_a | 5 | 01m_076010_393x248x546.dat | 0.0663;0.0663;0.1400 | 393;248;546 | (0.4895;69.3997;-4.3049) | 80 | 2.9 | 44 | 81.7835 | 60 | iodine | [138] | [50] | 1 | 10 | 75 | abnormal | posterior urethral valve | 6.3724 | 4.6564 | 29.6726 | 26.0579 | 19.0409 | 496.1663 | 8.9073e-16 | 32.2994 | 0.1603 | 4.9567 | 386.9755 | 0.50313 | 148.6985 | 240.6682 | 10.3853 | 240.3876 | 0.28821 | 98.1815 | 10.0125 | 6.0356 | 0.93162 | 159.1956 | 0.84371 | 356.7642 | 31.1139 | 71.8715 | 3.5774 | 1.977 | 461.5998 | 112.7764 | 164.9204 | 298.6902 | 96.0896 | 170.8933 | 505.0249 | 115.5632 | 129.5921
2573823 | VCUG_a | 5 | 01m_076010_393x248x546.dat | 0.0663;0.0663;0.1400 | 393;248;546 | (0.4895;69.3997;-4.3049) | 80 | 7.702 | 57 | 81.7835 | 60 | iodine | [138] | [50] | 1 | 10 | 75 | abnormal | posterior urethral valve | 6.3724 | 4.6564 | 29.6726 | 26.0579 | 19.0409 | 496.1663 | 5.9538e-16 | 69.4887 | 0.42739 | 11.7322 | 654.0219 | 0.98559 | 273.188 | 417.9029 | 25.7114 | 393.3134 | 0.098638 | 170.6144 | 24.062 | 15.2177 | 2.0661 | 307.2672 | 2.2999 | 642.1807 | 67.0919 | 148.4235 | 9.1523 | 6.149 | 821.8146 | 208.8106 | 307.25 | 462.2382 | 148.9084 | 199.039 | 801.2562 | 193.0599 | 227.8874
2573823 | VCUG_a | 5 | 01m_076010_393x248x546.dat | 0.0663;0.0663;0.1400 | 393;248;546 | (0.4895;69.3997;-4.3049) | 80 | 8.502 | 60 | 81.7835 | 60 | iodine | [138] | [50] | 1 | 10 | 75 | abnormal | posterior urethral valve | 6.3724 | 4.6564 | 29.6726 | 26.0579 | 19.0409 | 496.1663 | 5.8063e-16 | 73.5909 | 0.48168 | 13.4678 | 678.8674 | 1.0364 | 285.3975 | 437.9562 | 28.0782 | 405.1469 | 0.51148 | 177.325 | 25.8065 | 16.4715 | 2.1106 | 322.1163 | 2.5445 | 667.621 | 71.1849 | 157.2554 | 10.1452 | 6.5584 | 859.3958 | 218.9302 | 321.8868 | 473.4148 | 152.8541 | 200.0592 | 820.5414 | 199.38 | 237.9211
2573823 | VCUG_a | 5 | 01m_076010_393x248x546.dat | 0.0663;0.0663;0.1400 | 393;248;546 | (0.4895;69.3997;-4.3049) | 110 | 3.9 | 52 | 81.7835 | 60 | iodine | [138] | [50] | 1 | 10 | 75 | abnormal | posterior urethral valve | 6.3724 | 4.6564 | 29.6726 | 26.0579 | 19.0409 | 496.1663 | 7.9625e-16 | 43.0933 | 0.2746 | 7.5014 | 463.8126 | 0.58301 | 180.5969 | 290.6757 | 15.5856 | 281.5202 | 0.40671 | 118.5409 | 14.508 | 8.9262 | 1.0857 | 203.2532 | 1.3896 | 439.4609 | 41.9831 | 94.6916 | 5.6977 | 3.4876 | 568.5287 | 141.4706 | 206.0968 | 344.499 | 110.7909 | 177.6421 | 600.0389 | 138.1734 | 158.3063
2573823 | VCUG_a | 5 | 01m_076010_393x248x546.dat | 0.0663;0.0663;0.1400 | 393;248;546 | (0.4895;69.3997;-4.3049) | 110 | 7.85 | 62 | 81.7835 | 60 | iodine | [138] | [50] | 1 | 10 | 75 | abnormal | posterior urethral valve | 6.3724 | 4.6564 | 29.6726 | 26.0579 | 19.0409 | 496.1663 | 6.3592e-16 | 67.2354 | 0.47656 | 13.7259 | 631.3579 | 1.2268 | 263.856 | 406.4065 | 25.5757 | 375.7263 | 0.89902 | 162.962 | 23.5236 | 14.3505 | 2.027 | 297.4297 | 2.2641 | 619.4852 | 64.4331 | 143.9972 | 9.5986 | 6.1356 | 797.5279 | 202.131 | 294.4112 | 449.0686 | 143.5096 | 194.2935 | 778.7518 | 186.891 | 220.8612
2573823 | VCUG_a | 5 | 01m_076010_393x248x546.dat | 0.0663;0.0663;0.1400 | 393;248;546 | (0.4895;69.3997;-4.3049) | 110 | 9.9905 | 69 | 81.7835 | 60 | iodine | [138] | [50] | 1 | 10 | 75 | abnormal | posterior urethral valve | 6.3724 | 4.6564 | 29.6726 | 26.0579 | 19.0409 | 496.1663 | 6.1486e-16 | 77.9841 | 0.5864 | 14.2066 | 677.2152 | 1.2192 | 286.9777 | 444.055 | 30.2022 | 395.8649 | 1.1467 | 174.6099 | 27.0567 | 17.0414 | 2.4069 | 327.296 | 2.7218 | 669.62 | 73.4611 | 158.6192 | 11.7592 | 8.0734 | 859.209 | 221.566 | 321.273 | 472.0384 | 151.0745 | 196.2482 | 823.9487 | 199.9256 | 238.9208
2573823 | VCUG_a | 6 | 01m_076010_393x248x546.dat | 0.0663;0.0663;0.1400 | 393;248;546 | (-0.1549;69.7747;-4.3213) | 60 | 2.5 | 38 | 82.0179 | 60 | iodine | [138] | [75] | 0 | 10 | 75 | abnormal | posterior urethral valve | 6.2672 | 4.6263 | 28.9938 | 25.7011 | 18.9719 | 487.5985 | 1.0206e-15 | 22.3507 | 0.090274 | 3.2091 | 316.1974 | 0.25711 | 74.3967 | 198.5113 | 6.9704 | 185.176 | 0.12779 | 38.988 | 6.7448 | 3.5466 | 0.54081 | 205.0957 | 0.54762 | 300.5105 | 35.6879 | 71.1848 | 2.0388 | 1.4104 | 361.9354 | 89.6102 | 130.3305 | 249.4727 | 83.5026 | 163.5723 | 434.6869 | 97.5609 | 105.2024
2573823 | VCUG_a | 6 | 01m_076010_393x248x546.dat | 0.0663;0.0663;0.1400 | 393;248;546 | (-0.1549;69.7747;-4.3213) | 60 | 5.7448 | 47 | 82.0179 | 60 | iodine | [138] | [75] | 0 | 10 | 75 | abnormal | posterior urethral valve | 6.2672 | 4.6263 | 28.9938 | 25.7011 | 18.9719 | 487.5985 | 6.627e-16 | 53.7722 | 0.24954 | 8.223 | 562.1065 | 0.42573 | 160.9769 | 366.7854 | 18.7037 | 325.9074 | 0.5856 | 87.6304 | 17.3532 | 9.7104 | 1.3967 | 363.3902 | 1.4145 | 564.9283 | 75.4546 | 147.6512 | 6.0021 | 3.6962 | 691.878 | 172.5862 | 254.3449 | 400.9269 | 134.0405 | 193.0865 | 722.4497 | 169.0868 | 194.7912
2573823 | VCUG_a | 6 | 01m_076010_393x248x546.dat | 0.0663;0.0663;0.1400 | 393;248;546 | (-0.1549;69.7747;-4.3213) | 60 | 6.3535 | 49 | 82.0179 | 60 | iodine | [138] | [75] | 0 | 10 | 75 | abnormal | posterior urethral valve | 6.2672 | 4.6263 | 28.9938 | 25.7011 | 18.9719 | 487.5985 | 6.3275e-16 | 58.1142 | 0.29263 | 8.7389 | 594.8751 | 0.7819 | 178.7265 | 387.1801 | 21.1583 | 345.1101 | 0.46764 | 95.8049 | 19.4673 | 11.202 | 1.7479 | 385.5049 | 1.5321 | 601.0703 | 82.3005 | 159.0348 | 6.7524 | 3.8054 | 732.4166 | 185.0879 | 273.1171 | 419.8736 | 140.1532 | 195.8659 | 762.6179 | 179.425 | 207.0071
2573823 | VCUG_a | 6 | 01m_076010_393x248x546.dat | 0.0663;0.0663;0.1400 | 393;248;546 | (-0.1549;69.7747;-4.3213) | 80 | 2.9 | 44 | 82.0179 | 60 | iodine | [138] | [75] | 0 | 10 | 75 | abnormal | posterior urethral valve | 6.2672 | 4.6263 | 28.9938 | 25.7011 | 18.9719 | 487.5985 | 9.1375e-16 | 30.9372 | 0.15528 | 4.8655 | 372.7041 | 0.33154 | 99.4075 | 236.07 | 10.8025 | 216.1741 | 0.70644 | 52.234 | 10.1055 | 6.2077 | 0.90436 | 238.9701 | 0.85653 | 361.7384 | 46.0441 | 90.2868 | 3.5151 | 2.235 | 439.4398 | 110.6785 | 161.5231 | 281.4422 | 94.1823 | 168.8342 | 500.8348 | 114.157 | 126.5396
2573823 | VCUG_a | 6 | 01m_076010_393x248x546.dat | 0.0663;0.0663;0.1400 | 393;248;546 | (-0.1549;69.7747;-4.3213) | 80 | 7.702 | 57 | 82.0179 | 60 | iodine | [138] | [75] | 0 | 10 | 75 | abnormal | posterior urethral valve | 6.2672 | 4.6263 | 28.9938 | 25.7011 | 18.9719 | 487.5985 | 6.1076e-16 | 68.2526 | 0.42223 | 11.8673 | 632.2281 | 1.2359 | 199.489 | 412.9605 | 26.3311 | 363.9069 | 0.087337 | 109.4652 | 23.7867 | 14.0184 | 2.2809 | 401.9906 | 2.0417 | 644.95 | 89.459 | 175.4043 | 9.3312 | 5.5118 | 790.3588 | 204.5814 | 300.4175 | 442.2656 | 146.047 | 196.9948 | 790.7027 | 189.776 | 223.327
2573823 | VCUG_a | 6 | 01m_076010_393x248x546.dat | 0.0663;0.0663;0.1400 | 393;248;546 | (-0.1549;69.7747;-4.3213) | 80 | 8.502 | 60 | 82.0179 | 60 | iodine | [138] | [75] | 0 | 10 | 75 | abnormal | posterior urethral valve | 6.2672 | 4.6263 | 28.9938 | 25.7011 | 18.9719 | 487.5985 | 5.9564e-16 | 74.9955 | 0.47128 | 13.6127 | 655.4511 | 0.84434 | 214.2921 | 427.6944 | 28.6383 | 375.6156 | 0.64356 | 116.2842 | 25.5509 | 16.8677 | 2.5061 | 412.2655 | 2.3078 | 671.6859 | 94.1465 | 182.5277 | 10.1534 | 6.7531 | 828.426 | 214.648 | 314.9844 | 456.0916 | 149.8569 | 198.077 | 813.6519 | 196.6633 | 232.7216
2573823 | VCUG_a | 6 | 01m_076010_393x248x546.dat | 0.0663;0.0663;0.1400 | 393;248;546 | (-0.1549;69.7747;-4.3213) | 110 | 3.9 | 52 | 82.0179 | 60 | iodine | [138] | [75] | 0 | 10 | 75 | abnormal | posterior urethral valve | 6.2672 | 4.6263 | 28.9938 | 25.7011 | 18.9719 | 487.5985 | 8.1682e-16 | 42.9163 | 0.26885 | 7.1675 | 448.6404 | 0.85069 | 129.5996 | 286.1818 | 15.8406 | 256.2365 | 0.83175 | 69.7837 | 14.3728 | 9.025 | 1.1699 | 283.2803 | 1.3341 | 445.0778 | 58.3541 | 114.96 | 5.5565 | 2.9425 | 538.8435 | 138.799 | 201.7785 | 326.8393 | 108.6545 | 175.874 | 581.1905 | 135.5393 | 154.6484
2573823 | VCUG_a | 6 | 01m_076010_393x248x546.dat | 0.0663;0.0663;0.1400 | 393;248;546 | (-0.1549;69.7747;-4.3213) | 110 | 7.85 | 62 | 82.0179 | 60 | iodine | [138] | [75] | 0 | 10 | 75 | abnormal | posterior urethral valve | 6.2672 | 4.6263 | 28.9938 | 25.7011 | 18.9719 | 487.5985 | 6.5234e-16 | 68.8199 | 0.46134 | 12.8491 | 609.8346 | 1.0833 | 196.2471 | 404.4818 | 25.9956 | 346.0155 | 0.10047 | 105.9952 | 23.2241 | 14.645 | 1.978 | 378.6058 | 2.2524 | 622.3281 | 85.2928 | 167.5965 | 9.5055 | 6.5265 | 762.1477 | 198.1958 | 288.1297 | 428.1807 | 140.7815 | 192.3206 | 769.3525 | 183.2533 | 216.1572
2573823 | VCUG_a | 6 | 01m_076010_393x248x546.dat | 0.0663;0.0663;0.1400 | 393;248;546 | (-0.1549;69.7747;-4.3213) | 110 | 9.9905 | 69 | 82.0179 | 60 | iodine | [138] | [75] | 0 | 10 | 75 | abnormal | posterior urethral valve | 6.2672 | 4.6263 | 28.9938 | 25.7011 | 18.9719 | 487.5985 | 6.3074e-16 | 76.0356 | 0.5799 | 15.1892 | 653.3233 | 1.2189 | 218.9793 | 441.954 | 30.3356 | 367.3437 | 0.55972 | 118.8992 | 26.8603 | 17.6173 | 2.4561 | 399.845 | 2.7169 | 672.3167 | 92.8839 | 181.0718 | 11.5568 | 7.712 | 830.6058 | 217.2479 | 314.4358 | 451.1158 | 148.3077 | 193.8646 | 807.5379 | 194.8899 | 234.0955
2573823 | VCUG_a | 7 | 01m_076010_393x248x546.dat | 0.0663;0.0663;0.1400 | 393;248;546 | (-0.1549;69.7747;-4.3213) | 60 | 2.5 | 38 | 82.0179 | 60 | iodine | [138] | [100] | 1 | 5 | 75 | abnormal | posterior urethral valve | 6.2672 | 4.6263 | 28.9938 | 25.7011 | 18.9719 | 487.5985 | 1.0206e-15 | 22.4251 | 0.090217 | 3.1753 | 315.7761 | 0.25711 | 74.2585 | 198.286 | 6.967 | 185.1368 | 0.12779 | 38.9684 | 6.7399 | 3.5375 | 0.54081 | 205.0859 | 0.54811 | 300.2068 | 35.684 | 71.1584 | 2.0344 | 1.4104 | 353.8519 | 89.5348 | 130.2254 | 249.3625 | 83.4258 | 163.5399 | 433.08 | 97.413 | 104.7733
2573823 | VCUG_a | 7 | 01m_076010_393x248x546.dat | 0.0663;0.0663;0.1400 | 393;248;546 | (-0.1549;69.7747;-4.3213) | 60 | 5.7448 | 47 | 82.0179 | 60 | iodine | [138] | [100] | 1 | 5 | 75 | abnormal | posterior urethral valve | 6.2672 | 4.6263 | 28.9938 | 25.7011 | 18.9719 | 487.5985 | 6.627e-16 | 53.7722 | 0.24969 | 8.1942 | 561.4426 | 0.42573 | 160.8411 | 365.6688 | 18.6946 | 325.7867 | 0.5856 | 87.5806 | 17.3532 | 9.7102 | 1.4246 | 363.3751 | 1.4103 | 564.1135 | 75.441 | 147.5697 | 6.0007 | 3.7056 | 677.7691 | 172.3991 | 254.073 | 400.63 | 133.8454 | 193.0115 | 714.4069 | 168.4107 | 193.9359
2573823 | VCUG_a | 7 | 01m_076010_393x248x546.dat | 0.0663;0.0663;0.1400 | 393;248;546 | (-0.1549;69.7747;-4.3213) | 60 | 6.3535 | 49 | 82.0179 | 60 | iodine | [138] | [100] | 1 | 5 | 75 | abnormal | posterior urethral valve | 6.2672 | 4.6263 | 28.9938 | 25.7011 | 18.9719 | 487.5985 | 6.3275e-16 | 58.0778 | 0.29264 | 8.738 | 594.1956 | 0.7819 | 178.8687 | 384.4776 | 21.1504 | 344.9836 | 0.46764 | 95.7591 | 19.4546 | 11.2006 | 1.7455 | 385.4417 | 1.536 | 600.0272 | 82.2467 | 159.0032 | 6.7462 | 3.8151 | 718.7778 | 184.87 | 272.7988 | 419.5478 | 139.9488 | 195.7612 | 751.1284 | 178.4926 | 206.0147
2573823 | VCUG_a | 7 | 01m_076010_393x248x546.dat | 0.0663;0.0663;0.1400 | 393;248;546 | (-0.1549;69.7747;-4.3213) | 80 | 2.9 | 44 | 82.0179 | 60 | iodine | [138] | [100] | 1 | 5 | 75 | abnormal | posterior urethral valve | 6.2672 | 4.6263 | 28.9938 | 25.7011 | 18.9719 | 487.5985 | 9.1375e-16 | 30.9657 | 0.15559 | 4.8622 | 372.2992 | 0.33154 | 99.2389 | 234.4831 | 10.795 | 216.1194 | 0.70644 | 52.2022 | 10.1019 | 6.2087 | 0.92618 | 238.8935 | 0.85873 | 361.213 | 46.0452 | 90.2682 | 3.505 | 2.235 | 431.2756 | 110.5649 | 161.3624 | 281.2371 | 94.0814 | 168.7798 | 494.3998 | 113.618 | 125.9528
2573823 | VCUG_a | 7 | 01m_076010_393x248x546.dat | 0.0663;0.0663;0.1400 | 393;248;546 | (-0.1549;69.7747;-4.3213) | 80 | 7.702 | 57 | 82.0179 | 60 | iodine | [138] | [100] | 1 | 5 | 75 | abnormal | posterior urethral valve | 6.2672 | 4.6263 | 28.9938 | 25.7011 | 18.9719 | 487.5985 | 6.1076e-16 | 68.138 | 0.42219 | 11.8402 | 631.2949 | 1.2439 | 198.9487 | 409.8988 | 26.2918 | 363.6941 | 0.087337 | 109.4079 | 23.7638 | 13.9621 | 2.2822 | 401.7941 | 2.0401 | 643.7384 | 89.4688 | 175.2405 | 9.341 | 5.5118 | 775.0828 | 204.3182 | 300.0393 | 442.0508 | 145.8212 | 196.8728 | 781.5502 | 188.9509 | 222.1932
2573823 | VCUG_a | 7 | 01m_076010_393x248x546.dat | 0.0663;0.0663;0.1400 | 393;248;546 | (-0.1549;69.7747;-4.3213) | 80 | 8.502 | 60 | 82.0179 | 60 | iodine | [138] | [100] | 1 | 5 | 75 | abnormal | posterior urethral valve | 6.2672 | 4.6263 | 28.9938 | 25.7011 | 18.9719 | 487.5985 | 5.9564e-16 | 74.9401 | 0.47099 | 13.6241 | 654.1248 | 0.8527 | 214.1746 | 426.0827 | 28.5963 | 375.4477 | 0.64356 | 116.1918 | 25.5374 | 16.8677 | 2.5346 | 411.9633 | 2.3085 | 670.3092 | 94.1801 | 182.4438 | 10.1644 | 6.7509 | 812.3927 | 214.3489 | 314.5513 | 455.777 | 149.5964 | 197.9658 | 803.1421 | 195.7623 | 231.6287
2573823 | VCUG_a | 7 | 01m_076010_393x248x546.dat | 0.0663;0.0663;0.1400 | 393;248;546 | (-0.1549;69.7747;-4.3213) | 110 | 3.9 | 52 | 82.0179 | 60 | iodine | [138] | [100] | 1 | 5 | 75 | abnormal | posterior urethral valve | 6.2672 | 4.6263 | 28.9938 | 25.7011 | 18.9719 | 487.5985 | 8.1682e-16 | 42.8526 | 0.26879 | 7.1403 | 448.3833 | 0.85069 | 129.6976 | 285.888 | 15.8161 | 256.1753 | 0.83175 | 69.7397 | 14.3617 | 9.0061 | 1.1681 | 283.1946 | 1.3358 | 444.4167 | 58.3064 | 114.9294 | 5.538 | 2.9425 | 529.5024 | 138.6347 | 201.5444 | 326.5182 | 108.5067 | 175.7929 | 576.1588 | 135.1026 | 154.1343
2573823 | VCUG_a | 7 | 01m_076010_393x248x546.dat | 0.0663;0.0663;0.1400 | 393;248;546 | (-0.1549;69.7747;-4.3213) | 110 | 7.85 | 62 | 82.0179 | 60 | iodine | [138] | [100] | 1 | 5 | 75 | abnormal | posterior urethral valve | 6.2672 | 4.6263 | 28.9938 | 25.7011 | 18.9719 | 487.5985 | 6.5234e-16 | 68.8107 | 0.46138 | 12.8177 | 608.9609 | 1.0833 | 196.615 | 401.7992 | 25.9788 | 345.8162 | 0.10047 | 105.9124 | 23.2133 | 14.7078 | 1.978 | 378.5445 | 2.2513 | 621.301 | 85.2806 | 167.5811 | 9.5018 | 6.5271 | 748.1979 | 197.9256 | 287.7384 | 427.7497 | 140.5568 | 192.219 | 761.9024 | 182.6406 | 215.1612
2573823 | VCUG_a | 7 | 01m_076010_393x248x546.dat | 0.0663;0.0663;0.1400 | 393;248;546 | (-0.1549;69.7747;-4.3213) | 110 | 9.9905 | 69 | 82.0179 | 60 | iodine | [138] | [100] | 1 | 5 | 75 | abnormal | posterior urethral valve | 6.2672 | 4.6263 | 28.9938 | 25.7011 | 18.9719 | 487.5985 | 6.3074e-16 | 75.9166 | 0.57906 | 15.1408 | 652.1659 | 1.2139 | 219.0428 | 441.5418 | 30.288 | 367.201 | 0.55972 | 118.7977 | 26.8365 | 17.5792 | 2.4636 | 399.6072 | 2.7147 | 671.2703 | 92.8363 | 181.0083 | 11.5405 | 7.7153 | 812.8649 | 216.9343 | 313.983 | 450.6553 | 148.0617 | 193.7465 | 807.4903 | 194.7903 | 233.137
2573823 | VCUG_a | 8 | 01m_076010_393x248x546.dat | 0.0663;0.0663;0.1400 | 393;248;546 | (0.4895;69.3997;-4.3049) | 60 | 2.5 | 38 | 81.7835 | 60 | iodine | [138] | [100] | 1 | 5 | 75 | abnormal | posterior urethral valve | 6.3724 | 4.6564 | 29.6726 | 26.0579 | 19.0409 | 496.1663 | 9.9487e-16 | 24.6946 | 0.08828 | 3.1867 | 330.6655 | 0.21492 | 121.2015 | 199.503 | 6.589 | 207.896 | 0.017816 | 82.3774 | 6.7776 | 3.759 | 0.45631 | 124.6592 | 0.47801 | 293.5854 | 22.7979 | 54.0512 | 2.1274 | 1.0544 | 363.3733 | 91.0922 | 132.7806 | 264.5975 | 85.0093 | 165.2384 | 435.8549 | 98.2519 | 107.0517
2573823 | VCUG_a | 8 | 01m_076010_393x248x546.dat | 0.0663;0.0663;0.1400 | 393;248;546 | (0.4895;69.3997;-4.3049) | 60 | 5.7448 | 47 | 81.7835 | 60 | iodine | [138] | [100] | 1 | 5 | 75 | abnormal | posterior urethral valve | 6.3724 | 4.6564 | 29.6726 | 26.0579 | 19.0409 | 496.1663 | 6.46e-16 | 54.2633 | 0.25033 | 8.1683 | 581.2553 | 0.79605 | 238.499 | 371.2393 | 18.0078 | 355.8987 | 0.083395 | 148.9354 | 17.2446 | 10.0756 | 0.9498 | 258.0347 | 1.3474 | 555.1097 | 52.1735 | 119.2712 | 6.0152 | 3.2992 | 688.4073 | 175.758 | 259.5567 | 418.5906 | 136.3191 | 195.0932 | 728.3145 | 171.2739 | 197.0469
2573823 | VCUG_a | 8 | 01m_076010_393x248x546.dat | 0.0663;0.0663;0.1400 | 393;248;546 | (0.4895;69.3997;-4.3049) | 60 | 6.3535 | 49 | 81.7835 | 60 | iodine | [138] | [100] | 1 | 5 | 75 | abnormal | posterior urethral valve | 6.3724 | 4.6564 | 29.6726 | 26.0579 | 19.0409 | 496.1663 | 6.1681e-16 | 59.3357 | 0.28615 | 9.1913 | 614.06 | 0.90478 | 255.4098 | 386.649 | 20.1877 | 375.1058 | 0.49441 | 158.4517 | 19.2587 | 12.1265 | 1.1278 | 278.8043 | 1.6971 | 591.8166 | 57.3659 | 130.6474 | 7.0825 | 4.4759 | 733.8208 | 188.4761 | 278.7024 | 438.792 | 142.4479 | 198.0555 | 754.978 | 180.5544 | 209.1369
2573823 | VCUG_a | 8 | 01m_076010_393x248x546.dat | 0.0663;0.0663;0.1400 | 393;248;546 | (0.4895;69.3997;-4.3049) | 80 | 2.9 | 44 | 81.7835 | 60 | iodine | [138] | [100] | 1 | 5 | 75 | abnormal | posterior urethral valve | 6.3724 | 4.6564 | 29.6726 | 26.0579 | 19.0409 | 496.1663 | 8.9073e-16 | 32.2826 | 0.16036 | 4.9296 | 386.0324 | 0.50281 | 148.227 | 238.4453 | 10.3752 | 240.2528 | 0.28821 | 98.1197 | 10.005 | 6.0467 | 0.95139 | 159.0047 | 0.84599 | 355.0129 | 31.042 | 71.7548 | 3.5894 | 1.977 | 440.0332 | 112.5136 | 164.544 | 298.4061 | 95.836 | 170.7818 | 494.483 | 114.6508 | 128.2723
2573823 | VCUG_a | 8 | 01m_076010_393x248x546.dat | 0.0663;0.0663;0.1400 | 393;248;546 | (0.4895;69.3997;-4.3049) | 80 | 7.702 | 57 | 81.7835 | 60 | iodine | [138] | [100] | 1 | 5 | 75 | abnormal | posterior urethral valve | 6.3724 | 4.6564 | 29.6726 | 26.0579 | 19.0409 | 496.1663 | 5.9538e-16 | 69.4215 | 0.42712 | 11.7497 | 652.0232 | 0.98559 | 273.3223 | 414.2581 | 25.6593 | 392.9943 | 0.098638 | 170.4297 | 24.0352 | 15.2061 | 2.0674 | 306.8137 | 2.2957 | 638.6199 | 67.0163 | 148.1833 | 9.1396 | 6.161 | 790.4228 | 208.1856 | 306.3412 | 461.53 | 148.3727 | 198.747 | 787.5674 | 191.8512 | 225.8309
2573823 | VCUG_a | 8 | 01m_076010_393x248x546.dat | 0.0663;0.0663;0.1400 | 393;248;546 | (0.4895;69.3997;-4.3049) | 80 | 8.502 | 60 | 81.7835 | 60 | iodine | [138] | [100] | 1 | 5 | 75 | abnormal | posterior urethral valve | 6.3724 | 4.6564 | 29.6726 | 26.0579 | 19.0409 | 496.1663 | 5.8063e-16 | 73.4617 | 0.48117 | 13.5109 | 676.9384 | 1.0349 | 285.053 | 434.6839 | 28.0317 | 404.8025 | 0.51148 | 177.1183 | 25.7686 | 16.4511 | 2.0722 | 321.5479 | 2.5479 | 663.7114 | 71.0626 | 156.9884 | 10.1585 | 6.5765 | 825.6221 | 218.2559 | 320.9033 | 472.5757 | 152.2751 | 199.7739 | 805.7815 | 198.0216 | 235.7805
2573823 | VCUG_a | 8 | 01m_076010_393x248x546.dat | 0.0663;0.0663;0.1400 | 393;248;546 | (0.4895;69.3997;-4.3049) | 110 | 3.9 | 52 | 81.7835 | 60 | iodine | [138] | [100] | 1 | 5 | 75 | abnormal | posterior urethral valve | 6.3724 | 4.6564 | 29.6726 | 26.0579 | 19.0409 | 496.1663 | 7.9625e-16 | 42.9137 | 0.2741 | 7.5547 | 462.9963 | 0.59038 | 180.4337 | 289.2942 | 15.5743 | 281.3318 | 0.40671 | 118.4329 | 14.4892 | 8.9245 | 1.1355 | 202.9769 | 1.3913 | 437.464 | 41.9266 | 94.5082 | 5.7208 | 3.4972 | 544.6291 | 141.1021 | 205.5626 | 344.2283 | 110.4553 | 177.4653 | 595.3545 | 137.71 | 157.0131
2573823 | VCUG_a | 8 | 01m_076010_393x248x546.dat | 0.0663;0.0663;0.1400 | 393;248;546 | (0.4895;69.3997;-4.3049) | 110 | 7.85 | 62 | 81.7835 | 60 | iodine | [138] | [100] | 1 | 5 | 75 | abnormal | posterior urethral valve | 6.3724 | 4.6564 | 29.6726 | 26.0579 | 19.0409 | 496.1663 | 6.3592e-16 | 67.02 | 0.47598 | 13.6403 | 629.8954 | 1.1713 | 263.5258 | 402.3965 | 25.5128 | 375.3803 | 0.89902 | 162.8048 | 23.4654 | 14.2676 | 2.027 | 297.0365 | 2.255 | 616.5918 | 64.2696 | 143.7299 | 9.6195 | 6.1268 | 767.0049 | 201.5396 | 293.5562 | 448.155 | 143.0081 | 194.0591 | 760.4789 | 185.2596 | 218.807
2573823 | VCUG_a | 8 | 01m_076010_393x248x546.dat | 0.0663;0.0663;0.1400 | 393;248;546 | (0.4895;69.3997;-4.3049) | 110 | 9.9905 | 69 | 81.7835 | 60 | iodine | [138] | [100] | 1 | 5 | 75 | abnormal | posterior urethral valve | 6.3724 | 4.6564 | 29.6726 | 26.0579 | 19.0409 | 496.1663 | 6.1486e-16 | 77.7109 | 0.58567 | 14.242 | 675.3774 | 1.2147 | 286.2946 | 437.7446 | 30.155 | 395.3282 | 1.1467 | 174.4148 | 27.0014 | 17.0609 | 2.4041 | 326.8406 | 2.7154 | 666.5298 | 73.3781 | 158.2175 | 11.7556 | 8.0485 | 830.4868 | 220.8958 | 320.3094 | 471.0326 | 150.5138 | 195.9789 | 811.1327 | 198.666 | 236.7439
2573823 | VCUG_a | 9 | 01m_076010_393x248x546.dat | 0.0663;0.0663;0.1400 | 393;248;546 | (-0.1549;69.7747;-4.3213) | 60 | 2.5 | 38 | 82.0179 | 60 | iodine | [138] | [100] | 1 | 5 | 75 | abnormal | posterior urethral valve | 6.2672 | 4.6263 | 28.9938 | 25.7011 | 18.9719 | 487.5985 | 1.0206e-15 | 22.4251 | 0.090217 | 3.1753 | 315.7761 | 0.25711 | 74.2585 | 198.286 | 6.967 | 185.1368 | 0.12779 | 38.9684 | 6.7399 | 3.5375 | 0.54081 | 205.0859 | 0.54811 | 300.2068 | 35.684 | 71.1584 | 2.0344 | 1.4104 | 353.8519 | 89.5348 | 130.2255 | 249.3625 | 83.4258 | 163.5399 | 433.08 | 97.413 | 104.7733
2573823 | VCUG_a | 9 | 01m_076010_393x248x546.dat | 0.0663;0.0663;0.1400 | 393;248;546 | (-0.1549;69.7747;-4.3213) | 60 | 5.7448 | 47 | 82.0179 | 60 | iodine | [138] | [100] | 1 | 5 | 75 | abnormal | posterior urethral valve | 6.2672 | 4.6263 | 28.9938 | 25.7011 | 18.9719 | 487.5985 | 6.627e-16 | 53.7722 | 0.24969 | 8.1942 | 561.4426 | 0.42573 | 160.8411 | 365.6688 | 18.6946 | 325.7867 | 0.5856 | 87.5806 | 17.3532 | 9.7102 | 1.4246 | 363.3751 | 1.4103 | 564.1135 | 75.441 | 147.5697 | 6.0007 | 3.7056 | 677.7691 | 172.3991 | 254.073 | 400.63 | 133.8454 | 193.0115 | 714.4069 | 168.4107 | 193.9359
2573823 | VCUG_a | 9 | 01m_076010_393x248x546.dat | 0.0663;0.0663;0.1400 | 393;248;546 | (-0.1549;69.7747;-4.3213) | 60 | 6.3535 | 49 | 82.0179 | 60 | iodine | [138] | [100] | 1 | 5 | 75 | abnormal | posterior urethral valve | 6.2672 | 4.6263 | 28.9938 | 25.7011 | 18.9719 | 487.5985 | 6.3275e-16 | 58.0778 | 0.29264 | 8.738 | 594.1956 | 0.7819 | 178.8687 | 384.4776 | 21.1504 | 344.9836 | 0.46764 | 95.7591 | 19.4546 | 11.2006 | 1.7455 | 385.4417 | 1.536 | 600.0272 | 82.2467 | 159.0032 | 6.7462 | 3.8151 | 718.7778 | 184.87 | 272.7988 | 419.5478 | 139.9488 | 195.7612 | 751.1284 | 178.4926 | 206.0147
2573823 | VCUG_a | 9 | 01m_076010_393x248x546.dat | 0.0663;0.0663;0.1400 | 393;248;546 | (-0.1549;69.7747;-4.3213) | 80 | 2.9 | 44 | 82.0179 | 60 | iodine | [138] | [100] | 1 | 5 | 75 | abnormal | posterior urethral valve | 6.2672 | 4.6263 | 28.9938 | 25.7011 | 18.9719 | 487.5985 | 9.1375e-16 | 30.9657 | 0.15559 | 4.8622 | 372.2992 | 0.33154 | 99.2389 | 234.4831 | 10.795 | 216.1194 | 0.70644 | 52.2033 | 10.1019 | 6.2087 | 0.92618 | 238.8935 | 0.85873 | 361.213 | 46.0452 | 90.2682 | 3.505 | 2.235 | 431.2756 | 110.5649 | 161.3624 | 281.2371 | 94.0814 | 168.7798 | 494.3998 | 113.618 | 125.9529
2573823 | VCUG_a | 9 | 01m_076010_393x248x546.dat | 0.0663;0.0663;0.1400 | 393;248;546 | (-0.1549;69.7747;-4.3213) | 80 | 7.702 | 57 | 82.0179 | 60 | iodine | [138] | [100] | 1 | 5 | 75 | abnormal | posterior urethral valve | 6.2672 | 4.6263 | 28.9938 | 25.7011 | 18.9719 | 487.5985 | 6.1076e-16 | 68.138 | 0.42219 | 11.8402 | 631.2949 | 1.2439 | 198.9487 | 409.8988 | 26.2918 | 363.6941 | 0.087337 | 109.4079 | 23.7638 | 13.9621 | 2.2822 | 401.7941 | 2.0401 | 643.7384 | 89.4688 | 175.2405 | 9.341 | 5.5118 | 775.0828 | 204.3182 | 300.0393 | 442.0508 | 145.8212 | 196.8728 | 781.5502 | 188.9509 | 222.1932
2573823 | VCUG_a | 9 | 01m_076010_393x248x546.dat | 0.0663;0.0663;0.1400 | 393;248;546 | (-0.1549;69.7747;-4.3213) | 80 | 8.502 | 60 | 82.0179 | 60 | iodine | [138] | [100] | 1 | 5 | 75 | abnormal | posterior urethral valve | 6.2672 | 4.6263 | 28.9938 | 25.7011 | 18.9719 | 487.5985 | 5.9564e-16 | 74.9401 | 0.47099 | 13.6241 | 654.1248 | 0.8527 | 214.1746 | 426.0827 | 28.5963 | 375.4645 | 0.64356 | 116.1918 | 25.5374 | 16.8677 | 2.5346 | 411.9633 | 2.3085 | 670.326 | 94.1801 | 182.4438 | 10.1644 | 6.7509 | 812.3927 | 214.3489 | 314.5513 | 455.777 | 149.5964 | 197.9658 | 803.1421 | 195.7636 | 231.6288
2573823 | VCUG_a | 9 | 01m_076010_393x248x546.dat | 0.0663;0.0663;0.1400 | 393;248;546 | (-0.1549;69.7747;-4.3213) | 110 | 3.9 | 52 | 82.0179 | 60 | iodine | [138] | [100] | 1 | 5 | 75 | abnormal | posterior urethral valve | 6.2672 | 4.6263 | 28.9938 | 25.7011 | 18.9719 | 487.5985 | 8.1682e-16 | 42.8526 | 0.26879 | 7.1403 | 448.3833 | 0.85069 | 129.6976 | 285.888 | 15.8161 | 256.1753 | 0.83175 | 69.7397 | 14.3617 | 9.0061 | 1.1681 | 283.1946 | 1.3358 | 444.4167 | 58.3064 | 114.9294 | 5.538 | 2.9425 | 529.5024 | 138.6347 | 201.5444 | 326.5182 | 108.5067 | 175.7929 | 576.1588 | 135.1026 | 154.1343
2573823 | VCUG_a | 9 | 01m_076010_393x248x546.dat | 0.0663;0.0663;0.1400 | 393;248;546 | (-0.1549;69.7747;-4.3213) | 110 | 7.85 | 62 | 82.0179 | 60 | iodine | [138] | [100] | 1 | 5 | 75 | abnormal | posterior urethral valve | 6.2672 | 4.6263 | 28.9938 | 25.7011 | 18.9719 | 487.5985 | 6.5234e-16 | 68.8107 | 0.46138 | 12.8177 | 608.9609 | 1.0833 | 196.615 | 401.7992 | 25.9788 | 345.8162 | 0.10047 | 105.9124 | 23.2133 | 14.7078 | 1.978 | 378.5445 | 2.2513 | 621.301 | 85.2806 | 167.5811 | 9.5018 | 6.5271 | 748.1979 | 197.9256 | 287.7384 | 427.7497 | 140.5568 | 192.219 | 761.9024 | 182.6406 | 215.1612
2573823 | VCUG_a | 9 | 01m_076010_393x248x546.dat | 0.0663;0.0663;0.1400 | 393;248;546 | (-0.1549;69.7747;-4.3213) | 110 | 9.9905 | 69 | 82.0179 | 60 | iodine | [138] | [100] | 1 | 5 | 75 | abnormal | posterior urethral valve | 6.2672 | 4.6263 | 28.9938 | 25.7011 | 18.9719 | 487.5985 | 6.3074e-16 | 75.9166 | 0.57906 | 15.1408 | 652.1659 | 1.2139 | 219.0428 | 441.5259 | 30.288 | 367.201 | 0.55972 | 118.7993 | 26.8365 | 17.5792 | 2.4636 | 399.6072 | 2.7147 | 671.2703 | 92.8363 | 181.0083 | 11.5405 | 7.7153 | 812.8649 | 216.9343 | 313.983 | 450.6553 | 148.0617 | 193.7465 | 807.4903 | 194.7903 | 233.1358
2573823 | VCUG_a | 10 | 01m_076010_393x248x546.dat | 0.0663;0.0663;0.1400 | 393;248;546 | (-0.1549;69.7747;-4.3213) | 60 | 2.5 | 38 | 82.0179 | 60 | iodine | [138] | [70] | 1 | 5 | 75 | abnormal | posterior urethral valve | 6.2672 | 4.6263 | 28.9938 | 25.7011 | 18.9719 | 487.5985 | 1.0206e-15 | 22.3605 | 0.090259 | 3.1788 | 316.266 | 0.25711 | 74.5388 | 198.8445 | 6.9647 | 185.1956 | 0.12779 | 38.9899 | 6.7453 | 3.5466 | 0.54208 | 205.1055 | 0.5453 | 300.6477 | 35.6938 | 71.1809 | 2.0387 | 1.4104 | 363.5423 | 89.6249 | 130.3528 | 249.4635 | 83.5178 | 163.5723 | 435.0788 | 97.6051 | 105.3049
2573823 | VCUG_a | 10 | 01m_076010_393x248x546.dat | 0.0663;0.0663;0.1400 | 393;248;546 | (-0.1549;69.7747;-4.3213) | 60 | 5.7448 | 47 | 82.0179 | 60 | iodine | [138] | [70] | 1 | 5 | 75 | abnormal | posterior urethral valve | 6.2672 | 4.6263 | 28.9938 | 25.7011 | 18.9719 | 487.5985 | 6.627e-16 | 53.8099 | 0.24957 | 8.2272 | 562.3178 | 0.42573 | 161.3089 | 367.223 | 18.7037 | 325.9074 | 0.5856 | 87.647 | 17.3577 | 9.7104 | 1.3987 | 363.4053 | 1.4103 | 565.1697 | 75.4455 | 147.5909 | 6.0131 | 3.6962 | 694.6545 | 172.6368 | 254.4143 | 400.9269 | 134.0795 | 193.0865 | 721.2425 | 169.0275 | 194.9567
2573823 | VCUG_a | 10 | 01m_076010_393x248x546.dat | 0.0663;0.0663;0.1400 | 393;248;546 | (-0.1549;69.7747;-4.3213) | 60 | 6.3535 | 49 | 82.0179 | 60 | iodine | [138] | [70] | 1 | 5 | 75 | abnormal | posterior urethral valve | 6.2672 | 4.6263 | 28.9938 | 25.7011 | 18.9719 | 487.5985 | 6.3275e-16 | 58.1742 | 0.29256 | 8.7321 | 595.1596 | 0.7819 | 179.0742 | 387.2433 | 21.152 | 345.1259 | 0.46764 | 95.8207 | 19.4641 | 11.1836 | 1.7455 | 385.4891 | 1.5321 | 601.2915 | 82.3084 | 159.0032 | 6.7666 | 3.8054 | 736.2095 | 185.1349 | 273.1842 | 419.9329 | 140.2076 | 195.892 | 762.8233 | 179.4799 | 207.2061
2573823 | VCUG_a | 10 | 01m_076010_393x248x546.dat | 0.0663;0.0663;0.1400 | 393;248;546 | (-0.1549;69.7747;-4.3213) | 80 | 2.9 | 44 | 82.0179 | 60 | iodine | [138] | [70] | 1 | 5 | 75 | abnormal | posterior urethral valve | 6.2672 | 4.6263 | 28.9938 | 25.7011 | 18.9719 | 487.5985 | 9.1375e-16 | 30.9689 | 0.15547 | 4.8985 | 372.726 | 0.33154 | 99.4622 | 236.5953 | 10.8076 | 216.185 | 0.70644 | 52.235 | 10.1098 | 6.2067 | 0.92713 | 238.9264 | 0.85623 | 361.8587 | 46.0419 | 90.3219 | 3.5124 | 2.235 | 443.2154 | 110.7025 | 161.5589 | 281.514 | 94.204 | 168.8523 | 502.367 | 114.288 | 126.7631
2573823 | VCUG_a | 10 | 01m_076010_393x248x546.dat | 0.0663;0.0663;0.1400 | 393;248;546 | (-0.1549;69.7747;-4.3213) | 80 | 7.702 | 57 | 82.0179 | 60 | iodine | [138] | [70] | 1 | 5 | 75 | abnormal | posterior urethral valve | 6.2672 | 4.6263 | 28.9938 | 25.7011 | 18.9719 | 487.5985 | 6.1076e-16 | 68.1904 | 0.42269 | 11.8611 | 632.5065 | 1.241 | 199.751 | 413.7137 | 26.3278 | 363.9397 | 0.087337 | 109.493 | 23.7818 | 14.0291 | 2.2809 | 402.007 | 2.0438 | 645.3102 | 89.4819 | 175.3224 | 9.3328 | 5.5121 | 792.8312 | 204.6507 | 300.5221 | 442.4036 | 146.1035 | 197.0355 | 793.0113 | 189.9892 | 223.5454
2573823 | VCUG_a | 10 | 01m_076010_393x248x546.dat | 0.0663;0.0663;0.1400 | 393;248;546 | (-0.1549;69.7747;-4.3213) | 80 | 8.502 | 60 | 82.0179 | 60 | iodine | [138] | [70] | 1 | 5 | 75 | abnormal | posterior urethral valve | 6.2672 | 4.6263 | 28.9938 | 25.7011 | 18.9719 | 487.5985 | 5.9564e-16 | 74.9586 | 0.47079 | 13.6659 | 655.6358 | 0.84434 | 214.3089 | 428.3659 | 28.64 | 375.6659 | 0.64356 | 116.3043 | 25.5458 | 16.8559 | 2.5061 | 412.3494 | 2.3071 | 671.6859 | 94.1599 | 182.5109 | 10.146 | 6.832 | 829.9202 | 214.7133 | 315.0783 | 456.2332 | 149.9293 | 198.1187 | 812.6445 | 196.6097 | 232.8673
2573823 | VCUG_a | 10 | 01m_076010_393x248x546.dat | 0.0663;0.0663;0.1400 | 393;248;546 | (-0.1549;69.7747;-4.3213) | 110 | 3.9 | 52 | 82.0179 | 60 | iodine | [138] | [70] | 1 | 5 | 75 | abnormal | posterior urethral valve | 6.2672 | 4.6263 | 28.9938 | 25.7011 | 18.9719 | 487.5985 | 8.1682e-16 | 42.9518 | 0.26899 | 7.1449 | 448.7996 | 0.85069 | 129.9302 | 286.0104 | 15.8321 | 256.2365 | 0.83175 | 69.7935 | 14.3776 | 9.0061 | 1.1722 | 283.3048 | 1.3374 | 445.1758 | 58.3676 | 114.9759 | 5.5581 | 2.9429 | 542.3571 | 138.8334 | 201.8276 | 326.7935 | 108.6861 | 175.8639 | 581.2884 | 135.5739 | 154.8024
2573823 | VCUG_a | 10 | 01m_076010_393x248x546.dat | 0.0663;0.0663;0.1400 | 393;248;546 | (-0.1549;69.7747;-4.3213) | 110 | 7.85 | 62 | 82.0179 | 60 | iodine | [138] | [70] | 1 | 5 | 75 | abnormal | posterior urethral valve | 6.2672 | 4.6263 | 28.9938 | 25.7011 | 18.9719 | 487.5985 | 6.5234e-16 | 68.8214 | 0.46157 | 12.9359 | 609.8806 | 1.0845 | 196.6304 | 404.2979 | 26.0033 | 346.0155 | 0.10047 | 106.0167 | 23.2302 | 14.6587 | 1.978 | 378.5905 | 2.2524 | 622.4201 | 85.2821 | 167.5965 | 9.4901 | 6.5964 | 763.7726 | 198.2522 | 288.2089 | 428.1519 | 140.8475 | 192.3714 | 770.9161 | 183.4056 | 216.2547
2573823 | VCUG_a | 10 | 01m_076010_393x248x546.dat | 0.0663;0.0663;0.1400 | 393;248;546 | (-0.1549;69.7747;-4.3213) | 110 | 9.9905 | 69 | 82.0179 | 60 | iodine | [138] | [70] | 1 | 5 | 75 | abnormal | posterior urethral valve | 6.2672 | 4.6263 | 28.9938 | 25.7011 | 18.9719 | 487.5985 | 6.3074e-16 | 76.0403 | 0.57943 | 15.2506 | 653.5135 | 1.2189 | 218.7098 | 443.6345 | 30.3657 | 367.3596 | 0.55972 | 118.9325 | 26.8635 | 17.5967 | 2.463 | 399.8926 | 2.7219 | 672.5862 | 92.9029 | 181.1669 | 11.5532 | 7.7144 | 831.9535 | 217.316 | 314.5362 | 451.0415 | 148.3623 | 193.8909 | 809.805 | 195.0483 | 234.355
2573823 | VCUG_a | 11 | 01m_076010_393x248x546.dat | 0.0663;0.0663;0.1400 | 393;248;546 | (-0.1549;69.7747;-4.3213) | 60 | 2.5 | 38 | 82.0179 | 60 | iodine | [138] | [50] | 1 | 5 | 75 | abnormal | posterior urethral valve | 6.2672 | 4.6263 | 28.9938 | 25.7011 | 18.9719 | 487.5985 | 1.0206e-15 | 22.3849 | 0.090228 | 3.1795 | 316.5795 | 0.25711 | 74.4251 | 200.1476 | 6.9658 | 185.225 | 0.12779 | 39.0076 | 6.7463 | 3.5362 | 0.54081 | 205.1349 | 0.55053 | 301.0396 | 35.6997 | 71.178 | 2.0406 | 1.4104 | 372.1451 | 89.7115 | 130.4738 | 249.5829 | 83.6057 | 163.621 | 440.0073 | 97.9972 | 105.8502
2573823 | VCUG_a | 11 | 01m_076010_393x248x546.dat | 0.0663;0.0663;0.1400 | 393;248;546 | (-0.1549;69.7747;-4.3213) | 60 | 5.7448 | 47 | 82.0179 | 60 | iodine | [138] | [50] | 1 | 5 | 75 | abnormal | posterior urethral valve | 6.2672 | 4.6263 | 28.9938 | 25.7011 | 18.9719 | 487.5985 | 6.627e-16 | 53.8868 | 0.24987 | 8.3211 | 562.8157 | 0.48385 | 160.8864 | 368.9131 | 18.7188 | 325.9678 | 0.5856 | 87.7029 | 17.3637 | 9.7658 | 1.3966 | 363.5562 | 1.4103 | 566.1204 | 75.5104 | 147.7025 | 6.0137 | 3.706 | 706.4697 | 172.8577 | 254.7309 | 401.1108 | 134.2876 | 193.1865 | 728.0027 | 169.5816 | 195.7517
2573823 | VCUG_a | 11 | 01m_076010_393x248x546.dat | 0.0663;0.0663;0.1400 | 393;248;546 | (-0.1549;69.7747;-4.3213) | 60 | 6.3535 | 49 | 82.0179 | 60 | iodine | [138] | [50] | 1 | 5 | 75 | abnormal | posterior urethral valve | 6.2672 | 4.6263 | 28.9938 | 25.7011 | 18.9719 | 487.5985 | 6.3275e-16 | 58.269 | 0.29269 | 8.7454 | 595.6495 | 0.7819 | 178.9951 | 388.4918 | 21.1741 | 345.2049 | 0.54122 | 95.8871 | 19.4688 | 11.1881 | 1.7455 | 385.6629 | 1.5358 | 602.2398 | 82.3368 | 159.1454 | 6.7571 | 3.8129 | 753.1513 | 185.3786 | 273.533 | 420.3919 | 140.4256 | 195.9836 | 773.2697 | 180.3575 | 208.2038
2573823 | VCUG_a | 11 | 01m_076010_393x248x546.dat | 0.0663;0.0663;0.1400 | 393;248;546 | (-0.1549;69.7747;-4.3213) | 80 | 2.9 | 44 | 82.0179 | 60 | iodine | [138] | [50] | 1 | 5 | 75 | abnormal | posterior urethral valve | 6.2672 | 4.6263 | 28.9938 | 25.7011 | 18.9719 | 487.5985 | 9.1375e-16 | 30.9897 | 0.15533 | 4.9236 | 373.1637 | 0.33156 | 99.3626 | 237.5037 | 10.808 | 216.2288 | 0.70644 | 52.2657 | 10.1144 | 6.2347 | 0.90902 | 238.992 | 0.85894 | 362.4716 | 46.055 | 90.3799 | 3.5132 | 2.235 | 451.4342 | 110.8317 | 161.7442 | 281.6473 | 94.3323 | 168.8885 | 502.3013 | 114.3063 | 127.2499
2573823 | VCUG_a | 11 | 01m_076010_393x248x546.dat | 0.0663;0.0663;0.1400 | 393;248;546 | (-0.1549;69.7747;-4.3213) | 80 | 7.702 | 57 | 82.0179 | 60 | iodine | [138] | [50] | 1 | 5 | 75 | abnormal | posterior urethral valve | 6.2672 | 4.6263 | 28.9938 | 25.7011 | 18.9719 | 487.5985 | 6.1076e-16 | 68.2264 | 0.42259 | 11.8415 | 633.0959 | 1.2359 | 199.3416 | 412.8459 | 26.3458 | 364.0379 | 0.087337 | 109.6043 | 23.7916 | 13.9837 | 2.2847 | 402.1216 | 2.0461 | 646.4563 | 89.5277 | 175.568 | 9.3434 | 5.5118 | 809.679 | 204.9471 | 300.9515 | 442.6798 | 146.3716 | 197.1169 | 794.7632 | 190.1517 | 224.3117
2573823 | VCUG_a | 11 | 01m_076010_393x248x546.dat | 0.0663;0.0663;0.1400 | 393;248;546 | (-0.1549;69.7747;-4.3213) | 80 | 8.502 | 60 | 82.0179 | 60 | iodine | [138] | [50] | 1 | 5 | 75 | abnormal | posterior urethral valve | 6.2672 | 4.6263 | 28.9938 | 25.7011 | 18.9719 | 487.5985 | 5.9564e-16 | 75.0895 | 0.47143 | 13.6045 | 656.3073 | 0.84434 | 214.7454 | 428.92 | 28.64 | 375.7499 | 0.64356 | 116.4135 | 25.5811 | 16.9013 | 2.5071 | 412.4838 | 2.312 | 673.4319 | 94.175 | 182.7124 | 10.1416 | 6.7642 | 844.006 | 215.0478 | 315.5592 | 456.9726 | 150.1898 | 198.216 | 816.0359 | 197.0112 | 233.6743
2573823 | VCUG_a | 11 | 01m_076010_393x248x546.dat | 0.0663;0.0663;0.1400 | 393;248;546 | (-0.1549;69.7747;-4.3213) | 110 | 3.9 | 52 | 82.0179 | 60 | iodine | [138] | [50] | 1 | 5 | 75 | abnormal | posterior urethral valve | 6.2672 | 4.6263 | 28.9938 | 25.7011 | 18.9719 | 487.5985 | 8.1682e-16 | 42.9603 | 0.26898 | 7.1439 | 449.3872 | 0.85069 | 129.8812 | 287.957 | 15.848 | 256.3222 | 0.83175 | 69.8413 | 14.3948 | 9.0296 | 1.1681 | 283.4027 | 1.3341 | 445.9593 | 58.3896 | 115.0053 | 5.5827 | 2.946 | 551.1717 | 139.0063 | 202.0772 | 327.0917 | 108.8444 | 175.9348 | 580.9946 | 135.6021 | 155.417
2573823 | VCUG_a | 11 | 01m_076010_393x248x546.dat | 0.0663;0.0663;0.1400 | 393;248;546 | (-0.1549;69.7747;-4.3213) | 110 | 7.85 | 62 | 82.0179 | 60 | iodine | [138] | [50] | 1 | 5 | 75 | abnormal | posterior urethral valve | 6.2672 | 4.6263 | 28.9938 | 25.7011 | 18.9719 | 487.5985 | 6.5234e-16 | 68.8689 | 0.46175 | 12.9078 | 610.4631 | 1.0872 | 196.8603 | 404.3439 | 26.0416 | 346.1228 | 0.10047 | 106.101 | 23.2348 | 14.6935 | 1.9798 | 378.7744 | 2.2648 | 623.6311 | 85.3358 | 167.7344 | 9.4914 | 6.5245 | 776.0668 | 198.526 | 288.6079 | 428.4967 | 141.0589 | 192.4856 | 776.542 | 183.9311 | 216.9368
2573823 | VCUG_a | 11 | 01m_076010_393x248x546.dat | 0.0663;0.0663;0.1400 | 393;248;546 | (-0.1549;69.7747;-4.3213) | 110 | 9.9905 | 69 | 82.0179 | 60 | iodine | [138] | [50] | 1 | 5 | 75 | abnormal | posterior urethral valve | 6.2672 | 4.6263 | 28.9938 | 25.7011 | 18.9719 | 487.5985 | 6.3074e-16 | 76.1973 | 0.57973 | 15.2011 | 654.4489 | 1.2189 | 219.2964 | 446.7261 | 30.3784 | 367.4547 | 0.55972 | 119.0133 | 26.8762 | 17.6236 | 2.4343 | 399.9718 | 2.7306 | 673.4899 | 92.9933 | 181.262 | 11.5763 | 7.712 | 841.2441 | 217.6304 | 314.9859 | 451.6803 | 148.6083 | 193.9697 | 815.0686 | 195.5945 | 235.206
2573823 | VCUG_a | 12 | 01m_076010_393x248x546.dat | 0.0663;0.0663;0.1400 | 393;248;546 | (-0.1549;69.7747;-4.3213) | 60 | 2.5 | 38 | 82.0179 | 60 | iodine | [138] | [30] | 1 | 5 | 75 | abnormal | posterior urethral valve | 6.2672 | 4.6263 | 28.9938 | 25.7011 | 18.9719 | 487.5985 | 1.0206e-15 | 22.3575 | 0.090299 | 3.1786 | 316.8245 | 0.25711 | 74.5103 | 199.8439 | 6.9831 | 185.2544 | 0.12779 | 39.0331 | 6.7538 | 3.5604 | 0.54081 | 205.2329 | 0.5453 | 301.7451 | 35.7026 | 71.2358 | 2.0435 | 1.4104 | 381.081 | 89.8244 | 130.6312 | 249.9042 | 83.7188 | 163.6616 | 443.0644 | 98.2834 | 106.2722
2573823 | VCUG_a | 12 | 01m_076010_393x248x546.dat | 0.0663;0.0663;0.1400 | 393;248;546 | (-0.1549;69.7747;-4.3213) | 60 | 5.7448 | 47 | 82.0179 | 60 | iodine | [138] | [30] | 1 | 5 | 75 | abnormal | posterior urethral valve | 6.2672 | 4.6263 | 28.9938 | 25.7011 | 18.9719 | 487.5985 | 6.627e-16 | 53.8038 | 0.24983 | 8.2378 | 563.3891 | 0.42573 | 161.2938 | 370.7087 | 18.7429 | 326.0885 | 0.5856 | 87.7693 | 17.3758 | 9.7259 | 1.4204 | 363.6769 | 1.415 | 567.3125 | 75.5043 | 147.7448 | 6.0206 | 3.7771 | 724.6075 | 173.1368 | 255.1323 | 401.4642 | 134.5348 | 193.2989 | 731.3979 | 169.9247 | 196.7699
2573823 | VCUG_a | 12 | 01m_076010_393x248x546.dat | 0.0663;0.0663;0.1400 | 393;248;546 | (-0.1549;69.7747;-4.3213) | 60 | 6.3535 | 49 | 82.0179 | 60 | iodine | [138] | [30] | 1 | 5 | 75 | abnormal | posterior urethral valve | 6.2672 | 4.6263 | 28.9938 | 25.7011 | 18.9719 | 487.5985 | 6.3275e-16 | 58.3481 | 0.29302 | 8.778 | 596.4555 | 0.7819 | 179.4218 | 391.5262 | 21.1899 | 345.3629 | 0.46764 | 95.974 | 19.4815 | 11.2187 | 1.7544 | 385.9474 | 1.537 | 603.6147 | 82.3747 | 159.1928 | 6.7693 | 3.8054 | 766.2528 | 185.6965 | 273.9853 | 420.851 | 140.7117 | 196.1407 | 773.9177 | 180.5428 | 209.1493
2573823 | VCUG_a | 12 | 01m_076010_393x248x546.dat | 0.0663;0.0663;0.1400 | 393;248;546 | (-0.1549;69.7747;-4.3213) | 80 | 2.9 | 44 | 82.0179 | 60 | iodine | [138] | [30] | 1 | 5 | 75 | abnormal | posterior urethral valve | 6.2672 | 4.6263 | 28.9938 | 25.7011 | 18.9719 | 487.5985 | 9.1375e-16 | 30.9843 | 0.1556 | 4.8662 | 373.6234 | 0.32682 | 99.7084 | 238.6418 | 10.8119 | 216.2945 | 0.70644 | 52.3314 | 10.1188 | 6.2361 | 0.90436 | 239.0467 | 0.85924 | 363.1611 | 46.0715 | 90.4335 | 3.5108 | 2.235 | 461.3056 | 110.9945 | 161.9776 | 281.8421 | 94.4776 | 168.9792 | 507.5653 | 114.772 | 127.8724
2573823 | VCUG_a | 12 | 01m_076010_393x248x546.dat | 0.0663;0.0663;0.1400 | 393;248;546 | (-0.1549;69.7747;-4.3213) | 80 | 7.702 | 57 | 82.0179 | 60 | iodine | [138] | [30] | 1 | 5 | 75 | abnormal | posterior urethral valve | 6.2672 | 4.6263 | 28.9938 | 25.7011 | 18.9719 | 487.5985 | 6.1076e-16 | 68.4278 | 0.42249 | 11.8176 | 633.7836 | 1.2359 | 200.3076 | 417.8397 | 26.3671 | 364.218 | 0.087337 | 109.7189 | 23.8129 | 14.0174 | 2.2809 | 402.4982 | 2.0599 | 647.9299 | 89.5932 | 175.699 | 9.34 | 5.5118 | 818.9789 | 205.31 | 301.4809 | 443.2628 | 146.6539 | 197.266 | 799.5114 | 190.7198 | 225.3057
2573823 | VCUG_a | 12 | 01m_076010_393x248x546.dat | 0.0663;0.0663;0.1400 | 393;248;546 | (-0.1549;69.7747;-4.3213) | 80 | 8.502 | 60 | 82.0179 | 60 | iodine | [138] | [30] | 1 | 5 | 75 | abnormal | posterior urethral valve | 6.2672 | 4.6263 | 28.9938 | 25.7011 | 18.9719 | 487.5985 | 5.9564e-16 | 75.0207 | 0.47146 | 13.6725 | 656.9621 | 0.84434 | 214.8629 | 434.242 | 28.6736 | 375.9849 | 0.64356 | 116.5411 | 25.5811 | 16.9248 | 2.5061 | 412.7188 | 2.3209 | 674.6575 | 94.3194 | 182.8635 | 10.155 | 6.7509 | 854.2304 | 215.4383 | 316.1308 | 457.0512 | 150.4937 | 198.4106 | 813.7358 | 196.9089 | 234.6617
2573823 | VCUG_a | 12 | 01m_076010_393x248x546.dat | 0.0663;0.0663;0.1400 | 393;248;546 | (-0.1549;69.7747;-4.3213) | 110 | 3.9 | 52 | 82.0179 | 60 | iodine | [138] | [30] | 1 | 5 | 75 | abnormal | posterior urethral valve | 6.2672 | 4.6263 | 28.9938 | 25.7011 | 18.9719 | 487.5985 | 8.1682e-16 | 43.0472 | 0.26936 | 7.1477 | 449.8769 | 0.85069 | 130.0036 | 290.0627 | 15.8663 | 256.4202 | 0.83175 | 69.8927 | 14.3972 | 9.0308 | 1.1681 | 283.5374 | 1.341 | 446.7061 | 58.4263 | 115.0175 | 5.545 | 2.9764 | 561.0392 | 139.2224 | 202.3846 | 327.4588 | 109.0238 | 176.0565 | 582.427 | 135.7869 | 156.0969
2573823 | VCUG_a | 12 | 01m_076010_393x248x546.dat | 0.0663;0.0663;0.1400 | 393;248;546 | (-0.1549;69.7747;-4.3213) | 110 | 7.85 | 62 | 82.0179 | 60 | iodine | [138] | [30] | 1 | 5 | 75 | abnormal | posterior urethral valve | 6.2672 | 4.6263 | 28.9938 | 25.7011 | 18.9719 | 487.5985 | 6.5234e-16 | 68.9103 | 0.46269 | 12.9028 | 611.2909 | 1.0863 | 196.3544 | 407.1952 | 26.0447 | 346.2914 | 0.10047 | 106.196 | 23.2624 | 14.7492 | 2.0135 | 379.1423 | 2.2543 | 624.8575 | 85.4063 | 167.9184 | 9.5084 | 6.6542 | 786.5368 | 198.8483 | 289.0678 | 428.8845 | 141.3364 | 192.5744 | 776.0515 | 183.9584 | 217.7664
2573823 | VCUG_a | 12 | 01m_076010_393x248x546.dat | 0.0663;0.0663;0.1400 | 393;248;546 | (-0.1549;69.7747;-4.3213) | 110 | 9.9905 | 69 | 82.0179 | 60 | iodine | [138] | [30] | 1 | 5 | 75 | abnormal | posterior urethral valve | 6.2672 | 4.6263 | 28.9938 | 25.7011 | 18.9719 | 487.5985 | 6.3074e-16 | 76.1957 | 0.58054 | 15.1879 | 655.0831 | 1.2125 | 219.5818 | 449.0091 | 30.4117 | 367.8035 | 0.55972 | 119.1433 | 26.8984 | 17.6236 | 2.4297 | 400.4316 | 2.7258 | 674.8375 | 93.0504 | 181.3571 | 11.5914 | 7.7754 | 849.1553 | 217.9995 | 315.5237 | 451.7992 | 148.909 | 194.1534 | 822.4567 | 196.2815 | 235.9354
2573823 | VCUG_a | 13 | 01m_076010_393x248x546.dat | 0.0663;0.0663;0.1400 | 393;248;546 | (0.1855;68.2875;0.7692) | 60 | 2.5 | 38 | 81.3761 | 60 | iodine | [91,94,135,136,138] | [100,100,100,100,10] | 1 | 5 | 75 | abnormal | posterior urethral valve | 6.6306 | 7.5935 | 50.3498 | 26.9788 | 30.8965 | 833.5498 | 6.1834e-16 | 850.4556 | 0.58149 | 81.9 | 373.3226 | 1.5013 | 367.1286 | 306.8866 | 206.3754 | 1104.1028 | 0.088587 | 415.8236 | 331.2422 | 113.0302 | 4.0706 | 506.7607 | 5.8822 | 381.4088 | 692.2738 | 392.4869 | 42.1613 | 22.4812 | 484.6693 | 239.1531 | 306.1365 | 319.7085 | 121.8922 | 272.7152 | 535.03 | 321.0553 | 280.5435
2573823 | VCUG_a | 13 | 01m_076010_393x248x546.dat | 0.0663;0.0663;0.1400 | 393;248;546 | (0.1855;68.2875;0.7692) | 60 | 5.7448 | 47 | 81.3761 | 60 | iodine | [91,94,135,136,138] | [100,100,100,100,10] | 1 | 5 | 75 | abnormal | posterior urethral valve | 6.6306 | 7.5935 | 50.3498 | 26.9788 | 30.8965 | 833.5498 | 4.0149e-16 | 1292.3723 | 1.7534 | 168.6774 | 689.848 | 5.2611 | 707.9056 | 501.4767 | 399.9559 | 1880.575 | 2.1818 | 739.4876 | 520.4807 | 224.3868 | 11.9073 | 900.4364 | 15.0025 | 734.7553 | 1074.1126 | 729.4003 | 96.4945 | 52.5387 | 884.8197 | 423.8168 | 554.6061 | 549.3023 | 198.2156 | 323.9455 | 874.0848 | 549.7045 | 494.9519
2573823 | VCUG_a | 13 | 01m_076010_393x248x546.dat | 0.0663;0.0663;0.1400 | 393;248;546 | (0.1855;68.2875;0.7692) | 60 | 6.3535 | 49 | 81.3761 | 60 | iodine | [91,94,135,136,138] | [100,100,100,100,10] | 1 | 5 | 75 | abnormal | posterior urethral valve | 6.6306 | 7.5935 | 50.3498 | 26.9788 | 30.8965 | 833.5498 | 3.8335e-16 | 1342.2771 | 2.0432 | 182.5049 | 734.8404 | 5.969 | 760.6915 | 516.3708 | 427.4961 | 1985.0342 | 3.0137 | 782.8906 | 542.3002 | 239.5783 | 13.4155 | 950.284 | 16.2119 | 784.9514 | 1116.1644 | 776.1344 | 104.7898 | 61.2967 | 937.1367 | 449.8859 | 590.1072 | 579.8985 | 207.9983 | 328.5661 | 903.4076 | 578.9853 | 523.2732
2573823 | VCUG_a | 13 | 01m_076010_393x248x546.dat | 0.0663;0.0663;0.1400 | 393;248;546 | (0.1855;68.2875;0.7692) | 80 | 2.9 | 44 | 81.3761 | 60 | iodine | [91,94,135,136,138] | [100,100,100,100,10] | 1 | 5 | 75 | abnormal | posterior urethral valve | 6.6306 | 7.5935 | 50.3498 | 26.9788 | 30.8965 | 833.5498 | 5.536e-16 | 931.099 | 1.0762 | 111.3558 | 446.8899 | 3.1943 | 449.5995 | 348.3177 | 252.7439 | 1272.7332 | 1.0656 | 489.3933 | 370.0119 | 139.9412 | 6.3854 | 596.7444 | 8.7243 | 466.561 | 765.5293 | 469.0538 | 56.2641 | 31.7447 | 574.9418 | 283.394 | 365.3322 | 372.9864 | 138.5356 | 281.9159 | 600.3029 | 371.0557 | 330.0881
2573823 | VCUG_a | 13 | 01m_076010_393x248x546.dat | 0.0663;0.0663;0.1400 | 393;248;546 | (0.1855;68.2875;0.7692) | 80 | 7.702 | 57 | 81.3761 | 60 | iodine | [91,94,135,136,138] | [100,100,100,100,10] | 1 | 5 | 75 | abnormal | posterior urethral valve | 6.6306 | 7.5935 | 50.3498 | 26.9788 | 30.8965 | 833.5498 | 3.7001e-16 | 1375.916 | 2.9994 | 219.8033 | 789.1179 | 7.8109 | 832.5765 | 544.3935 | 464.2061 | 2075.2251 | 6.6026 | 833.3602 | 561.7445 | 258.3565 | 14.5918 | 1010.4915 | 21.2974 | 848.468 | 1140.4076 | 834.117 | 119.1217 | 70.512 | 996.3296 | 485.9272 | 635.4449 | 613.3164 | 218.3305 | 330.141 | 954.6819 | 611.7258 | 560.0849
2573823 | VCUG_a | 13 | 01m_076010_393x248x546.dat | 0.0663;0.0663;0.1400 | 393;248;546 | (0.1855;68.2875;0.7692) | 80 | 8.502 | 60 | 81.3761 | 60 | iodine | [91,94,135,136,138] | [100,100,100,100,10] | 1 | 5 | 75 | abnormal | posterior urethral valve | 6.6306 | 7.5935 | 50.3498 | 26.9788 | 30.8965 | 833.5498 | 3.6085e-16 | 1403.9381 | 3.3277 | 232.69 | 819.3727 | 8.7754 | 858.4749 | 563.8089 | 485.1888 | 2137.7349 | 4.2369 | 863.6017 | 574.1733 | 271.9862 | 16.526 | 1045.8107 | 23.1446 | 886.215 | 1161.0666 | 866.0126 | 126.3215 | 74.6711 | 1021.313 | 505.3948 | 660.8179 | 638.5428 | 224.8395 | 332.8069 | 976.6129 | 631.0405 | 580.0106
2573823 | VCUG_a | 13 | 01m_076010_393x248x546.dat | 0.0663;0.0663;0.1400 | 393;248;546 | (0.1855;68.2875;0.7692) | 110 | 3.9 | 52 | 81.3761 | 60 | iodine | [91,94,135,136,138] | [100,100,100,100,10] | 1 | 5 | 75 | abnormal | posterior urethral valve | 6.6306 | 7.5935 | 50.3498 | 26.9788 | 30.8965 | 833.5498 | 4.9488e-16 | 1048.1377 | 1.834 | 150.6675 | 547.6302 | 5.2304 | 563.7554 | 408.3635 | 314.7444 | 1476.4657 | 1.837 | 588.024 | 422.2053 | 176.096 | 9.1802 | 710.2563 | 12.8535 | 577.8599 | 865.4865 | 574.3439 | 74.2608 | 42.6711 | 688.0083 | 341.9332 | 440.7127 | 443.1496 | 161.1781 | 294.6401 | 678.6929 | 435.8752 | 396.6801
2573823 | VCUG_a | 13 | 01m_076010_393x248x546.dat | 0.0663;0.0663;0.1400 | 393;248;546 | (0.1855;68.2875;0.7692) | 110 | 7.85 | 62 | 81.3761 | 60 | iodine | [91,94,135,136,138] | [100,100,100,100,10] | 1 | 5 | 75 | abnormal | posterior urethral valve | 6.6306 | 7.5935 | 50.3498 | 26.9788 | 30.8965 | 833.5498 | 3.9523e-16 | 1317.3439 | 3.2161 | 224.6076 | 761.714 | 8.8104 | 805.208 | 529.2906 | 447.8691 | 1951.2579 | 5.1914 | 803.1838 | 539.5126 | 251.7995 | 15.4534 | 967.3932 | 21.1587 | 818.9975 | 1093.0931 | 804.8537 | 114.4076 | 64.9019 | 943.9889 | 467.9504 | 605.7361 | 597.0595 | 210.6499 | 322.6507 | 905.3023 | 584.7204 | 540.4289
2573823 | VCUG_a | 13 | 01m_076010_393x248x546.dat | 0.0663;0.0663;0.1400 | 393;248;546 | (0.1855;68.2875;0.7692) | 110 | 9.9905 | 69 | 81.3761 | 60 | iodine | [91,94,135,136,138] | [100,100,100,100,10] | 1 | 5 | 75 | abnormal | posterior urethral valve | 6.6306 | 7.5935 | 50.3498 | 26.9788 | 30.8965 | 833.5498 | 3.8214e-16 | 1360.3228 | 3.9223 | 264.7689 | 820.3178 | 10.1582 | 887.5175 | 564.7862 | 489.1081 | 2048.8057 | 4.2162 | 861.1139 | 563.7133 | 275.3931 | 16.6065 | 1033.0907 | 24.6072 | 888.5642 | 1133.8379 | 870.6914 | 128.9695 | 75.6337 | 1012.2608 | 503.9153 | 650.1658 | 637.2132 | 222.6863 | 326.8279 | 959.3489 | 621.4907 | 581.6019
2573823 | VCUG_a | 1 | 05f_109019_419x230x572.dat | 0.0850;0.0850;0.1928 | 419;230;572 | (0.1749;69.2650;8.0852) | 60 | 2.5 | 38 | 83.87 | 60 | iodine | [138] | [0] | 1 | 5 | 90 | abnormal | VUR - grade 3 | 7.8373 | 10.1721 | 79.7219 | 32.8656 | 42.6569 | 1401.9446 | 3.8825e-16 | 880.3338 | 0.42534 | 46.8254 | 363.5282 | 1.0432 | 397.6299 | 395.827 | 187.3636 | 927.5971 | 1.1995 | 371.2037 | 233.2592 | 127.4229 | 2.5483 | 528.2157 | 3.2585 | 330.0447 | 833.5856 | 345.1123 | 30.4237 | 9.7847 | 336.7156 | 162.5909 | 235.9184 | 325.9628 | 151.0779 | 239.403 | 409.6067 | 305.4053 | 245.0678
2573823 | VCUG_a | 1 | 05f_109019_419x230x572.dat | 0.0850;0.0850;0.1928 | 419;230;572 | (0.1749;69.2650;8.0852) | 60 | 5.7448 | 47 | 83.87 | 60 | iodine | [138] | [0] | 1 | 5 | 90 | abnormal | VUR - grade 3 | 7.8373 | 10.1721 | 79.7219 | 32.8656 | 42.6569 | 1401.9446 | 2.5208e-16 | 1380.7766 | 1.3285 | 114.9702 | 666.7651 | 2.866 | 754.1174 | 768.7158 | 385.4686 | 1449.5636 | 1.8492 | 696.3586 | 378.2607 | 270.8634 | 6.4606 | 954.0914 | 8.903 | 662.4411 | 1291.2425 | 666.3684 | 74.0788 | 26.7361 | 647.9221 | 301.8614 | 465.8346 | 548.7166 | 244.7666 | 285.5487 | 816.1208 | 530.0582 | 453.7827
2573823 | VCUG_a | 1 | 05f_109019_419x230x572.dat | 0.0850;0.0850;0.1928 | 419;230;572 | (0.1749;69.2650;8.0852) | 60 | 6.3535 | 49 | 83.87 | 60 | iodine | [138] | [0] | 1 | 5 | 90 | abnormal | VUR - grade 3 | 7.8373 | 10.1721 | 79.7219 | 32.8656 | 42.6569 | 1401.9446 | 2.4069e-16 | 1438.3767 | 1.5499 | 123.5874 | 708.7184 | 3.6069 | 813.2521 | 829.1232 | 415.808 | 1508.5921 | 3.8196 | 742.7043 | 395.6575 | 295.5985 | 7.1478 | 1009.8551 | 10.1837 | 712.4992 | 1341.2385 | 713.5794 | 82.6173 | 30.9205 | 695.9633 | 322.6942 | 502.2627 | 581.1923 | 257.0927 | 290.5775 | 870.2553 | 560.5386 | 483.9561
2573823 | VCUG_a | 1 | 05f_109019_419x230x572.dat | 0.0850;0.0850;0.1928 | 419;230;572 | (0.1749;69.2650;8.0852) | 80 | 2.9 | 44 | 83.87 | 60 | iodine | [138] | [0] | 1 | 5 | 90 | abnormal | VUR - grade 3 | 7.8373 | 10.1721 | 79.7219 | 32.8656 | 42.6569 | 1401.9446 | 3.4761e-16 | 988.966 | 0.82467 | 68.8309 | 435.7526 | 2.0101 | 483.0764 | 484.2847 | 238.0457 | 1030.5361 | 0.86846 | 449.5901 | 265.1023 | 166.6487 | 3.659 | 627.0039 | 5.4228 | 413.4572 | 920.8428 | 420.5342 | 43.7968 | 15.3907 | 414.6655 | 198.3677 | 295.5594 | 378.1839 | 172.1204 | 248.4763 | 511.7871 | 357.5265 | 295.6311
2573823 | VCUG_a | 1 | 05f_109019_419x230x572.dat | 0.0850;0.0850;0.1928 | 419;230;572 | (0.1749;69.2650;8.0852) | 80 | 7.702 | 57 | 83.87 | 60 | iodine | [138] | [0] | 1 | 5 | 90 | abnormal | VUR - grade 3 | 7.8373 | 10.1721 | 79.7219 | 32.8656 | 42.6569 | 1401.9446 | 2.3231e-16 | 1482.0035 | 2.3454 | 157.6488 | 767.4961 | 4.6945 | 889.5723 | 907.7374 | 461.3155 | 1553.932 | 2.0387 | 806.0646 | 414.9644 | 335.2318 | 9.2917 | 1080.3486 | 13.056 | 787.5551 | 1367.9767 | 771.4562 | 99.8477 | 38.7235 | 762.718 | 358.8526 | 559.0287 | 620.5965 | 271.8318 | 293.9163 | 942.1305 | 596.5762 | 527.0513
2573823 | VCUG_a | 1 | 05f_109019_419x230x572.dat | 0.0850;0.0850;0.1928 | 419;230;572 | (0.1749;69.2650;8.0852) | 80 | 8.502 | 60 | 83.87 | 60 | iodine | [138] | [0] | 1 | 5 | 90 | abnormal | VUR - grade 3 | 7.8373 | 10.1721 | 79.7219 | 32.8656 | 42.6569 | 1401.9446 | 2.2655e-16 | 1514.1777 | 2.6753 | 171.5235 | 800.0371 | 4.843 | 936.9151 | 952.0993 | 486.555 | 1588.995 | 2.3455 | 840.9107 | 426.5643 | 351.341 | 9.555 | 1118.7277 | 13.8326 | 826.7859 | 1393.8963 | 804.4952 | 107.4455 | 40.5046 | 796.1528 | 376.5486 | 588.0256 | 642.3903 | 280.3568 | 296.9956 | 988.8679 | 618.0779 | 550.0092
2573823 | VCUG_a | 1 | 05f_109019_419x230x572.dat | 0.0850;0.0850;0.1928 | 419;230;572 | (0.1749;69.2650;8.0852) | 110 | 3.9 | 52 | 83.87 | 60 | iodine | [138] | [0] | 1 | 5 | 90 | abnormal | VUR - grade 3 | 7.8373 | 10.1721 | 79.7219 | 32.8656 | 42.6569 | 1401.9446 | 3.1073e-16 | 1113.7834 | 1.4772 | 101.447 | 535.185 | 3.2697 | 610.1688 | 614.9961 | 305.8536 | 1168.6535 | 1.7247 | 554.9125 | 306.597 | 215.9277 | 5.7947 | 754.4403 | 8.0059 | 527.8475 | 1038.703 | 523.0846 | 61.8729 | 22.4739 | 514.6529 | 248.6982 | 372.3119 | 448.877 | 200.6295 | 260.4201 | 637.0085 | 425.3499 | 364.7839
2573823 | VCUG_a | 1 | 05f_109019_419x230x572.dat | 0.0850;0.0850;0.1928 | 419;230;572 | (0.1749;69.2650;8.0852) | 110 | 7.85 | 62 | 83.87 | 60 | iodine | [138] | [0] | 1 | 5 | 90 | abnormal | VUR - grade 3 | 7.8373 | 10.1721 | 79.7219 | 32.8656 | 42.6569 | 1401.9446 | 2.4817e-16 | 1419.2699 | 2.6095 | 161.5506 | 742.5157 | 5.0973 | 864.9721 | 883.3063 | 448.9667 | 1486.8043 | 4.0077 | 778.9423 | 398.6584 | 325.116 | 11.2709 | 1037.6764 | 13.3143 | 763.5899 | 1306.0007 | 746.4243 | 98.8033 | 38.69 | 737.3176 | 352.7279 | 535.927 | 602.929 | 262.8492 | 287.4802 | 919.0883 | 575.9955 | 511.6051
2573823 | VCUG_a | 1 | 05f_109019_419x230x572.dat | 0.0850;0.0850;0.1928 | 419;230;572 | (0.1749;69.2650;8.0852) | 110 | 9.9905 | 69 | 83.87 | 60 | iodine | [138] | [0] | 1 | 5 | 90 | abnormal | VUR - grade 3 | 7.8373 | 10.1721 | 79.7219 | 32.8656 | 42.6569 | 1401.9446 | 2.3996e-16 | 1475.7227 | 3.2767 | 188.017 | 803.9774 | 6.3036 | 950.9204 | 984.093 | 497.7558 | 1545.1102 | 2.1141 | 845.6932 | 420.492 | 363.4776 | 12.2855 | 1116.8668 | 16.0941 | 837.4 | 1353.7425 | 811.1037 | 115.3498 | 46.0624 | 806.2278 | 388.529 | 588.0153 | 648.4862 | 279.1951 | 292.0975 | 1010.9728 | 617.5962 | 557.7465
2573823 | VCUG_a | 2 | 05f_109019_419x230x572.dat | 0.0850;0.0850;0.1928 | 419;230;572 | (0.1250;69.2650;-1.1321) | 60 | 2.5 | 38 | 83.87 | 60 | iodine | [138] | [10] | 0 | 5 | 90 | abnormal | VUR - grade 3 | 5.2248 | 4.4864 | 23.4409 | 21.9104 | 18.8138 | 412.218 | 1.2983e-15 | 3.4718 | 0.020228 | 0.30248 | 187.837 | 0.016478 | 10.206 | 381.7129 | 0.64808 | 17.6437 | 0 | 3.8157 | 0.4901 | 0.43666 | 0.029946 | 11.8844 | 0.051845 | 109.1236 | 3.6395 | 4.9576 | 0.14945 | 0.10854 | 324.5284 | 73.1661 | 100.5104 | 102.4629 | 86.7622 | 76.3389 | 396.9873 | 48.5166 | 83.2942
2573823 | VCUG_a | 2 | 05f_109019_419x230x572.dat | 0.0850;0.0850;0.1928 | 419;230;572 | (0.1250;69.2650;-1.1321) | 60 | 5.7448 | 47 | 83.87 | 60 | iodine | [138] | [10] | 0 | 5 | 90 | abnormal | VUR - grade 3 | 5.2248 | 4.4864 | 23.4409 | 21.9104 | 18.8138 | 412.218 | 8.4303e-16 | 9.007 | 0.055845 | 0.90761 | 339.2282 | 0.064847 | 26.9907 | 710.0328 | 2.3214 | 42.5405 | 0 | 10.817 | 1.4544 | 1.7347 | 0.11909 | 31.2052 | 0.15808 | 238.4846 | 9.5734 | 13.6365 | 0.49767 | 0.1952 | 616.5844 | 138.077 | 203.8397 | 195.5827 | 140.5749 | 93.5685 | 758.2517 | 92.9966 | 155.3081
2573823 | VCUG_a | 2 | 05f_109019_419x230x572.dat | 0.0850;0.0850;0.1928 | 419;230;572 | (0.1250;69.2650;-1.1321) | 60 | 6.3535 | 49 | 83.87 | 60 | iodine | [138] | [10] | 0 | 5 | 90 | abnormal | VUR - grade 3 | 5.2248 | 4.4864 | 23.4409 | 21.9104 | 18.8138 | 412.218 | 8.0494e-16 | 11.2129 | 0.062169 | 1.3305 | 359.7762 | 0.074107 | 30.6568 | 759.9526 | 2.7074 | 47.2194 | 0 | 12.379 | 1.682 | 1.898 | 0.14369 | 35.0521 | 0.18002 | 259.496 | 10.8383 | 15.37 | 0.65537 | 0.30326 | 657.9456 | 147.6418 | 220.2175 | 208.9629 | 147.4459 | 95.7268 | 802.44 | 99.1187 | 165.8494
2573823 | VCUG_a | 2 | 05f_109019_419x230x572.dat | 0.0850;0.0850;0.1928 | 419;230;572 | (0.1250;69.2650;-1.1321) | 80 | 2.9 | 44 | 83.87 | 60 | iodine | [138] | [10] | 0 | 5 | 90 | abnormal | VUR - grade 3 | 5.2248 | 4.4864 | 23.4409 | 21.9104 | 18.8138 | 412.218 | 1.1624e-15 | 5.7165 | 0.03471 | 0.50758 | 223.4045 | 0.06456 | 15.0992 | 457.5887 | 1.3714 | 25.3636 | 0 | 6.3304 | 0.89893 | 0.94427 | 0.07957 | 18.0751 | 0.099039 | 143.7315 | 5.6936 | 7.9977 | 0.32932 | 0.22742 | 394.1497 | 89.866 | 127.5406 | 126.7163 | 98.6535 | 79.8584 | 483.3635 | 59.6801 | 100.6311
2573823 | VCUG_a | 2 | 05f_109019_419x230x572.dat | 0.0850;0.0850;0.1928 | 419;230;572 | (0.1250;69.2650;-1.1321) | 80 | 7.702 | 57 | 83.87 | 60 | iodine | [138] | [10] | 0 | 5 | 90 | abnormal | VUR - grade 3 | 5.2248 | 4.4864 | 23.4409 | 21.9104 | 18.8138 | 412.218 | 7.7693e-16 | 14.2767 | 0.089049 | 1.8612 | 387.5248 | 0.12082 | 39.5338 | 808.6562 | 4.0757 | 56.4156 | 0 | 16.3374 | 2.422 | 2.9884 | 0.23602 | 43.7336 | 0.22041 | 293.8485 | 14.3694 | 20.2412 | 1.0556 | 0.32513 | 710.3849 | 164.5245 | 246.2075 | 230.0323 | 155.368 | 97.1756 | 867.5289 | 108.8835 | 179.5857
2573823 | VCUG_a | 2 | 05f_109019_419x230x572.dat | 0.0850;0.0850;0.1928 | 419;230;572 | (0.1250;69.2650;-1.1321) | 80 | 8.502 | 60 | 83.87 | 60 | iodine | [138] | [10] | 0 | 5 | 90 | abnormal | VUR - grade 3 | 5.2248 | 4.4864 | 23.4409 | 21.9104 | 18.8138 | 412.218 | 7.5768e-16 | 15.8616 | 0.094423 | 2.0443 | 403.0208 | 0.1105 | 42.3742 | 846.9033 | 4.541 | 60.692 | 0.02629 | 18.0921 | 2.6986 | 3.1366 | 0.1945 | 47.4291 | 0.2765 | 311.2932 | 15.7376 | 22.0912 | 1.2256 | 0.5482 | 739.9185 | 172.8031 | 259.4399 | 241.3658 | 160.086 | 98.5931 | 908.3146 | 114.2648 | 187.8348
2573823 | VCUG_a | 2 | 05f_109019_419x230x572.dat | 0.0850;0.0850;0.1928 | 419;230;572 | (0.1250;69.2650;-1.1321) | 110 | 3.9 | 52 | 83.87 | 60 | iodine | [138] | [10] | 0 | 5 | 90 | abnormal | VUR - grade 3 | 5.2248 | 4.4864 | 23.4409 | 21.9104 | 18.8138 | 412.218 | 1.0391e-15 | 8.6112 | 0.055254 | 1.2217 | 272.2641 | 0.049853 | 23.4509 | 559.1567 | 2.4543 | 35.1653 | 0.022269 | 9.9089 | 1.4764 | 1.7541 | 0.16492 | 26.8145 | 0.1504 | 190.094 | 8.7495 | 12.083 | 0.66332 | 0.2528 | 485.3692 | 113.518 | 162.4059 | 158.5329 | 114.8618 | 84.4802 | 593.4279 | 74.3078 | 124.0794
2573823 | VCUG_a | 2 | 05f_109019_419x230x572.dat | 0.0850;0.0850;0.1928 | 419;230;572 | (0.1250;69.2650;-1.1321) | 110 | 7.85 | 62 | 83.87 | 60 | iodine | [138] | [10] | 0 | 5 | 90 | abnormal | VUR - grade 3 | 5.2248 | 4.4864 | 23.4409 | 21.9104 | 18.8138 | 412.218 | 8.298e-16 | 14.6132 | 0.094155 | 2.1469 | 375.537 | 0.063837 | 38.137 | 791.8429 | 4.3521 | 54.7663 | 0.054346 | 16.786 | 2.5853 | 3.0077 | 0.21828 | 43.131 | 0.24252 | 286.8648 | 14.512 | 20.4676 | 1.186 | 0.58889 | 685.2869 | 162.2413 | 236.4202 | 224.7452 | 150.1354 | 94.8267 | 846.085 | 106.1927 | 175.1905
2573823 | VCUG_a | 2 | 05f_109019_419x230x572.dat | 0.0850;0.0850;0.1928 | 419;230;572 | (0.1250;69.2650;-1.1321) | 110 | 9.9905 | 69 | 83.87 | 60 | iodine | [138] | [10] | 0 | 5 | 90 | abnormal | VUR - grade 3 | 5.2248 | 4.4864 | 23.4409 | 21.9104 | 18.8138 | 412.218 | 8.0227e-16 | 18.5524 | 0.1175 | 2.7451 | 405.5876 | 0.11976 | 47.2785 | 854.8014 | 5.439 | 62.954 | 0.15894 | 20.2875 | 3.2168 | 4.0237 | 0.20148 | 50.5492 | 0.30307 | 320.616 | 17.458 | 24.5379 | 1.5735 | 0.68349 | 741.909 | 179.1137 | 260.2908 | 246.2757 | 159.155 | 97.0507 | 915.0057 | 116.2498 | 190.412
2573823 | VCUG_a | 3 | 05f_109019_419x230x572.dat | 0.0850;0.0850;0.1928 | 419;230;572 | (0.1250;69.2650;-1.1321) | 60 | 2.5 | 38 | 83.87 | 60 | iodine | [138] | [30] | 0 | 5 | 90 | abnormal | VUR - grade 3 | 5.2248 | 4.4864 | 23.4409 | 21.9104 | 18.8138 | 412.218 | 1.2983e-15 | 3.4633 | 0.020168 | 0.29658 | 187.2208 | 0.016478 | 10.1798 | 382.5679 | 0.6456 | 17.5698 | 0 | 3.7891 | 0.48619 | 0.43174 | 0.028448 | 11.7951 | 0.052759 | 107.7602 | 3.63 | 4.9289 | 0.14811 | 0.10966 | 305.7262 | 73.0696 | 100.3645 | 102.0661 | 86.5307 | 76.1875 | 397.4494 | 48.4878 | 82.5127
2573823 | VCUG_a | 3 | 05f_109019_419x230x572.dat | 0.0850;0.0850;0.1928 | 419;230;572 | (0.1250;69.2650;-1.1321) | 60 | 5.7448 | 47 | 83.87 | 60 | iodine | [138] | [30] | 0 | 5 | 90 | abnormal | VUR - grade 3 | 5.2248 | 4.4864 | 23.4409 | 21.9104 | 18.8138 | 412.218 | 8.4303e-16 | 8.9444 | 0.05563 | 0.88928 | 337.5912 | 0.065321 | 26.7677 | 711.9189 | 2.3041 | 42.3211 | 0 | 10.7253 | 1.445 | 1.7203 | 0.11909 | 30.9217 | 0.1571 | 235.2344 | 9.518 | 13.4906 | 0.49704 | 0.19487 | 588.946 | 137.7897 | 203.3833 | 194.6333 | 140.0191 | 93.176 | 762.0238 | 93.1079 | 154.1023
2573823 | VCUG_a | 3 | 05f_109019_419x230x572.dat | 0.0850;0.0850;0.1928 | 419;230;572 | (0.1250;69.2650;-1.1321) | 60 | 6.3535 | 49 | 83.87 | 60 | iodine | [138] | [30] | 0 | 5 | 90 | abnormal | VUR - grade 3 | 5.2248 | 4.4864 | 23.4409 | 21.9104 | 18.8138 | 412.218 | 8.0494e-16 | 11.1591 | 0.061905 | 1.3431 | 358.0121 | 0.067108 | 30.5934 | 759.8905 | 2.6801 | 46.9374 | 0 | 12.2617 | 1.6693 | 1.8913 | 0.13015 | 34.739 | 0.17779 | 255.8684 | 10.764 | 15.2073 | 0.65641 | 0.28193 | 629.2977 | 147.2995 | 219.6729 | 208.0485 | 146.8309 | 95.3157 | 808.1298 | 99.3793 | 164.4421
2573823 | VCUG_a | 3 | 05f_109019_419x230x572.dat | 0.0850;0.0850;0.1928 | 419;230;572 | (0.1250;69.2650;-1.1321) | 80 | 2.9 | 44 | 83.87 | 60 | iodine | [138] | [30] | 0 | 5 | 90 | abnormal | VUR - grade 3 | 5.2248 | 4.4864 | 23.4409 | 21.9104 | 18.8138 | 412.218 | 1.1624e-15 | 5.6576 | 0.03448 | 0.50758 | 222.5356 | 0.061453 | 14.8024 | 452.9258 | 1.3561 | 25.2044 | 0 | 6.2726 | 0.89438 | 0.95546 | 0.07957 | 17.9451 | 0.099211 | 141.8818 | 5.6724 | 7.9264 | 0.32247 | 0.22577 | 374.1389 | 89.6984 | 127.2758 | 126.2098 | 98.3341 | 79.6541 | 484.0518 | 59.6186 | 99.3101
2573823 | VCUG_a | 3 | 05f_109019_419x230x572.dat | 0.0850;0.0850;0.1928 | 419;230;572 | (0.1250;69.2650;-1.1321) | 80 | 7.702 | 57 | 83.87 | 60 | iodine | [138] | [30] | 0 | 5 | 90 | abnormal | VUR - grade 3 | 5.2248 | 4.4864 | 23.4409 | 21.9104 | 18.8138 | 412.218 | 7.7693e-16 | 14.2522 | 0.088336 | 1.8388 | 385.504 | 0.11298 | 39.2094 | 812.17 | 4.0466 | 56.0346 | 0 | 16.1958 | 2.4054 | 2.9785 | 0.22039 | 43.3243 | 0.22078 | 289.9743 | 14.2754 | 20.0352 | 1.0443 | 0.34545 | 684.3337 | 164.0678 | 245.4646 | 228.8126 | 154.6739 | 96.7275 | 875.3545 | 109.2444 | 178.5242
2573823 | VCUG_a | 3 | 05f_109019_419x230x572.dat | 0.0850;0.0850;0.1928 | 419;230;572 | (0.1250;69.2650;-1.1321) | 80 | 8.502 | 60 | 83.87 | 60 | iodine | [138] | [30] | 0 | 5 | 90 | abnormal | VUR - grade 3 | 5.2248 | 4.4864 | 23.4409 | 21.9104 | 18.8138 | 412.218 | 7.5768e-16 | 15.756 | 0.094292 | 2.0624 | 400.7375 | 0.1093 | 41.9439 | 844.5936 | 4.4906 | 60.2485 | 0.02629 | 17.9205 | 2.6765 | 3.1474 | 0.17835 | 46.9711 | 0.26766 | 307.2149 | 15.6359 | 21.8101 | 1.2007 | 0.55592 | 716.9272 | 172.2899 | 258.6066 | 240.2002 | 159.351 | 98.1456 | 915.204 | 114.5316 | 186.3736
2573823 | VCUG_a | 3 | 05f_109019_419x230x572.dat | 0.0850;0.0850;0.1928 | 419;230;572 | (0.1250;69.2650;-1.1321) | 110 | 3.9 | 52 | 83.87 | 60 | iodine | [138] | [30] | 0 | 5 | 90 | abnormal | VUR - grade 3 | 5.2248 | 4.4864 | 23.4409 | 21.9104 | 18.8138 | 412.218 | 1.0391e-15 | 8.546 | 0.055154 | 1.2347 | 271.0707 | 0.05005 | 23.1651 | 559.4743 | 2.4428 | 34.967 | 0.022269 | 9.8271 | 1.4676 | 1.7266 | 0.16492 | 26.6085 | 0.14731 | 187.7554 | 8.6946 | 11.9704 | 0.65393 | 0.23398 | 465.534 | 113.2675 | 162.0006 | 157.8777 | 114.4449 | 84.2043 | 595.3527 | 74.3116 | 123.1136
2573823 | VCUG_a | 3 | 05f_109019_419x230x572.dat | 0.0850;0.0850;0.1928 | 419;230;572 | (0.1250;69.2650;-1.1321) | 110 | 7.85 | 62 | 83.87 | 60 | iodine | [138] | [30] | 0 | 5 | 90 | abnormal | VUR - grade 3 | 5.2248 | 4.4864 | 23.4409 | 21.9104 | 18.8138 | 412.218 | 8.298e-16 | 14.5517 | 0.093217 | 2.0939 | 373.8378 | 0.061505 | 37.5911 | 792.2044 | 4.3045 | 54.4096 | 0.071251 | 16.6414 | 2.5739 | 2.9913 | 0.22754 | 42.8441 | 0.24002 | 283.37 | 14.4384 | 20.2326 | 1.1855 | 0.56034 | 663.149 | 161.806 | 235.7148 | 223.5478 | 149.5069 | 94.4576 | 848.8085 | 106.1609 | 174.0197
2573823 | VCUG_a | 3 | 05f_109019_419x230x572.dat | 0.0850;0.0850;0.1928 | 419;230;572 | (0.1250;69.2650;-1.1321) | 110 | 9.9905 | 69 | 83.87 | 60 | iodine | [138] | [30] | 0 | 5 | 90 | abnormal | VUR - grade 3 | 5.2248 | 4.4864 | 23.4409 | 21.9104 | 18.8138 | 412.218 | 8.0227e-16 | 18.4128 | 0.11697 | 2.7472 | 403.7926 | 0.13478 | 47.0641 | 851.1991 | 5.3893 | 62.4928 | 0.056303 | 20.103 | 3.1928 | 4.0409 | 0.21641 | 50.184 | 0.30653 | 317.0137 | 17.3221 | 24.265 | 1.5607 | 0.67779 | 721.8534 | 178.6014 | 259.4475 | 244.762 | 158.4608 | 96.6679 | 914.6442 | 115.9614 | 188.9556
2573823 | VCUG_a | 4 | 05f_109019_419x230x572.dat | 0.0850;0.0850;0.1928 | 419;230;572 | (0.1250;69.2650;-1.1321) | 60 | 2.5 | 38 | 83.87 | 60 | iodine | [138] | [50] | 0 | 5 | 90 | abnormal | VUR - grade 3 | 5.2248 | 4.4864 | 23.4409 | 21.9104 | 18.8138 | 412.218 | 1.2983e-15 | 3.4583 | 0.020172 | 0.31376 | 186.8819 | 0.016478 | 10.0974 | 379.5485 | 0.64041 | 17.5397 | 0 | 3.7748 | 0.48555 | 0.43226 | 0.028448 | 11.762 | 0.051845 | 106.8436 | 3.6331 | 4.9081 | 0.14999 | 0.10854 | 293.2325 | 73.0156 | 100.2865 | 101.8818 | 86.3945 | 76.0992 | 397.1567 | 48.4288 | 81.7144
2573823 | VCUG_a | 4 | 05f_109019_419x230x572.dat | 0.0850;0.0850;0.1928 | 419;230;572 | (0.1250;69.2650;-1.1321) | 60 | 5.7448 | 47 | 83.87 | 60 | iodine | [138] | [50] | 0 | 5 | 90 | abnormal | VUR - grade 3 | 5.2248 | 4.4864 | 23.4409 | 21.9104 | 18.8138 | 412.218 | 8.4303e-16 | 8.9772 | 0.055311 | 0.86977 | 336.6304 | 0.064152 | 26.7368 | 710.4005 | 2.2945 | 42.2072 | 0 | 10.6797 | 1.4415 | 1.7228 | 0.11909 | 30.8031 | 0.15722 | 233.1704 | 9.5096 | 13.4752 | 0.49419 | 0.20027 | 565.4 | 137.6206 | 203.1285 | 194.1641 | 139.6941 | 92.9768 | 762.1424 | 93.0372 | 152.8843
2573823 | VCUG_a | 4 | 05f_109019_419x230x572.dat | 0.0850;0.0850;0.1928 | 419;230;572 | (0.1250;69.2650;-1.1321) | 60 | 6.3535 | 49 | 83.87 | 60 | iodine | [138] | [50] | 0 | 5 | 90 | abnormal | VUR - grade 3 | 5.2248 | 4.4864 | 23.4409 | 21.9104 | 18.8138 | 412.218 | 8.0494e-16 | 11.1534 | 0.061892 | 1.3259 | 356.9313 | 0.06499 | 30.4803 | 757.0083 | 2.6738 | 46.7957 | 0 | 12.2229 | 1.6642 | 1.8753 | 0.13015 | 34.5837 | 0.17779 | 253.5701 | 10.7435 | 15.1849 | 0.64868 | 0.28032 | 604.1283 | 147.1131 | 219.3877 | 207.2485 | 146.4575 | 95.0888 | 807.7075 | 99.2219 | 163.0211
2573823 | VCUG_a | 4 | 05f_109019_419x230x572.dat | 0.0850;0.0850;0.1928 | 419;230;572 | (0.1250;69.2650;-1.1321) | 80 | 2.9 | 44 | 83.87 | 60 | iodine | [138] | [50] | 0 | 5 | 90 | abnormal | VUR - grade 3 | 5.2248 | 4.4864 | 23.4409 | 21.9104 | 18.8138 | 412.218 | 1.1624e-15 | 5.6366 | 0.034607 | 0.51245 | 222.0194 | 0.061453 | 14.676 | 451.0676 | 1.3521 | 25.1614 | 0 | 6.2463 | 0.89145 | 0.94763 | 0.07957 | 17.8927 | 0.10103 | 140.6 | 5.6526 | 7.8974 | 0.32203 | 0.22577 | 359.3158 | 89.5917 | 127.1146 | 125.8615 | 98.1364 | 79.5131 | 482.9936 | 59.4756 | 98.469
2573823 | VCUG_a | 4 | 05f_109019_419x230x572.dat | 0.0850;0.0850;0.1928 | 419;230;572 | (0.1250;69.2650;-1.1321) | 80 | 7.702 | 57 | 83.87 | 60 | iodine | [138] | [50] | 0 | 5 | 90 | abnormal | VUR - grade 3 | 5.2248 | 4.4864 | 23.4409 | 21.9104 | 18.8138 | 412.218 | 7.7693e-16 | 14.1789 | 0.088467 | 1.8536 | 384.1011 | 0.11272 | 39.1502 | 807.2275 | 4.0224 | 55.8055 | 0 | 16.1173 | 2.3957 | 2.934 | 0.21827 | 43.1119 | 0.21692 | 287.31 | 14.1686 | 19.9194 | 1.0482 | 0.34541 | 659.5824 | 163.7949 | 245.0355 | 228.114 | 154.196 | 96.4756 | 872.8189 | 108.9095 | 176.8724
2573823 | VCUG_a | 4 | 05f_109019_419x230x572.dat | 0.0850;0.0850;0.1928 | 419;230;572 | (0.1250;69.2650;-1.1321) | 80 | 8.502 | 60 | 83.87 | 60 | iodine | [138] | [50] | 0 | 5 | 90 | abnormal | VUR - grade 3 | 5.2248 | 4.4864 | 23.4409 | 21.9104 | 18.8138 | 412.218 | 7.5768e-16 | 15.7811 | 0.094036 | 2.0573 | 399.1801 | 0.11053 | 41.7578 | 843.221 | 4.4837 | 59.9846 | 0.02629 | 17.8268 | 2.6701 | 3.1051 | 0.17943 | 46.7283 | 0.26468 | 304.4037 | 15.5739 | 21.7111 | 1.2084 | 0.58648 | 690.0952 | 171.9829 | 258.1235 | 239.5202 | 158.8493 | 97.8505 | 913.739 | 114.2737 | 184.9106
2573823 | VCUG_a | 4 | 05f_109019_419x230x572.dat | 0.0850;0.0850;0.1928 | 419;230;572 | (0.1250;69.2650;-1.1321) | 110 | 3.9 | 52 | 83.87 | 60 | iodine | [138] | [50] | 0 | 5 | 90 | abnormal | VUR - grade 3 | 5.2248 | 4.4864 | 23.4409 | 21.9104 | 18.8138 | 412.218 | 1.0391e-15 | 8.474 | 0.05507 | 1.1855 | 270.2334 | 0.050748 | 23.0024 | 555.1146 | 2.4169 | 34.8352 | 0.022269 | 9.7809 | 1.4617 | 1.7072 | 0.16492 | 26.4757 | 0.14487 | 186.1385 | 8.6426 | 11.9482 | 0.65399 | 0.23359 | 448.4802 | 113.1059 | 161.7532 | 157.2934 | 114.1727 | 84.0546 | 593.5722 | 74.0669 | 121.9175
2573823 | VCUG_a | 4 | 05f_109019_419x230x572.dat | 0.0850;0.0850;0.1928 | 419;230;572 | (0.1250;69.2650;-1.1321) | 110 | 7.85 | 62 | 83.87 | 60 | iodine | [138] | [50] | 0 | 5 | 90 | abnormal | VUR - grade 3 | 5.2248 | 4.4864 | 23.4409 | 21.9104 | 18.8138 | 412.218 | 8.298e-16 | 14.5023 | 0.09299 | 2.1008 | 372.4157 | 0.0612 | 37.7104 | 785.7691 | 4.2856 | 54.2276 | 0.023974 | 16.5558 | 2.5636 | 2.9488 | 0.23935 | 42.6272 | 0.24003 | 280.9236 | 14.3951 | 20.0964 | 1.1809 | 0.58985 | 640.2278 | 161.5275 | 235.2829 | 222.7828 | 149.0807 | 94.201 | 848.8688 | 106.0444 | 172.3424
2573823 | VCUG_a | 4 | 05f_109019_419x230x572.dat | 0.0850;0.0850;0.1928 | 419;230;572 | (0.1250;69.2650;-1.1321) | 110 | 9.9905 | 69 | 83.87 | 60 | iodine | [138] | [50] | 0 | 5 | 90 | abnormal | VUR - grade 3 | 5.2248 | 4.4864 | 23.4409 | 21.9104 | 18.8138 | 412.218 | 8.0227e-16 | 18.3679 | 0.1169 | 2.6956 | 402.1972 | 0.11927 | 46.5966 | 845.3532 | 5.3795 | 62.3034 | 0.056303 | 19.9958 | 3.1842 | 4.0129 | 0.19066 | 49.7838 | 0.30161 | 314.072 | 17.2611 | 24.1503 | 1.5476 | 0.67911 | 699.3048 | 178.2628 | 258.9158 | 244.074 | 157.9759 | 96.3535 | 913.5224 | 115.6918 | 187.2867
2573823 | VCUG_a | 5 | 05f_109019_419x230x572.dat | 0.0850;0.0850;0.1928 | 419;230;572 | (0.3498;73.1327;1.7235) | 60 | 2.5 | 38 | 85.7359 | 60 | iodine | [138] | [50] | 0 | 5 | 90 | abnormal | VUR - grade 3 | 6.7588 | 5.7306 | 38.732 | 28.9735 | 24.566 | 711.7631 | 7.9413e-16 | 16.0906 | 0.043233 | 1.3648 | 266.3164 | 0.065134 | 46.855 | 280.0169 | 3.2555 | 165.6025 | 0 | 17.3737 | 1.875 | 2.4017 | 0.19518 | 92.1826 | 0.15383 | 222.3312 | 22.5303 | 32.3083 | 0.59882 | 0.36999 | 200.7478 | 72.5651 | 104.6052 | 225.3166 | 83.3016 | 123.0154 | 325.5636 | 73.9611 | 87.3221
2573823 | VCUG_a | 5 | 05f_109019_419x230x572.dat | 0.0850;0.0850;0.1928 | 419;230;572 | (0.3498;73.1327;1.7235) | 60 | 5.7448 | 47 | 85.7359 | 60 | iodine | [138] | [50] | 0 | 5 | 90 | abnormal | VUR - grade 3 | 6.7588 | 5.7306 | 38.732 | 28.9735 | 24.566 | 711.7631 | 5.1564e-16 | 37.8329 | 0.11891 | 3.2754 | 470.1964 | 0.14618 | 110.4191 | 574.0682 | 9.337 | 286.8305 | 0.74081 | 42.7026 | 5.3107 | 7.062 | 0.24207 | 181.8241 | 0.35366 | 434.7838 | 49.7231 | 70.6681 | 1.8966 | 0.96126 | 420.0447 | 139.7828 | 214.7393 | 360.6058 | 136.3505 | 146.1519 | 629.495 | 135.5529 | 167.3443
2573823 | VCUG_a | 5 | 05f_109019_419x230x572.dat | 0.0850;0.0850;0.1928 | 419;230;572 | (0.3498;73.1327;1.7235) | 60 | 6.3535 | 49 | 85.7359 | 60 | iodine | [138] | [50] | 0 | 5 | 90 | abnormal | VUR - grade 3 | 6.7588 | 5.7306 | 38.732 | 28.9735 | 24.566 | 711.7631 | 4.9233e-16 | 42.7762 | 0.1369 | 3.9833 | 498.2024 | 0.235 | 120.6914 | 611.5207 | 10.7312 | 302.6831 | 0.12308 | 47.5372 | 6.0977 | 7.7048 | 0.50618 | 194.9241 | 0.46475 | 466.4351 | 54.5407 | 77.8035 | 2.3165 | 1.1182 | 453.3748 | 150.0463 | 232.5996 | 377.9562 | 143.2431 | 148.5123 | 673.9991 | 144.4617 | 178.7996
2573823 | VCUG_a | 5 | 05f_109019_419x230x572.dat | 0.0850;0.0850;0.1928 | 419;230;572 | (0.3498;73.1327;1.7235) | 80 | 2.9 | 44 | 85.7359 | 60 | iodine | [138] | [50] | 0 | 5 | 90 | abnormal | VUR - grade 3 | 6.7588 | 5.7306 | 38.732 | 28.9735 | 24.566 | 711.7631 | 7.11e-16 | 22.7313 | 0.077333 | 2.0423 | 314.6262 | 0.14996 | 64.8549 | 355.3856 | 5.4876 | 192.6013 | 0.062508 | 25.1856 | 3.1678 | 4.0065 | 0.23392 | 113.9026 | 0.28762 | 275.5968 | 29.8733 | 43.0716 | 1.2258 | 0.56889 | 260.1398 | 90.322 | 134.0209 | 255.3994 | 95.233 | 127.4572 | 401.1801 | 89.012 | 107.7143
2573823 | VCUG_a | 5 | 05f_109019_419x230x572.dat | 0.0850;0.0850;0.1928 | 419;230;572 | (0.3498;73.1327;1.7235) | 80 | 7.702 | 57 | 85.7359 | 60 | iodine | [138] | [50] | 0 | 5 | 90 | abnormal | VUR - grade 3 | 6.7588 | 5.7306 | 38.732 | 28.9735 | 24.566 | 711.7631 | 4.7521e-16 | 50.4624 | 0.20211 | 6.4322 | 533.9794 | 0.37392 | 136.6651 | 671.8987 | 14.5207 | 320.8716 | 0.16226 | 57.6151 | 8.0184 | 10.2678 | 0.52516 | 211.3612 | 0.64042 | 513.6935 | 61.1609 | 88.3491 | 3.5444 | 1.6612 | 514.7035 | 168.6461 | 261.9732 | 399.3009 | 151.4837 | 150.0793 | 732.5251 | 156.3289 | 196.6612
2573823 | VCUG_a | 5 | 05f_109019_419x230x572.dat | 0.0850;0.0850;0.1928 | 419;230;572 | (0.3498;73.1327;1.7235) | 80 | 8.502 | 60 | 85.7359 | 60 | iodine | [138] | [50] | 0 | 5 | 90 | abnormal | VUR - grade 3 | 6.7588 | 5.7306 | 38.732 | 28.9735 | 24.566 | 711.7631 | 4.6343e-16 | 54.0184 | 0.22111 | 6.7241 | 554.1667 | 0.32781 | 146.5558 | 708.579 | 16.0383 | 331.4168 | 0.48089 | 62.1835 | 8.9188 | 12.3362 | 0.54346 | 219.5779 | 0.76975 | 538.1774 | 65.0923 | 93.8148 | 3.8148 | 1.6592 | 544.8881 | 177.5431 | 276.5303 | 411.8053 | 156.3098 | 151.3782 | 770.4216 | 163.3457 | 206.3596
2573823 | VCUG_a | 5 | 05f_109019_419x230x572.dat | 0.0850;0.0850;0.1928 | 419;230;572 | (0.3498;73.1327;1.7235) | 110 | 3.9 | 52 | 85.7359 | 60 | iodine | [138] | [50] | 0 | 5 | 90 | abnormal | VUR - grade 3 | 6.7588 | 5.7306 | 38.732 | 28.9735 | 24.566 | 711.7631 | 6.3557e-16 | 32.2261 | 0.12954 | 3.8976 | 379.0135 | 0.23577 | 88.3693 | 452.0501 | 8.596 | 228.8965 | 0.084653 | 35.8198 | 4.8893 | 6.6782 | 0.37705 | 141.3201 | 0.46878 | 346.8219 | 39.0452 | 56.2156 | 2.1094 | 0.8634 | 341.205 | 115.2928 | 171.9568 | 297.4648 | 111.4161 | 133.4221 | 497.1434 | 108.8514 | 134.7857
2573823 | VCUG_a | 5 | 05f_109019_419x230x572.dat | 0.0850;0.0850;0.1928 | 419;230;572 | (0.3498;73.1327;1.7235) | 110 | 7.85 | 62 | 85.7359 | 60 | iodine | [138] | [50] | 0 | 5 | 90 | abnormal | VUR - grade 3 | 6.7588 | 5.7306 | 38.732 | 28.9735 | 24.566 | 711.7631 | 5.0758e-16 | 48.0571 | 0.22258 | 6.4374 | 519.2047 | 0.32501 | 132.7583 | 650.0993 | 14.6049 | 306.964 | 0.0049996 | 57.0447 | 8.2536 | 11.2245 | 0.69005 | 198.509 | 0.74697 | 498.4988 | 58.8454 | 85.1347 | 3.768 | 1.475 | 502.971 | 166.4705 | 252.054 | 387.7317 | 146.6013 | 146.8422 | 717.1424 | 151.4386 | 191.3479
2573823 | VCUG_a | 5 | 05f_109019_419x230x572.dat | 0.0850;0.0850;0.1928 | 419;230;572 | (0.3498;73.1327;1.7235) | 110 | 9.9905 | 69 | 85.7359 | 60 | iodine | [138] | [50] | 0 | 5 | 90 | abnormal | VUR - grade 3 | 6.7588 | 5.7306 | 38.732 | 28.9735 | 24.566 | 711.7631 | 4.9077e-16 | 57.4606 | 0.26462 | 8.3805 | 557.4694 | 0.53357 | 150.5956 | 717.8904 | 17.8058 | 326.5472 | 0 | 65.7883 | 10.0199 | 12.7402 | 0.60853 | 216.1088 | 0.89039 | 547.4037 | 64.745 | 94.3005 | 4.8471 | 1.7578 | 565.7014 | 184.7769 | 278.7535 | 409.8064 | 155.8763 | 149.0407 | 781.423 | 164.222 | 209.8606
2573823 | VCUG_a | 6 | 05f_109019_419x230x572.dat | 0.0850;0.0850;0.1928 | 419;230;572 | (-0.1751;73.0726;1.7402) | 60 | 2.5 | 38 | 85.8561 | 60 | iodine | [138] | [50] | 0 | 5 | 90 | abnormal | VUR - grade 3 | 6.8214 | 5.7209 | 39.0247 | 29.283 | 24.5587 | 719.154 | 7.8692e-16 | 16.9548 | 0.045761 | 1.2685 | 319.7413 | 0.054913 | 73.807 | 289.9669 | 2.9494 | 186.7794 | 0 | 27.4425 | 1.8318 | 2.1785 | 0.10263 | 63.473 | 0.17509 | 243.1386 | 14.8567 | 19.11 | 0.69009 | 0.28361 | 201.6857 | 72.8797 | 104.8765 | 233.286 | 82.9261 | 122.5923 | 335.931 | 76.8606 | 93.7409
2573823 | VCUG_a | 6 | 05f_109019_419x230x572.dat | 0.0850;0.0850;0.1928 | 419;230;572 | (-0.1751;73.0726;1.7402) | 60 | 5.7448 | 47 | 85.8561 | 60 | iodine | [138] | [50] | 0 | 5 | 90 | abnormal | VUR - grade 3 | 6.8214 | 5.7209 | 39.0247 | 29.283 | 24.5587 | 719.154 | 5.1096e-16 | 39.9484 | 0.12332 | 3.5197 | 546.7753 | 0.22812 | 154.067 | 566.1898 | 8.5028 | 311.923 | 0.010287 | 58.8168 | 5.1673 | 6.36 | 0.36991 | 137.8407 | 0.36799 | 474.4017 | 35.8326 | 48.3091 | 1.8946 | 1.1619 | 425.5328 | 140.2367 | 215.1582 | 367.0389 | 135.8129 | 145.4714 | 632.3986 | 138.201 | 174.4464
2573823 | VCUG_a | 6 | 05f_109019_419x230x572.dat | 0.0850;0.0850;0.1928 | 419;230;572 | (-0.1751;73.0726;1.7402) | 60 | 6.3535 | 49 | 85.8561 | 60 | iodine | [138] | [50] | 0 | 5 | 90 | abnormal | VUR - grade 3 | 6.8214 | 5.7209 | 39.0247 | 29.283 | 24.5587 | 719.154 | 4.8786e-16 | 44.7876 | 0.14108 | 3.7607 | 575.2492 | 0.22388 | 164.7549 | 608.0252 | 9.8773 | 328.0257 | 0 | 64.2564 | 6.0288 | 7.2679 | 0.45003 | 149.0679 | 0.50275 | 507.1352 | 40.1059 | 53.6939 | 2.1666 | 1.0878 | 460.7487 | 150.5018 | 233.0227 | 384.9849 | 142.6916 | 147.9934 | 686.5726 | 147.7765 | 186.2344
2573823 | VCUG_a | 6 | 05f_109019_419x230x572.dat | 0.0850;0.0850;0.1928 | 419;230;572 | (-0.1751;73.0726;1.7402) | 80 | 2.9 | 44 | 85.8561 | 60 | iodine | [138] | [50] | 0 | 5 | 90 | abnormal | VUR - grade 3 | 6.8214 | 5.7209 | 39.0247 | 29.283 | 24.5587 | 719.154 | 7.0454e-16 | 24.0468 | 0.077476 | 2.2449 | 369.7297 | 0.13973 | 95.1157 | 354.5993 | 4.9858 | 214.0256 | 0.56618 | 36.3257 | 3.0769 | 3.613 | 0.15299 | 83.4656 | 0.23153 | 300.039 | 21.2975 | 28.0551 | 1.1869 | 0.72487 | 261.3472 | 90.6501 | 134.3114 | 262.7949 | 94.8214 | 126.9171 | 407.1582 | 91.6651 | 113.3144
2573823 | VCUG_a | 6 | 05f_109019_419x230x572.dat | 0.0850;0.0850;0.1928 | 419;230;572 | (-0.1751;73.0726;1.7402) | 80 | 7.702 | 57 | 85.8561 | 60 | iodine | [138] | [50] | 0 | 5 | 90 | abnormal | VUR - grade 3 | 6.8214 | 5.7209 | 39.0247 | 29.283 | 24.5587 | 719.154 | 4.7089e-16 | 54.0354 | 0.20284 | 6.003 | 611.7713 | 0.36503 | 185.2473 | 675.947 | 13.4106 | 345.3 | 0.087397 | 73.9379 | 8.0982 | 9.5597 | 0.55486 | 168.7298 | 0.68066 | 555.007 | 47.0423 | 64.1672 | 3.604 | 1.2573 | 517.8013 | 169.1192 | 262.4101 | 404.9099 | 150.888 | 149.1017 | 753.8412 | 160.8316 | 204.7008
2573823 | VCUG_a | 6 | 05f_109019_419x230x572.dat | 0.0850;0.0850;0.1928 | 419;230;572 | (-0.1751;73.0726;1.7402) | 80 | 8.502 | 60 | 85.8561 | 60 | iodine | [138] | [50] | 0 | 5 | 90 | abnormal | VUR - grade 3 | 6.8214 | 5.7209 | 39.0247 | 29.283 | 24.5587 | 719.154 | 4.5923e-16 | 57.9904 | 0.22703 | 6.3262 | 632.7529 | 0.37097 | 192.8178 | 709.1414 | 14.7858 | 355.8337 | 0.62753 | 78.6771 | 9.0013 | 10.7077 | 0.88757 | 179.5783 | 0.74056 | 580.6877 | 50.5497 | 69.3811 | 3.7613 | 1.7259 | 552.0311 | 178.0971 | 277.0879 | 416.0752 | 155.7616 | 150.8287 | 782.3725 | 167.0241 | 214.2558
2573823 | VCUG_a | 6 | 05f_109019_419x230x572.dat | 0.0850;0.0850;0.1928 | 419;230;572 | (-0.1751;73.0726;1.7402) | 110 | 3.9 | 52 | 85.8561 | 60 | iodine | [138] | [50] | 0 | 5 | 90 | abnormal | VUR - grade 3 | 6.8214 | 5.7209 | 39.0247 | 29.283 | 24.5587 | 719.154 | 6.2981e-16 | 32.9846 | 0.13442 | 3.7205 | 440.9907 | 0.18248 | 119.614 | 453.1372 | 8.1093 | 250.4886 | 0.38985 | 47.6684 | 4.9361 | 5.9118 | 0.43083 | 108.9822 | 0.38478 | 375.5741 | 29.293 | 39.9359 | 2.2034 | 0.8639 | 342.3735 | 115.6365 | 172.271 | 303.3122 | 111.0023 | 132.7312 | 513.7588 | 112.0895 | 141.256
2573823 | VCUG_a | 6 | 05f_109019_419x230x572.dat | 0.0850;0.0850;0.1928 | 419;230;572 | (-0.1751;73.0726;1.7402) | 110 | 7.85 | 62 | 85.8561 | 60 | iodine | [138] | [50] | 0 | 5 | 90 | abnormal | VUR - grade 3 | 6.8214 | 5.7209 | 39.0247 | 29.283 | 24.5587 | 719.154 | 5.0298e-16 | 53.0396 | 0.22209 | 6.734 | 592.1869 | 0.48045 | 170.8467 | 650.678 | 13.8269 | 330.2894 | 0.055109 | 71.3861 | 8.2724 | 10.4369 | 0.4969 | 163.5363 | 0.78146 | 537.6921 | 46.0493 | 63.0936 | 3.6025 | 1.8326 | 508.3869 | 166.9979 | 252.5864 | 394.2964 | 146.1233 | 146.1679 | 720.9587 | 154.4934 | 198.7469
2573823 | VCUG_a | 6 | 05f_109019_419x230x572.dat | 0.0850;0.0850;0.1928 | 419;230;572 | (-0.1751;73.0726;1.7402) | 110 | 9.9905 | 69 | 85.8561 | 60 | iodine | [138] | [50] | 0 | 5 | 90 | abnormal | VUR - grade 3 | 6.8214 | 5.7209 | 39.0247 | 29.283 | 24.5587 | 719.154 | 4.8632e-16 | 62.1174 | 0.25999 | 7.8095 | 633.3267 | 0.42087 | 193.3271 | 710.7242 | 16.7881 | 349.2756 | 0.34858 | 79.9205 | 10.065 | 13.3305 | 0.70406 | 182.6757 | 0.8479 | 588.6031 | 52.6484 | 73.7353 | 4.6496 | 2.3593 | 569.4183 | 185.3378 | 279.3151 | 418.0211 | 155.3705 | 148.5117 | 785.469 | 167.89 | 217.1281
2573823 | VCUG_a | 7 | 05f_109019_419x230x572.dat | 0.0850;0.0850;0.1928 | 419;230;572 | (0.1250;69.2650;-1.1321) | 60 | 2.5 | 38 | 83.87 | 60 | iodine | [138] | [70] | 0 | 5 | 90 | abnormal | VUR - grade 3 | 5.2248 | 4.4864 | 23.4409 | 21.9104 | 18.8138 | 412.218 | 1.2983e-15 | 3.4543 | 0.020172 | 0.30985 | 186.6046 | 0.016629 | 10.0296 | 376.9989 | 0.64098 | 17.522 | 0 | 3.7684 | 0.48532 | 0.42805 | 0.028448 | 11.7481 | 0.051955 | 106.2659 | 3.6235 | 4.9109 | 0.14834 | 0.10854 | 284.7519 | 72.9745 | 100.2308 | 101.7472 | 86.3128 | 76.055 | 395.0693 | 48.2433 | 81.1092
2573823 | VCUG_a | 7 | 05f_109019_419x230x572.dat | 0.0850;0.0850;0.1928 | 419;230;572 | (0.1250;69.2650;-1.1321) | 60 | 5.7448 | 47 | 83.87 | 60 | iodine | [138] | [70] | 0 | 5 | 90 | abnormal | VUR - grade 3 | 5.2248 | 4.4864 | 23.4409 | 21.9104 | 18.8138 | 412.218 | 8.4303e-16 | 8.9102 | 0.055226 | 0.87571 | 335.9068 | 0.064152 | 26.6301 | 705.1457 | 2.2859 | 42.1431 | 0 | 10.6529 | 1.4381 | 1.7145 | 0.11909 | 30.7462 | 0.15939 | 231.8182 | 9.4834 | 13.4218 | 0.49103 | 0.19487 | 548.8645 | 137.5156 | 202.9775 | 193.7712 | 139.4843 | 92.8603 | 759.2837 | 92.7467 | 151.6578
2573823 | VCUG_a | 7 | 05f_109019_419x230x572.dat | 0.0850;0.0850;0.1928 | 419;230;572 | (0.1250;69.2650;-1.1321) | 60 | 6.3535 | 49 | 83.87 | 60 | iodine | [138] | [70] | 0 | 5 | 90 | abnormal | VUR - grade 3 | 5.2248 | 4.4864 | 23.4409 | 21.9104 | 18.8138 | 412.218 | 8.0494e-16 | 11.0743 | 0.062131 | 1.3526 | 356.2356 | 0.06499 | 30.3251 | 754.3622 | 2.6683 | 46.7336 | 0 | 12.1888 | 1.6566 | 1.8755 | 0.13015 | 34.5303 | 0.17791 | 251.9676 | 10.7127 | 15.16 | 0.64874 | 0.27857 | 584.7357 | 146.9883 | 219.2065 | 206.9399 | 146.2269 | 94.9586 | 807.0863 | 99.1053 | 161.916
2573823 | VCUG_a | 7 | 05f_109019_419x230x572.dat | 0.0850;0.0850;0.1928 | 419;230;572 | (0.1250;69.2650;-1.1321) | 80 | 2.9 | 44 | 83.87 | 60 | iodine | [138] | [70] | 0 | 5 | 90 | abnormal | VUR - grade 3 | 5.2248 | 4.4864 | 23.4409 | 21.9104 | 18.8138 | 412.218 | 1.1624e-15 | 5.6316 | 0.034458 | 0.51418 | 221.5893 | 0.061453 | 14.6553 | 449.7685 | 1.3441 | 25.1106 | 0 | 6.2291 | 0.88913 | 0.95511 | 0.08027 | 17.8462 | 0.10029 | 139.7741 | 5.6452 | 7.8746 | 0.3224 | 0.22577 | 347.977 | 89.5245 | 127.0166 | 125.632 | 98.0071 | 79.4497 | 482.7269 | 59.418 | 97.8401
2573823 | VCUG_a | 7 | 05f_109019_419x230x572.dat | 0.0850;0.0850;0.1928 | 419;230;572 | (0.1250;69.2650;-1.1321) | 80 | 7.702 | 57 | 83.87 | 60 | iodine | [138] | [70] | 0 | 5 | 90 | abnormal | VUR - grade 3 | 5.2248 | 4.4864 | 23.4409 | 21.9104 | 18.8138 | 412.218 | 7.7693e-16 | 14.1892 | 0.088218 | 1.8849 | 383.1486 | 0.11272 | 38.934 | 802.1176 | 4.0121 | 55.6845 | 0 | 16.0645 | 2.387 | 2.9386 | 0.22138 | 43.0167 | 0.2208 | 285.405 | 14.1711 | 19.8242 | 1.0556 | 0.33917 | 639.0401 | 163.6085 | 244.753 | 227.5101 | 153.9002 | 96.2922 | 870.6565 | 108.6419 | 175.4576
2573823 | VCUG_a | 7 | 05f_109019_419x230x572.dat | 0.0850;0.0850;0.1928 | 419;230;572 | (0.1250;69.2650;-1.1321) | 80 | 8.502 | 60 | 83.87 | 60 | iodine | [138] | [70] | 0 | 5 | 90 | abnormal | VUR - grade 3 | 5.2248 | 4.4864 | 23.4409 | 21.9104 | 18.8138 | 412.218 | 7.5768e-16 | 15.7323 | 0.093603 | 2.0104 | 398.2298 | 0.1093 | 41.8318 | 836.6746 | 4.4467 | 59.8447 | 0.02629 | 17.7714 | 2.6569 | 3.0868 | 0.17835 | 46.5844 | 0.26696 | 302.3184 | 15.5237 | 21.62 | 1.2087 | 0.54952 | 666.8532 | 171.777 | 257.8091 | 238.9617 | 158.5109 | 97.6462 | 909.674 | 113.8676 | 183.242
2573823 | VCUG_a | 7 | 05f_109019_419x230x572.dat | 0.0850;0.0850;0.1928 | 419;230;572 | (0.1250;69.2650;-1.1321) | 110 | 3.9 | 52 | 83.87 | 60 | iodine | [138] | [70] | 0 | 5 | 90 | abnormal | VUR - grade 3 | 5.2248 | 4.4864 | 23.4409 | 21.9104 | 18.8138 | 412.218 | 1.0391e-15 | 8.4952 | 0.05524 | 1.185 | 269.6463 | 0.050253 | 23.0082 | 551.3227 | 2.4098 | 34.7553 | 0.022269 | 9.7443 | 1.4548 | 1.7034 | 0.16492 | 26.3776 | 0.14948 | 184.9259 | 8.6161 | 11.8751 | 0.66078 | 0.23298 | 434.2848 | 112.9898 | 161.5793 | 156.9304 | 113.994 | 83.9364 | 593.2835 | 73.991 | 120.9387
2573823 | VCUG_a | 7 | 05f_109019_419x230x572.dat | 0.0850;0.0850;0.1928 | 419;230;572 | (0.1250;69.2650;-1.1321) | 110 | 7.85 | 62 | 83.87 | 60 | iodine | [138] | [70] | 0 | 5 | 90 | abnormal | VUR - grade 3 | 5.2248 | 4.4864 | 23.4409 | 21.9104 | 18.8138 | 412.218 | 8.298e-16 | 14.4276 | 0.092917 | 2.0888 | 371.4396 | 0.06103 | 37.3778 | 780.0207 | 4.2663 | 54.0529 | 0.023974 | 16.504 | 2.5587 | 2.9332 | 0.21762 | 42.5176 | 0.24028 | 279.0798 | 14.3685 | 20.0314 | 1.1782 | 0.56438 | 620.4398 | 161.3382 | 234.9916 | 222.2949 | 148.7718 | 94.0184 | 846.796 | 105.7658 | 170.8995
2573823 | VCUG_a | 7 | 05f_109019_419x230x572.dat | 0.0850;0.0850;0.1928 | 419;230;572 | (0.1250;69.2650;-1.1321) | 110 | 9.9905 | 69 | 83.87 | 60 | iodine | [138] | [70] | 0 | 5 | 90 | abnormal | VUR - grade 3 | 5.2248 | 4.4864 | 23.4409 | 21.9104 | 18.8138 | 412.218 | 8.0227e-16 | 18.3293 | 0.11704 | 2.6652 | 400.9382 | 0.127 | 46.5966 | 840.2926 | 5.3451 | 62.1064 | 0.056303 | 19.9235 | 3.1728 | 3.9725 | 0.19066 | 49.6891 | 0.29911 | 312.0777 | 17.2149 | 24.0331 | 1.5512 | 0.6791 | 677.8905 | 178.0258 | 258.5506 | 243.2369 | 157.6233 | 96.1319 | 908.2249 | 115.1631 | 185.7528
2573823 | VCUG_a | 8 | 05f_109019_419x230x572.dat | 0.0850;0.0850;0.1928 | 419;230;572 | (0.1250;69.2650;-1.1321) | 60 | 2.5 | 38 | 83.87 | 60 | iodine | [138] | [100] | 0 | 5 | 90 | abnormal | VUR - grade 3 | 5.2248 | 4.4864 | 23.4409 | 21.9104 | 18.8138 | 412.218 | 1.2983e-15 | 3.4683 | 0.020126 | 0.31052 | 186.3196 | 0.016478 | 10.0766 | 375.2812 | 0.64027 | 17.5081 | 0 | 3.7638 | 0.48467 | 0.42805 | 0.028448 | 11.7273 | 0.052098 | 105.7113 | 3.6196 | 4.9037 | 0.1482 | 0.10854 | 275.4933 | 72.9378 | 100.1817 | 101.5629 | 86.2379 | 76.0108 | 393.8985 | 48.1352 | 80.5479
2573823 | VCUG_a | 8 | 05f_109019_419x230x572.dat | 0.0850;0.0850;0.1928 | 419;230;572 | (0.1250;69.2650;-1.1321) | 60 | 5.7448 | 47 | 83.87 | 60 | iodine | [138] | [100] | 0 | 5 | 90 | abnormal | VUR - grade 3 | 5.2248 | 4.4864 | 23.4409 | 21.9104 | 18.8138 | 412.218 | 8.4303e-16 | 8.9589 | 0.0553 | 0.86977 | 335.3256 | 0.064152 | 26.5387 | 698.7402 | 2.2826 | 42.0649 | 0 | 10.6359 | 1.4359 | 1.7155 | 0.11909 | 30.6928 | 0.1571 | 230.371 | 9.4688 | 13.3874 | 0.49127 | 0.19487 | 531.5104 | 137.4134 | 202.8304 | 193.3238 | 139.2956 | 92.7544 | 757.4806 | 92.5455 | 150.3368
2573823 | VCUG_a | 8 | 05f_109019_419x230x572.dat | 0.0850;0.0850;0.1928 | 419;230;572 | (0.1250;69.2650;-1.1321) | 60 | 6.3535 | 49 | 83.87 | 60 | iodine | [138] | [100] | 0 | 5 | 90 | abnormal | VUR - grade 3 | 5.2248 | 4.4864 | 23.4409 | 21.9104 | 18.8138 | 412.218 | 8.0494e-16 | 11.0752 | 0.061812 | 1.3274 | 355.4529 | 0.073892 | 30.2381 | 749.6165 | 2.6656 | 46.6554 | 0 | 12.1634 | 1.6558 | 1.8809 | 0.13015 | 34.4558 | 0.18042 | 250.3898 | 10.6863 | 15.1128 | 0.64603 | 0.27857 | 565.9269 | 146.8655 | 219.0292 | 206.5284 | 146.0073 | 94.8324 | 802.6512 | 98.6986 | 160.6139
2573823 | VCUG_a | 8 | 05f_109019_419x230x572.dat | 0.0850;0.0850;0.1928 | 419;230;572 | (0.1250;69.2650;-1.1321) | 80 | 2.9 | 44 | 83.87 | 60 | iodine | [138] | [100] | 0 | 5 | 90 | abnormal | VUR - grade 3 | 5.2248 | 4.4864 | 23.4409 | 21.9104 | 18.8138 | 412.218 | 1.1624e-15 | 5.659 | 0.034424 | 0.50805 | 221.1505 | 0.061453 | 14.7448 | 446.4907 | 1.3429 | 25.0676 | 0 | 6.2145 | 0.88887 | 0.95004 | 0.07957 | 17.792 | 0.10107 | 138.9654 | 5.6429 | 7.846 | 0.32211 | 0.22577 | 336.9306 | 89.4571 | 126.9196 | 125.3946 | 97.8778 | 79.3722 | 479.0878 | 59.1109 | 97.0317
2573823 | VCUG_a | 8 | 05f_109019_419x230x572.dat | 0.0850;0.0850;0.1928 | 419;230;572 | (0.1250;69.2650;-1.1321) | 80 | 7.702 | 57 | 83.87 | 60 | iodine | [138] | [100] | 0 | 5 | 90 | abnormal | VUR - grade 3 | 5.2248 | 4.4864 | 23.4409 | 21.9104 | 18.8138 | 412.218 | 7.7693e-16 | 14.1415 | 0.088097 | 1.8323 | 382.1704 | 0.11272 | 38.8155 | 796.2741 | 3.996 | 55.5609 | 0 | 16.0182 | 2.3825 | 2.9308 | 0.21764 | 42.9356 | 0.21645 | 283.5387 | 14.1428 | 19.7971 | 1.0411 | 0.32299 | 615.2928 | 163.4281 | 244.4864 | 227.0246 | 153.593 | 96.1024 | 867.6447 | 108.3174 | 173.8448
2573823 | VCUG_a | 8 | 05f_109019_419x230x572.dat | 0.0850;0.0850;0.1928 | 419;230;572 | (0.1250;69.2650;-1.1321) | 80 | 8.502 | 60 | 83.87 | 60 | iodine | [138] | [100] | 0 | 5 | 90 | abnormal | VUR - grade 3 | 5.2248 | 4.4864 | 23.4409 | 21.9104 | 18.8138 | 412.218 | 7.5768e-16 | 15.7085 | 0.093458 | 1.9993 | 397.0816 | 0.1093 | 41.6549 | 829.7456 | 4.4434 | 59.7193 | 0.02629 | 17.7226 | 2.6555 | 3.1061 | 0.18101 | 46.4775 | 0.26473 | 300.2991 | 15.4907 | 21.5857 | 1.2022 | 0.5482 | 643.9543 | 171.5701 | 257.4999 | 238.2817 | 158.1726 | 97.4365 | 902.5601 | 113.2097 | 181.5181
2573823 | VCUG_a | 8 | 05f_109019_419x230x572.dat | 0.0850;0.0850;0.1928 | 419;230;572 | (0.1250;69.2650;-1.1321) | 110 | 3.9 | 52 | 83.87 | 60 | iodine | [138] | [100] | 0 | 5 | 90 | abnormal | VUR - grade 3 | 5.2248 | 4.4864 | 23.4409 | 21.9104 | 18.8138 | 412.218 | 1.0391e-15 | 8.481 | 0.054773 | 1.1739 | 269.0208 | 0.049853 | 22.9687 | 546.7224 | 2.3986 | 34.6918 | 0.022269 | 9.7193 | 1.4516 | 1.693 | 0.16492 | 26.3073 | 0.14431 | 183.7614 | 8.5976 | 11.8414 | 0.65576 | 0.23791 | 419.56 | 112.8771 | 161.4108 | 156.5762 | 113.7983 | 83.8181 | 588.1347 | 73.5361 | 119.8286
2573823 | VCUG_a | 8 | 05f_109019_419x230x572.dat | 0.0850;0.0850;0.1928 | 419;230;572 | (0.1250;69.2650;-1.1321) | 110 | 7.85 | 62 | 83.87 | 60 | iodine | [138] | [100] | 0 | 5 | 90 | abnormal | VUR - grade 3 | 5.2248 | 4.4864 | 23.4409 | 21.9104 | 18.8138 | 412.218 | 8.298e-16 | 14.4216 | 0.0924 | 2.1057 | 370.367 | 0.06103 | 37.197 | 775.369 | 4.2531 | 53.9143 | 0.023974 | 16.4413 | 2.5536 | 2.9316 | 0.21696 | 42.3271 | 0.23985 | 277.1396 | 14.3119 | 19.9904 | 1.1782 | 0.56034 | 599.2058 | 161.129 | 234.6825 | 221.6852 | 148.4522 | 93.817 | 840.9874 | 105.2067 | 169.4457
2573823 | VCUG_a | 8 | 05f_109019_419x230x572.dat | 0.0850;0.0850;0.1928 | 419;230;572 | (0.1250;69.2650;-1.1321) | 110 | 9.9905 | 69 | 83.87 | 60 | iodine | [138] | [100] | 0 | 5 | 90 | abnormal | VUR - grade 3 | 5.2248 | 4.4864 | 23.4409 | 21.9104 | 18.8138 | 412.218 | 8.0227e-16 | 18.1498 | 0.11616 | 2.6627 | 399.5547 | 0.11729 | 46.3735 | 833.2874 | 5.3313 | 61.9381 | 0.056303 | 19.8475 | 3.1647 | 3.9798 | 0.19066 | 49.5408 | 0.30096 | 309.8714 | 17.1763 | 23.9334 | 1.5542 | 0.68845 | 655.0179 | 177.7689 | 258.1643 | 242.7094 | 157.2267 | 95.8951 | 903.5632 | 114.6763 | 184.0004
2573823 | VCUG_a | 9 | 05f_109019_419x230x572.dat | 0.0850;0.0850;0.1928 | 419;230;572 | (0.3498;73.1327;1.7235) | 60 | 2.5 | 38 | 85.7359 | 60 | iodine | [138] | [100] | 1 | 10 | 90 | abnormal | VUR - grade 3 | 6.7588 | 5.7306 | 38.732 | 28.9735 | 24.566 | 711.7631 | 7.9413e-16 | 16.1019 | 0.043233 | 1.3648 | 265.926 | 0.065134 | 46.8349 | 278.0777 | 3.2531 | 165.5773 | 0 | 17.3649 | 1.8744 | 2.4017 | 0.19518 | 92.1574 | 0.15383 | 221.5379 | 22.5227 | 32.2957 | 0.59882 | 0.36999 | 188.7599 | 72.5046 | 104.5234 | 225.0849 | 83.1892 | 122.9432 | 324.2792 | 73.8311 | 86.6143
2573823 | VCUG_a | 9 | 05f_109019_419x230x572.dat | 0.0850;0.0850;0.1928 | 419;230;572 | (0.3498;73.1327;1.7235) | 60 | 5.7448 | 47 | 85.7359 | 60 | iodine | [138] | [100] | 1 | 10 | 90 | abnormal | VUR - grade 3 | 6.7588 | 5.7306 | 38.732 | 28.9735 | 24.566 | 711.7631 | 5.1564e-16 | 37.8465 | 0.11885 | 3.2754 | 469.1686 | 0.14618 | 110.293 | 563.6345 | 9.3302 | 286.7335 | 0.74081 | 42.6677 | 5.3053 | 7.0528 | 0.24207 | 181.7214 | 0.35366 | 432.8445 | 49.6998 | 70.6002 | 1.896 | 0.96126 | 394.2319 | 139.5913 | 214.4732 | 359.8922 | 136.0368 | 145.974 | 623.9872 | 135.0249 | 165.2524
2573823 | VCUG_a | 9 | 05f_109019_419x230x572.dat | 0.0850;0.0850;0.1928 | 419;230;572 | (0.3498;73.1327;1.7235) | 60 | 6.3535 | 49 | 85.7359 | 60 | iodine | [138] | [100] | 1 | 10 | 90 | abnormal | VUR - grade 3 | 6.7588 | 5.7306 | 38.732 | 28.9735 | 24.566 | 711.7631 | 4.9233e-16 | 42.7457 | 0.13661 | 3.9815 | 497.1259 | 0.235 | 120.7666 | 599.74 | 10.7215 | 302.541 | 0.12308 | 47.4946 | 6.0941 | 7.6952 | 0.50618 | 194.8632 | 0.46475 | 464.1805 | 54.5183 | 77.6837 | 2.3159 | 1.1118 | 425.9338 | 149.826 | 232.2856 | 377.1153 | 142.8804 | 148.3226 | 670.2618 | 144.0679 | 176.5342
2573823 | VCUG_a | 9 | 05f_109019_419x230x572.dat | 0.0850;0.0850;0.1928 | 419;230;572 | (0.3498;73.1327;1.7235) | 80 | 2.9 | 44 | 85.7359 | 60 | iodine | [138] | [100] | 1 | 10 | 90 | abnormal | VUR - grade 3 | 6.7588 | 5.7306 | 38.732 | 28.9735 | 24.566 | 711.7631 | 7.11e-16 | 22.7144 | 0.077086 | 2.0375 | 313.9652 | 0.14996 | 64.5919 | 349.7597 | 5.4886 | 192.5451 | 0.062508 | 25.1603 | 3.1629 | 4.0062 | 0.23392 | 113.8421 | 0.28612 | 274.4013 | 29.8607 | 43.0181 | 1.2251 | 0.56889 | 243.1075 | 90.2029 | 133.8485 | 255.0112 | 95.034 | 127.342 | 396.5247 | 88.5782 | 106.4258
2573823 | VCUG_a | 9 | 05f_109019_419x230x572.dat | 0.0850;0.0850;0.1928 | 419;230;572 | (0.3498;73.1327;1.7235) | 80 | 7.702 | 57 | 85.7359 | 60 | iodine | [138] | [100] | 1 | 10 | 90 | abnormal | VUR - grade 3 | 6.7588 | 5.7306 | 38.732 | 28.9735 | 24.566 | 711.7631 | 4.7521e-16 | 50.4708 | 0.20166 | 6.4587 | 532.4432 | 0.37392 | 136.1916 | 662.6395 | 14.4828 | 320.7033 | 0.16226 | 57.5414 | 8.0157 | 10.2556 | 0.52849 | 211.1086 | 0.63995 | 510.6842 | 61.1209 | 88.2629 | 3.5385 | 1.6612 | 481.3285 | 168.3186 | 261.4836 | 398.2361 | 150.9684 | 149.7966 | 727.0327 | 155.7127 | 194.2693
2573823 | VCUG_a | 9 | 05f_109019_419x230x572.dat | 0.0850;0.0850;0.1928 | 419;230;572 | (0.3498;73.1327;1.7235) | 80 | 8.502 | 60 | 85.7359 | 60 | iodine | [138] | [100] | 1 | 10 | 90 | abnormal | VUR - grade 3 | 6.7588 | 5.7306 | 38.732 | 28.9735 | 24.566 | 711.7631 | 4.6343e-16 | 53.9148 | 0.22107 | 6.7185 | 552.2678 | 0.32781 | 146.4414 | 698.4805 | 16.0048 | 331.2226 | 0.48089 | 62.0929 | 8.9137 | 12.3161 | 0.54346 | 219.2974 | 0.76969 | 534.9838 | 65.0728 | 93.7306 | 3.8135 | 1.6592 | 509.9318 | 177.175 | 275.9703 | 410.634 | 155.7357 | 151.069 | 763.4735 | 162.6195 | 203.7697
2573823 | VCUG_a | 9 | 05f_109019_419x230x572.dat | 0.0850;0.0850;0.1928 | 419;230;572 | (0.3498;73.1327;1.7235) | 110 | 3.9 | 52 | 85.7359 | 60 | iodine | [138] | [100] | 1 | 10 | 90 | abnormal | VUR - grade 3 | 6.7588 | 5.7306 | 38.732 | 28.9735 | 24.566 | 711.7631 | 6.3557e-16 | 32.1254 | 0.12958 | 3.8845 | 378.1166 | 0.23588 | 88.0138 | 445.2846 | 8.5764 | 228.8021 | 0.084653 | 35.7726 | 4.8806 | 6.6856 | 0.38888 | 141.2069 | 0.46878 | 345.0755 | 39.0216 | 56.1904 | 2.1088 | 0.85887 | 319.3978 | 115.0907 | 171.657 | 296.77 | 111.0989 | 133.2289 | 492.1086 | 108.3352 | 133.166
2573823 | VCUG_a | 9 | 05f_109019_419x230x572.dat | 0.0850;0.0850;0.1928 | 419;230;572 | (0.3498;73.1327;1.7235) | 110 | 7.85 | 62 | 85.7359 | 60 | iodine | [138] | [100] | 1 | 10 | 90 | abnormal | VUR - grade 3 | 6.7588 | 5.7306 | 38.732 | 28.9735 | 24.566 | 711.7631 | 5.0758e-16 | 48.1024 | 0.22197 | 6.4289 | 517.471 | 0.32501 | 132.7721 | 640.2684 | 14.5907 | 306.7867 | 0.0049996 | 56.9541 | 8.2469 | 11.179 | 0.69005 | 198.2529 | 0.74685 | 495.5042 | 58.7863 | 85.0007 | 3.7677 | 1.475 | 473.1631 | 166.1077 | 251.509 | 386.6623 | 146.0649 | 146.5598 | 704.5337 | 150.3117 | 188.9507
2573823 | VCUG_a | 9 | 05f_109019_419x230x572.dat | 0.0850;0.0850;0.1928 | 419;230;572 | (0.3498;73.1327;1.7235) | 110 | 9.9905 | 69 | 85.7359 | 60 | iodine | [138] | [100] | 1 | 10 | 90 | abnormal | VUR - grade 3 | 6.7588 | 5.7306 | 38.732 | 28.9735 | 24.566 | 711.7631 | 4.9077e-16 | 57.5421 | 0.26436 | 8.3448 | 555.5541 | 0.53357 | 150.4204 | 711.7368 | 17.7612 | 326.3027 | 0 | 65.6884 | 10.0096 | 12.7055 | 0.60395 | 215.7217 | 0.8948 | 543.9397 | 64.6493 | 94.111 | 4.8475 | 1.7857 | 529.1874 | 184.3189 | 278.0608 | 408.6254 | 155.2134 | 148.6819 | 771.6221 | 163.2641 | 207.4649
2573823 | VCUG_a | 10 | 05f_109019_419x230x572.dat | 0.0850;0.0850;0.1928 | 419;230;572 | (-0.1751;73.0726;1.7402) | 60 | 2.5 | 38 | 85.8561 | 60 | iodine | [138] | [50] | 1 | 10 | 90 | abnormal | VUR - grade 3 | 6.8214 | 5.7209 | 39.0247 | 29.283 | 24.5587 | 719.154 | 7.8692e-16 | 16.9548 | 0.045761 | 1.2685 | 319.7413 | 0.054913 | 73.807 | 289.9669 | 2.9494 | 186.7794 | 0 | 27.4438 | 1.8318 | 2.1785 | 0.10263 | 63.473 | 0.17509 | 243.1386 | 14.8567 | 19.11 | 0.69009 | 0.28361 | 201.6857 | 72.8797 | 104.876 | 233.286 | 82.9261 | 122.5923 | 335.931 | 76.8606 | 93.7409
2573823 | VCUG_a | 10 | 05f_109019_419x230x572.dat | 0.0850;0.0850;0.1928 | 419;230;572 | (-0.1751;73.0726;1.7402) | 60 | 5.7448 | 47 | 85.8561 | 60 | iodine | [138] | [50] | 1 | 10 | 90 | abnormal | VUR - grade 3 | 6.8214 | 5.7209 | 39.0247 | 29.283 | 24.5587 | 719.154 | 5.1096e-16 | 39.9484 | 0.12332 | 3.5197 | 546.7753 | 0.22812 | 154.067 | 566.1898 | 8.5028 | 311.923 | 0.010287 | 58.8168 | 5.1673 | 6.36 | 0.36991 | 137.8426 | 0.36799 | 474.4017 | 35.8326 | 48.3091 | 1.8946 | 1.1619 | 425.5328 | 140.2367 | 215.1582 | 367.0569 | 135.8129 | 145.4714 | 632.3986 | 138.2025 | 174.4465
2573823 | VCUG_a | 10 | 05f_109019_419x230x572.dat | 0.0850;0.0850;0.1928 | 419;230;572 | (-0.1751;73.0726;1.7402) | 60 | 6.3535 | 49 | 85.8561 | 60 | iodine | [138] | [50] | 1 | 10 | 90 | abnormal | VUR - grade 3 | 6.8214 | 5.7209 | 39.0247 | 29.283 | 24.5587 | 719.154 | 4.8786e-16 | 44.7876 | 0.14108 | 3.7607 | 575.2492 | 0.22388 | 164.7549 | 608.0252 | 9.8773 | 328.0257 | 0 | 64.2564 | 6.0288 | 7.2679 | 0.45003 | 149.0679 | 0.50275 | 507.1352 | 40.1059 | 53.6939 | 2.1666 | 1.0878 | 460.7487 | 150.5018 | 233.0227 | 384.9849 | 142.6916 | 147.9934 | 686.5726 | 147.7765 | 186.2344
2573823 | VCUG_a | 10 | 05f_109019_419x230x572.dat | 0.0850;0.0850;0.1928 | 419;230;572 | (-0.1751;73.0726;1.7402) | 80 | 2.9 | 44 | 85.8561 | 60 | iodine | [138] | [50] | 1 | 10 | 90 | abnormal | VUR - grade 3 | 6.8214 | 5.7209 | 39.0247 | 29.283 | 24.5587 | 719.154 | 7.0454e-16 | 24.0468 | 0.077476 | 2.2449 | 369.7297 | 0.13973 | 95.1157 | 354.5993 | 4.9858 | 214.0256 | 0.56618 | 36.3257 | 3.0769 | 3.613 | 0.15299 | 83.4656 | 0.23153 | 300.039 | 21.2975 | 28.0551 | 1.1869 | 0.72487 | 261.3472 | 90.6501 | 134.3114 | 262.7949 | 94.8214 | 126.9171 | 407.1582 | 91.6651 | 113.3144
2573823 | VCUG_a | 10 | 05f_109019_419x230x572.dat | 0.0850;0.0850;0.1928 | 419;230;572 | (-0.1751;73.0726;1.7402) | 80 | 7.702 | 57 | 85.8561 | 60 | iodine | [138] | [50] | 1 | 10 | 90 | abnormal | VUR - grade 3 | 6.8214 | 5.7209 | 39.0247 | 29.283 | 24.5587 | 719.154 | 4.7089e-16 | 54.0354 | 0.20284 | 6.003 | 611.7713 | 0.36503 | 185.2473 | 675.947 | 13.4106 | 345.3 | 0.087397 | 73.9379 | 8.0982 | 9.5597 | 0.55486 | 168.7298 | 0.68066 | 555.007 | 47.0423 | 64.1672 | 3.604 | 1.2573 | 517.8013 | 169.1192 | 262.4101 | 404.9099 | 150.888 | 149.1017 | 753.8412 | 160.8316 | 204.7008
2573823 | VCUG_a | 10 | 05f_109019_419x230x572.dat | 0.0850;0.0850;0.1928 | 419;230;572 | (-0.1751;73.0726;1.7402) | 80 | 8.502 | 60 | 85.8561 | 60 | iodine | [138] | [50] | 1 | 10 | 90 | abnormal | VUR - grade 3 | 6.8214 | 5.7209 | 39.0247 | 29.283 | 24.5587 | 719.154 | 4.5923e-16 | 57.9904 | 0.22703 | 6.3262 | 632.7529 | 0.37097 | 192.8178 | 709.1414 | 14.7858 | 355.8337 | 0.62753 | 78.6771 | 9.0013 | 10.7077 | 0.88757 | 179.5783 | 0.74056 | 580.6877 | 50.5497 | 69.3811 | 3.7613 | 1.7259 | 552.0311 | 178.0971 | 277.0879 | 416.0752 | 155.7616 | 150.8287 | 782.3725 | 167.0241 | 214.2558
2573823 | VCUG_a | 10 | 05f_109019_419x230x572.dat | 0.0850;0.0850;0.1928 | 419;230;572 | (-0.1751;73.0726;1.7402) | 110 | 3.9 | 52 | 85.8561 | 60 | iodine | [138] | [50] | 1 | 10 | 90 | abnormal | VUR - grade 3 | 6.8214 | 5.7209 | 39.0247 | 29.283 | 24.5587 | 719.154 | 6.2981e-16 | 32.9846 | 0.13442 | 3.7205 | 440.9907 | 0.18248 | 119.614 | 453.1372 | 8.1093 | 250.4886 | 0.38985 | 47.6684 | 4.9361 | 5.9118 | 0.43083 | 108.9822 | 0.38478 | 375.5741 | 29.293 | 39.9359 | 2.2034 | 0.8639 | 342.3735 | 115.6365 | 172.271 | 303.3122 | 111.0023 | 132.7312 | 513.7588 | 112.0895 | 141.256
2573823 | VCUG_a | 10 | 05f_109019_419x230x572.dat | 0.0850;0.0850;0.1928 | 419;230;572 | (-0.1751;73.0726;1.7402) | 110 | 7.85 | 62 | 85.8561 | 60 | iodine | [138] | [50] | 1 | 10 | 90 | abnormal | VUR - grade 3 | 6.8214 | 5.7209 | 39.0247 | 29.283 | 24.5587 | 719.154 | 5.0298e-16 | 53.0396 | 0.22209 | 6.734 | 592.1869 | 0.48045 | 170.8467 | 650.678 | 13.8269 | 330.2894 | 0.055109 | 71.3861 | 8.2724 | 10.4369 | 0.4969 | 163.5363 | 0.78146 | 537.6921 | 46.0493 | 63.0936 | 3.6025 | 1.8326 | 508.3869 | 166.9979 | 252.5864 | 394.2964 | 146.1233 | 146.1679 | 720.9587 | 154.4934 | 198.7469
2573823 | VCUG_a | 10 | 05f_109019_419x230x572.dat | 0.0850;0.0850;0.1928 | 419;230;572 | (-0.1751;73.0726;1.7402) | 110 | 9.9905 | 69 | 85.8561 | 60 | iodine | [138] | [50] | 1 | 10 | 90 | abnormal | VUR - grade 3 | 6.8214 | 5.7209 | 39.0247 | 29.283 | 24.5587 | 719.154 | 4.8632e-16 | 62.1174 | 0.25999 | 7.8095 | 633.3267 | 0.42087 | 193.3271 | 710.7242 | 16.7881 | 349.2756 | 0.34858 | 79.9205 | 10.065 | 13.3305 | 0.70406 | 182.6757 | 0.8479 | 588.6031 | 52.6484 | 73.7353 | 4.6496 | 2.3593 | 569.4183 | 185.3378 | 279.3151 | 418.0211 | 155.3705 | 148.5117 | 785.469 | 167.89 | 217.1281
2573823 | VCUG_a | 11 | 05f_109019_419x230x572.dat | 0.0850;0.0850;0.1928 | 419;230;572 | (0.1749;69.2650;8.0852) | 60 | 2.5 | 38 | 83.87 | 60 | iodine | [138] | [100] | 1 | 5 | 90 | abnormal | VUR - grade 3 | 7.8373 | 10.1721 | 79.7219 | 32.8656 | 42.6569 | 1401.9446 | 3.8825e-16 | 880.3338 | 0.42522 | 46.8229 | 361.648 | 1.0432 | 397.3208 | 392.0407 | 187.3456 | 927.4683 | 1.1995 | 371.1264 | 233.2489 | 127.4229 | 2.5483 | 528.0869 | 3.2585 | 326.2327 | 833.5341 | 345.035 | 30.4211 | 9.7847 | 277.2952 | 162.2766 | 235.4517 | 324.6358 | 150.3561 | 238.9178 | 413.1869 | 305.4779 | 242.1101
2573823 | VCUG_a | 11 | 05f_109019_419x230x572.dat | 0.0850;0.0850;0.1928 | 419;230;572 | (0.1749;69.2650;8.0852) | 60 | 5.7448 | 47 | 83.87 | 60 | iodine | [138] | [100] | 1 | 5 | 90 | abnormal | VUR - grade 3 | 7.8373 | 10.1721 | 79.7219 | 32.8656 | 42.6569 | 1401.9446 | 2.5208e-16 | 1380.6973 | 1.3283 | 115.0376 | 662.2031 | 2.8482 | 753.7604 | 764.1141 | 385.4131 | 1448.8892 | 1.8492 | 696.1206 | 378.2329 | 270.796 | 6.4606 | 953.5757 | 8.9022 | 653.1981 | 1291.0839 | 665.9717 | 74.0749 | 26.7361 | 548.3516 | 300.9045 | 464.3409 | 545.9064 | 242.9395 | 284.3921 | 829.5688 | 530.5983 | 448.7527
2573823 | VCUG_a | 11 | 05f_109019_419x230x572.dat | 0.0850;0.0850;0.1928 | 419;230;572 | (0.1749;69.2650;8.0852) | 60 | 6.3535 | 49 | 83.87 | 60 | iodine | [138] | [100] | 1 | 5 | 90 | abnormal | VUR - grade 3 | 7.8373 | 10.1721 | 79.7219 | 32.8656 | 42.6569 | 1401.9446 | 2.4069e-16 | 1438.2521 | 1.5494 | 123.5832 | 703.5249 | 3.6069 | 812.3796 | 824.3868 | 415.7665 | 1507.8443 | 3.8196 | 742.4135 | 395.6284 | 295.5735 | 7.1478 | 1009.2735 | 10.1837 | 702.4031 | 1341.0308 | 713.2055 | 82.6173 | 30.9189 | 595.252 | 321.5682 | 500.4966 | 578.0197 | 255.0322 | 289.2878 | 887.1236 | 561.2495 | 478.7836
2573823 | VCUG_a | 11 | 05f_109019_419x230x572.dat | 0.0850;0.0850;0.1928 | 419;230;572 | (0.1749;69.2650;8.0852) | 80 | 2.9 | 44 | 83.87 | 60 | iodine | [138] | [100] | 1 | 5 | 90 | abnormal | VUR - grade 3 | 7.8373 | 10.1721 | 79.7219 | 32.8656 | 42.6569 | 1401.9446 | 3.4761e-16 | 988.7071 | 0.82441 | 68.8136 | 432.8758 | 2.0101 | 482.4147 | 480.5735 | 237.9911 | 1030.1621 | 0.86846 | 449.4463 | 265.0821 | 166.617 | 3.659 | 626.6875 | 5.4228 | 408.1639 | 920.7277 | 420.3616 | 43.7939 | 15.387 | 346.5711 | 197.7888 | 294.6632 | 376.6488 | 171.0599 | 247.7931 | 513.4557 | 357.3244 | 292.1233
2573823 | VCUG_a | 11 | 05f_109019_419x230x572.dat | 0.0850;0.0850;0.1928 | 419;230;572 | (0.1749;69.2650;8.0852) | 80 | 7.702 | 57 | 83.87 | 60 | iodine | [138] | [100] | 1 | 5 | 90 | abnormal | VUR - grade 3 | 7.8373 | 10.1721 | 79.7219 | 32.8656 | 42.6569 | 1401.9446 | 2.3231e-16 | 1481.6591 | 2.3443 | 157.6272 | 760.9962 | 4.6945 | 888.1948 | 903.1746 | 461.2294 | 1552.6837 | 2.0387 | 805.5911 | 414.9171 | 335.2361 | 9.2917 | 1079.1434 | 13.0362 | 775.6747 | 1367.6754 | 770.8966 | 99.8046 | 38.8393 | 661.9492 | 357.267 | 556.5125 | 616.9136 | 269.347 | 292.4462 | 959.6929 | 597.122 | 521.6211
2573823 | VCUG_a | 11 | 05f_109019_419x230x572.dat | 0.0850;0.0850;0.1928 | 419;230;572 | (0.1749;69.2650;8.0852) | 80 | 8.502 | 60 | 83.87 | 60 | iodine | [138] | [100] | 1 | 5 | 90 | abnormal | VUR - grade 3 | 7.8373 | 10.1721 | 79.7219 | 32.8656 | 42.6569 | 1401.9446 | 2.2655e-16 | 1513.7363 | 2.6747 | 171.5147 | 792.754 | 4.843 | 935.3702 | 948.1708 | 486.4667 | 1587.6267 | 2.3455 | 840.381 | 426.5025 | 351.2527 | 9.555 | 1117.0504 | 13.8313 | 814.0294 | 1393.5432 | 803.9655 | 107.397 | 40.5046 | 691.7176 | 374.7778 | 585.2009 | 638.2888 | 277.684 | 295.4628 | 1007.7598 | 618.6057 | 544.354
2573823 | VCUG_a | 11 | 05f_109019_419x230x572.dat | 0.0850;0.0850;0.1928 | 419;230;572 | (0.1749;69.2650;8.0852) | 110 | 3.9 | 52 | 83.87 | 60 | iodine | [138] | [100] | 1 | 5 | 90 | abnormal | VUR - grade 3 | 7.8373 | 10.1721 | 79.7219 | 32.8656 | 42.6569 | 1401.9446 | 3.1073e-16 | 1113.4616 | 1.4765 | 101.5178 | 531.3232 | 3.2697 | 609.7826 | 608.785 | 305.7667 | 1168.0099 | 1.7247 | 554.655 | 306.5712 | 215.9019 | 5.8191 | 753.8288 | 8.0056 | 520.7031 | 1038.5421 | 522.7628 | 61.8536 | 22.4739 | 440.4737 | 247.7775 | 370.8556 | 446.5084 | 199.1473 | 259.5029 | 648.4653 | 425.7757 | 360.7288
2573823 | VCUG_a | 11 | 05f_109019_419x230x572.dat | 0.0850;0.0850;0.1928 | 419;230;572 | (0.1749;69.2650;8.0852) | 110 | 7.85 | 62 | 83.87 | 60 | iodine | [138] | [100] | 1 | 5 | 90 | abnormal | VUR - grade 3 | 7.8373 | 10.1721 | 79.7219 | 32.8656 | 42.6569 | 1401.9446 | 2.4817e-16 | 1418.9879 | 2.6087 | 161.5184 | 736.4311 | 5.0965 | 863.8439 | 868.8404 | 448.8458 | 1485.5149 | 4.0077 | 778.4588 | 398.6141 | 325.0113 | 11.2858 | 1036.4676 | 13.2998 | 752.5894 | 1305.7187 | 745.8199 | 98.7791 | 38.6248 | 640.4485 | 351.1479 | 533.4128 | 599.296 | 260.5018 | 286.0413 | 924.0043 | 575.5947 | 505.4577
2573823 | VCUG_a | 11 | 05f_109019_419x230x572.dat | 0.0850;0.0850;0.1928 | 419;230;572 | (0.1749;69.2650;8.0852) | 110 | 9.9905 | 69 | 83.87 | 60 | iodine | [138] | [100] | 1 | 5 | 90 | abnormal | VUR - grade 3 | 7.8373 | 10.1721 | 79.7219 | 32.8656 | 42.6569 | 1401.9446 | 2.3996e-16 | 1475.3893 | 3.2763 | 187.9337 | 796.7678 | 6.2745 | 949.5451 | 969.3403 | 497.6308 | 1543.7766 | 2.1141 | 845.1097 | 420.4503 | 363.3234 | 12.2855 | 1115.2832 | 16.092 | 825.1062 | 1353.3258 | 810.3118 | 115.3082 | 46.0457 | 714.2946 | 386.6131 | 584.9571 | 643.962 | 276.5279 | 290.5309 | 1018.3908 | 617.2286 | 551.5634
2573823 | VCUG_a | 12 | 05f_109019_419x230x572.dat | 0.0850;0.0850;0.1928 | 419;230;572 | (0.3498;73.1327;8.0309) | 60 | 2.5 | 38 | 85.7359 | 60 | iodine | [135,136,138] | [100,100,60] | 1 | 10 | 90 | abnormal | VUR - grade 3 | 6.7588 | 9.3704 | 63.3326 | 28.9735 | 40.1691 | 1163.839 | 4.7537e-16 | 554.8136 | 0.32127 | 73.8819 | 299.5581 | 0.78453 | 169.3534 | 285.2744 | 177.0717 | 622.9294 | 0.53218 | 159.906 | 142.0587 | 123.4142 | 1.9158 | 632.0382 | 2.3609 | 261.1457 | 1005.5603 | 474.3074 | 21.6822 | 8.383 | 194.7086 | 118.2215 | 173.4363 | 282.1543 | 118.2493 | 202.8691 | 327.0316 | 233.2479 | 207.0214
2573823 | VCUG_a | 12 | 05f_109019_419x230x572.dat | 0.0850;0.0850;0.1928 | 419;230;572 | (0.3498;73.1327;8.0309) | 60 | 5.7448 | 47 | 85.7359 | 60 | iodine | [135,136,138] | [100,100,60] | 1 | 10 | 90 | abnormal | VUR - grade 3 | 6.7588 | 9.3704 | 63.3326 | 28.9735 | 40.1691 | 1163.839 | 3.0865e-16 | 938.933 | 0.98854 | 148.2108 | 536.3064 | 2.4688 | 385.7466 | 573.9544 | 348.8438 | 1029.1652 | 0.40178 | 347.7746 | 241.3751 | 239.1687 | 4.8246 | 1044.9761 | 6.6422 | 518.9079 | 1480.8445 | 840.9574 | 54.7549 | 21.4108 | 420.3815 | 222.625 | 346.1248 | 463.2964 | 192.1956 | 239.5294 | 637.1655 | 411.0775 | 381.0649
2573823 | VCUG_a | 12 | 05f_109019_419x230x572.dat | 0.0850;0.0850;0.1928 | 419;230;572 | (0.3498;73.1327;8.0309) | 60 | 6.3535 | 49 | 85.7359 | 60 | iodine | [135,136,138] | [100,100,60] | 1 | 10 | 90 | abnormal | VUR - grade 3 | 6.7588 | 9.3704 | 63.3326 | 28.9735 | 40.1691 | 1163.839 | 2.9469e-16 | 985.9347 | 1.1635 | 157.4984 | 570.2846 | 2.6092 | 418.4666 | 614.8391 | 374.421 | 1078.0299 | 0.9988 | 378.6627 | 254.4869 | 256.645 | 5.2295 | 1095.1324 | 7.5393 | 558.2043 | 1529.0726 | 887.0867 | 60.6016 | 23.6248 | 456.5738 | 238.5712 | 373.9734 | 485.9194 | 201.9136 | 243.4725 | 681.6879 | 434.5538 | 405.1667
2573823 | VCUG_a | 12 | 05f_109019_419x230x572.dat | 0.0850;0.0850;0.1928 | 419;230;572 | (0.3498;73.1327;8.0309) | 80 | 2.9 | 44 | 85.7359 | 60 | iodine | [135,136,138] | [100,100,60] | 1 | 10 | 90 | abnormal | VUR - grade 3 | 6.7588 | 9.3704 | 63.3326 | 28.9735 | 40.1691 | 1163.839 | 4.2561e-16 | 630.4422 | 0.61728 | 93.3469 | 356.2685 | 1.2539 | 223.6576 | 347.9274 | 219.7549 | 706.6159 | 1.3572 | 210.9016 | 164.6241 | 150.6229 | 2.7208 | 719.7267 | 3.7072 | 327.3215 | 1088.6359 | 557.3934 | 32.3962 | 12.1782 | 257.7031 | 145.6826 | 219.1635 | 322.4926 | 134.8787 | 210.2314 | 394.0029 | 272.2938 | 248.1807
2573823 | VCUG_a | 12 | 05f_109019_419x230x572.dat | 0.0850;0.0850;0.1928 | 419;230;572 | (0.3498;73.1327;8.0309) | 80 | 7.702 | 57 | 85.7359 | 60 | iodine | [135,136,138] | [100,100,60] | 1 | 10 | 90 | abnormal | VUR - grade 3 | 6.7588 | 9.3704 | 63.3326 | 28.9735 | 40.1691 | 1163.839 | 2.8445e-16 | 1026.0136 | 1.7929 | 186.0184 | 615.7839 | 3.7571 | 475.6541 | 679.1693 | 412.339 | 1121.039 | 1.6205 | 431.0066 | 271.4849 | 287.0272 | 7.6446 | 1145.7884 | 9.8087 | 618.8776 | 1538.1943 | 934.8905 | 72.9336 | 27.0891 | 517.243 | 267.4453 | 419.3051 | 518.0713 | 213.8565 | 245.8292 | 739.3907 | 463.6363 | 440.3067
2573823 | VCUG_a | 12 | 05f_109019_419x230x572.dat | 0.0850;0.0850;0.1928 | 419;230;572 | (0.3498;73.1327;8.0309) | 80 | 8.502 | 60 | 85.7359 | 60 | iodine | [135,136,138] | [100,100,60] | 1 | 10 | 90 | abnormal | VUR - grade 3 | 6.7588 | 9.3704 | 63.3326 | 28.9735 | 40.1691 | 1163.839 | 2.7741e-16 | 1059.8059 | 2.026 | 196.0893 | 639.7767 | 4.506 | 510.1127 | 726.6519 | 431.961 | 1152.0522 | 2.2354 | 456.5456 | 280.9603 | 300.8335 | 8.3072 | 1178.0427 | 11.1705 | 649.4014 | 1555.932 | 966.9827 | 78.1228 | 32.1835 | 544.286 | 281.3322 | 441.9749 | 536.9582 | 220.7122 | 247.9267 | 773.5501 | 481.4977 | 460.1138
2573823 | VCUG_a | 12 | 05f_109019_419x230x572.dat | 0.0850;0.0850;0.1928 | 419;230;572 | (0.3498;73.1327;8.0309) | 110 | 3.9 | 52 | 85.7359 | 60 | iodine | [135,136,138] | [100,100,60] | 1 | 10 | 90 | abnormal | VUR - grade 3 | 6.7588 | 9.3704 | 63.3326 | 28.9735 | 40.1691 | 1163.839 | 3.8047e-16 | 748.8942 | 1.1198 | 128.4971 | 433.2563 | 2.589 | 312.2473 | 455.4396 | 277.3692 | 821.5417 | 1.4169 | 279.4456 | 195.8537 | 193.8036 | 5.2504 | 837.8374 | 5.8192 | 414.8316 | 1200.6804 | 664.8923 | 44.5373 | 17.6832 | 337.348 | 184.4069 | 278.2648 | 380.4119 | 157.7046 | 219.1146 | 507.4545 | 330.1716 | 307.0589
2573823 | VCUG_a | 12 | 05f_109019_419x230x572.dat | 0.0850;0.0850;0.1928 | 419;230;572 | (0.3498;73.1327;8.0309) | 110 | 7.85 | 62 | 85.7359 | 60 | iodine | [135,136,138] | [100,100,60] | 1 | 10 | 90 | abnormal | VUR - grade 3 | 6.7588 | 9.3704 | 63.3326 | 28.9735 | 40.1691 | 1163.839 | 3.0386e-16 | 995.4435 | 1.969 | 188.505 | 596.9107 | 4.4276 | 465.0098 | 665.2964 | 398.3683 | 1074.6894 | 0.72871 | 421.1416 | 261.6462 | 274.6191 | 8.1806 | 1098.5158 | 10.2776 | 599.7738 | 1467.5947 | 897.571 | 71.3015 | 28.4577 | 502.3291 | 263.8994 | 403.3738 | 501.5629 | 207.2944 | 240.489 | 718.8729 | 447.901 | 427.6187
2573823 | VCUG_a | 12 | 05f_109019_419x230x572.dat | 0.0850;0.0850;0.1928 | 419;230;572 | (0.3498;73.1327;8.0309) | 110 | 9.9905 | 69 | 85.7359 | 60 | iodine | [135,136,138] | [100,100,60] | 1 | 10 | 90 | abnormal | VUR - grade 3 | 6.7588 | 9.3704 | 63.3326 | 28.9735 | 40.1691 | 1163.839 | 2.9381e-16 | 1044.1318 | 2.4927 | 214.0882 | 645.8859 | 5.1471 | 538.2666 | 726.5834 | 438.4754 | 1129.3219 | 0.57104 | 471.9661 | 279.1363 | 300.7588 | 9.311 | 1161.6893 | 11.8204 | 660.6232 | 1495.4725 | 954.8574 | 82.8144 | 35.2366 | 565.9373 | 292.1441 | 444.4643 | 535.2225 | 220.4844 | 243.9716 | 789.3443 | 481.5473 | 464.2292
2573823 | VCUG_a | 13 | 05f_109019_419x230x572.dat | 0.0850;0.0850;0.1928 | 419;230;572 | (-0.1751;73.0726;8.0710) | 60 | 2.5 | 38 | 85.8561 | 60 | iodine | [91,94,135,136,138] | [100,100,100,100,40] | 1 | 10 | 90 | abnormal | VUR - grade 3 | 6.8214 | 9.3553 | 63.8162 | 29.283 | 40.1604 | 1176.0172 | 4.7343e-16 | 573.5989 | 0.32106 | 70.5614 | 351.0959 | 0.86274 | 436.3247 | 282.0047 | 115.5288 | 766.8263 | 0.97993 | 462.3474 | 144.458 | 92.1442 | 1.8894 | 188.8698 | 2.2939 | 282.7651 | 282.0258 | 120.6615 | 22.96 | 8.1701 | 201.7186 | 118.007 | 172.927 | 287.1746 | 116.8392 | 201.1034 | 326.4039 | 225.4066 | 180.5249
2573823 | VCUG_a | 13 | 05f_109019_419x230x572.dat | 0.0850;0.0850;0.1928 | 419;230;572 | (-0.1751;73.0726;8.0710) | 60 | 5.7448 | 47 | 85.8561 | 60 | iodine | [91,94,135,136,138] | [100,100,100,100,40] | 1 | 10 | 90 | abnormal | VUR - grade 3 | 6.8214 | 9.3553 | 63.8162 | 29.283 | 40.1604 | 1176.0172 | 3.0739e-16 | 954.5188 | 1.0303 | 137.2912 | 613.2591 | 1.9428 | 807.442 | 584.2081 | 249.8386 | 1372.7491 | 0.33801 | 797.5198 | 248.8171 | 196.2618 | 4.7415 | 412.6348 | 6.7006 | 558.6054 | 517.1923 | 279.9403 | 56.2867 | 20.0009 | 436.8385 | 222.0241 | 344.9291 | 466.0001 | 190.2902 | 237.7998 | 636.4868 | 411.6258 | 340.221
2573823 | VCUG_a | 13 | 05f_109019_419x230x572.dat | 0.0850;0.0850;0.1928 | 419;230;572 | (-0.1751;73.0726;8.0710) | 60 | 6.3535 | 49 | 85.8561 | 60 | iodine | [91,94,135,136,138] | [100,100,100,100,40] | 1 | 10 | 90 | abnormal | VUR - grade 3 | 6.8214 | 9.3553 | 63.8162 | 29.283 | 40.1604 | 1176.0172 | 2.9349e-16 | 1005.0053 | 1.2069 | 148.5429 | 647.8563 | 2.9419 | 854.677 | 632.8985 | 272.3014 | 1457.3531 | 1.5165 | 841.5931 | 262.4339 | 212.4188 | 5.4802 | 452.4159 | 7.4748 | 599.2347 | 548.7732 | 307.1576 | 62.6697 | 23.414 | 475.3809 | 237.9632 | 372.7227 | 491.7998 | 199.9919 | 241.918 | 684.757 | 438.8272 | 364.1111
2573823 | VCUG_a | 13 | 05f_109019_419x230x572.dat | 0.0850;0.0850;0.1928 | 419;230;572 | (-0.1751;73.0726;8.0710) | 80 | 2.9 | 44 | 85.8561 | 60 | iodine | [91,94,135,136,138] | [100,100,100,100,40] | 1 | 10 | 90 | abnormal | VUR - grade 3 | 6.8214 | 9.3553 | 63.8162 | 29.283 | 40.1604 | 1176.0172 | 4.2386e-16 | 657.6393 | 0.63893 | 90.234 | 411.4286 | 1.2412 | 526.7249 | 367.5703 | 152.419 | 908.8517 | 0.91392 | 537.2235 | 168.6364 | 121.2581 | 2.9384 | 250.6933 | 3.8887 | 352.5655 | 335.8384 | 164.9961 | 32.5576 | 12.219 | 265.0139 | 145.4124 | 218.5373 | 328.8966 | 133.5392 | 208.3514 | 407.4651 | 271.1896 | 221.376
2573823 | VCUG_a | 13 | 05f_109019_419x230x572.dat | 0.0850;0.0850;0.1928 | 419;230;572 | (-0.1751;73.0726;8.0710) | 80 | 7.702 | 57 | 85.8561 | 60 | iodine | [91,94,135,136,138] | [100,100,100,100,40] | 1 | 10 | 90 | abnormal | VUR - grade 3 | 6.8214 | 9.3553 | 63.8162 | 29.283 | 40.1604 | 1176.0172 | 2.8329e-16 | 1046.9151 | 1.8227 | 173.5681 | 694.6959 | 3.6253 | 925.5552 | 703.2031 | 311.3282 | 1559.924 | 0.98775 | 891.0675 | 279.0291 | 235.2223 | 8.4052 | 516.1506 | 9.7476 | 660.9142 | 589.3619 | 356.9847 | 74.2456 | 27.6773 | 535.9889 | 266.8478 | 418.0139 | 522.3054 | 212.0587 | 244.1914 | 761.6239 | 475.4604 | 400.1826
2573823 | VCUG_a | 13 | 05f_109019_419x230x572.dat | 0.0850;0.0850;0.1928 | 419;230;572 | (-0.1751;73.0726;8.0710) | 80 | 8.502 | 60 | 85.8561 | 60 | iodine | [91,94,135,136,138] | [100,100,100,100,40] | 1 | 10 | 90 | abnormal | VUR - grade 3 | 6.8214 | 9.3553 | 63.8162 | 29.283 | 40.1604 | 1176.0172 | 2.7628e-16 | 1082.5589 | 2.0623 | 188.9384 | 719.4498 | 4.1617 | 955.8037 | 746.4513 | 329.4911 | 1619.6217 | 2.228 | 921.346 | 288.6088 | 251.4111 | 8.4038 | 549.55 | 11.0518 | 693.5703 | 611.4075 | 379.7951 | 79.9296 | 29.7668 | 567.7924 | 280.7323 | 440.6598 | 539.4516 | 218.8654 | 246.3546 | 791.2247 | 494.9719 | 419.8296
2573823 | VCUG_a | 13 | 05f_109019_419x230x572.dat | 0.0850;0.0850;0.1928 | 419;230;572 | (-0.1751;73.0726;8.0710) | 110 | 3.9 | 52 | 85.8561 | 60 | iodine | [91,94,135,136,138] | [100,100,100,100,40] | 1 | 10 | 90 | abnormal | VUR - grade 3 | 6.8214 | 9.3553 | 63.8162 | 29.283 | 40.1604 | 1176.0172 | 3.7891e-16 | 767.9946 | 1.1313 | 120.2796 | 493.8654 | 2.5837 | 645.485 | 463.8846 | 201.4257 | 1085.9339 | 2.3386 | 637.6731 | 200.0323 | 156.151 | 5.5179 | 333.695 | 6.3245 | 444.5396 | 410.9695 | 226.664 | 45.7049 | 17.5554 | 352.5914 | 184.1598 | 277.6466 | 385.6917 | 156.221 | 217.768 | 510.3865 | 330.7211 | 275.385
2573823 | VCUG_a | 13 | 05f_109019_419x230x572.dat | 0.0850;0.0850;0.1928 | 419;230;572 | (-0.1751;73.0726;8.0710) | 110 | 7.85 | 62 | 85.8561 | 60 | iodine | [91,94,135,136,138] | [100,100,100,100,40] | 1 | 10 | 90 | abnormal | VUR - grade 3 | 6.8214 | 9.3553 | 63.8162 | 29.283 | 40.1604 | 1176.0172 | 3.0262e-16 | 1018.2819 | 2.0359 | 180.1019 | 671.7059 | 3.891 | 894.6275 | 686.0474 | 303.634 | 1477.938 | 1.3845 | 857.7493 | 268.6361 | 234.8971 | 9.0299 | 506.0512 | 10.2882 | 641.4036 | 568.4733 | 350.3432 | 73.7399 | 30.2355 | 521.0206 | 263.3712 | 402.2676 | 508.4027 | 205.4932 | 239.3826 | 724.0822 | 458.7661 | 390.3306
2573823 | VCUG_a | 13 | 05f_109019_419x230x572.dat | 0.0850;0.0850;0.1928 | 419;230;572 | (-0.1751;73.0726;8.0710) | 110 | 9.9905 | 69 | 85.8561 | 60 | iodine | [91,94,135,136,138] | [100,100,100,100,40] | 1 | 10 | 90 | abnormal | VUR - grade 3 | 6.8214 | 9.3553 | 63.8162 | 29.283 | 40.1604 | 1176.0172 | 2.9262e-16 | 1078.5309 | 2.539 | 210.9287 | 720.661 | 5.4002 | 964.9366 | 746.599 | 340.5335 | 1578.0862 | 4.7707 | 914.2566 | 287.5023 | 264.6331 | 9.5896 | 571.2181 | 12.5145 | 703.6423 | 615.5076 | 397.4776 | 85.2436 | 34.7789 | 584.751 | 291.7243 | 443.5083 | 542.8756 | 218.7794 | 242.677 | 793.0415 | 496.7899 | 427.2871
2573823 | VCUG_a | 14 | 05f_109019_419x230x572.dat | 0.0850;0.0850;0.1928 | 419;230;572 | (0.1749;69.2650;8.0852) | 60 | 2.5 | 38 | 83.87 | 60 | iodine | [138] | [20] | 1 | 5 | 90 | abnormal | VUR - grade 3 | 7.8373 | 10.1721 | 79.7219 | 32.8656 | 42.6569 | 1401.9446 | 3.8825e-16 | 880.3338 | 0.42524 | 46.8229 | 362.8328 | 1.0432 | 397.5269 | 397.5526 | 187.3507 | 927.5456 | 1.1995 | 371.1522 | 233.2541 | 127.4229 | 2.5483 | 528.19 | 3.2585 | 328.525 | 833.5856 | 345.0865 | 30.4211 | 9.7847 | 317.6815 | 162.4557 | 235.7022 | 325.2519 | 150.7568 | 239.1709 | 417.3337 | 305.9052 | 244.3943
2573823 | VCUG_a | 14 | 05f_109019_419x230x572.dat | 0.0850;0.0850;0.1928 | 419;230;572 | (0.1749;69.2650;8.0852) | 60 | 5.7448 | 47 | 83.87 | 60 | iodine | [138] | [20] | 1 | 5 | 90 | abnormal | VUR - grade 3 | 7.8373 | 10.1721 | 79.7219 | 32.8656 | 42.6569 | 1401.9446 | 2.5208e-16 | 1380.8163 | 1.3285 | 114.9662 | 664.861 | 2.8482 | 754.2364 | 775.7373 | 385.4409 | 1449.2065 | 1.8492 | 696.2396 | 378.2448 | 270.8237 | 6.4606 | 953.7343 | 8.9022 | 658.8709 | 1291.1632 | 666.1304 | 74.0749 | 26.7361 | 624.6361 | 301.4242 | 465.1161 | 547.4392 | 243.96 | 285.0516 | 834.4085 | 531.2537 | 453.226
2573823 | VCUG_a | 14 | 05f_109019_419x230x572.dat | 0.0850;0.0850;0.1928 | 419;230;572 | (0.1749;69.2650;8.0852) | 60 | 6.3535 | 49 | 83.87 | 60 | iodine | [138] | [20] | 1 | 5 | 90 | abnormal | VUR - grade 3 | 7.8373 | 10.1721 | 79.7219 | 32.8656 | 42.6569 | 1401.9446 | 2.4069e-16 | 1438.5429 | 1.5501 | 123.6456 | 706.641 | 3.6069 | 812.2134 | 839.3439 | 415.808 | 1508.2182 | 3.8196 | 742.5381 | 395.645 | 295.5735 | 7.1478 | 1009.3981 | 10.1895 | 708.5106 | 1341.1139 | 713.4133 | 82.634 | 30.9189 | 676.5606 | 322.1775 | 501.4059 | 579.8544 | 256.2038 | 290.016 | 895.8486 | 562.2044 | 483.85
2573823 | VCUG_a | 14 | 05f_109019_419x230x572.dat | 0.0850;0.0850;0.1928 | 419;230;572 | (0.1749;69.2650;8.0852) | 80 | 2.9 | 44 | 83.87 | 60 | iodine | [138] | [20] | 1 | 5 | 90 | abnormal | VUR - grade 3 | 7.8373 | 10.1721 | 79.7219 | 32.8656 | 42.6569 | 1401.9446 | 3.4761e-16 | 988.7071 | 0.82453 | 68.828 | 434.717 | 2.0101 | 482.6161 | 490.5274 | 238.0227 | 1030.3347 | 0.86846 | 449.5038 | 265.0965 | 166.617 | 3.659 | 626.8313 | 5.4268 | 411.3859 | 920.7852 | 420.4479 | 43.8025 | 15.387 | 397.9224 | 198.1249 | 295.1572 | 377.7869 | 171.683 | 248.1465 | 519.9573 | 358.0029 | 295.341
2573823 | VCUG_a | 14 | 05f_109019_419x230x572.dat | 0.0850;0.0850;0.1928 | 419;230;572 | (0.1749;69.2650;8.0852) | 80 | 7.702 | 57 | 83.87 | 60 | iodine | [138] | [20] | 1 | 5 | 90 | abnormal | VUR - grade 3 | 7.8373 | 10.1721 | 79.7219 | 32.8656 | 42.6569 | 1401.9446 | 2.3231e-16 | 1481.6591 | 2.3444 | 157.709 | 765.0425 | 4.6945 | 888.4101 | 921.727 | 461.2294 | 1553.3724 | 2.0387 | 805.8063 | 414.9429 | 335.2404 | 9.3916 | 1079.6169 | 13.0375 | 783.3797 | 1367.8045 | 771.241 | 99.8132 | 38.714 | 746.7052 | 358.1842 | 557.9172 | 619.4877 | 270.8463 | 293.3628 | 966.2788 | 598.0565 | 527.2846
2573823 | VCUG_a | 14 | 05f_109019_419x230x572.dat | 0.0850;0.0850;0.1928 | 419;230;572 | (0.1749;69.2650;8.0852) | 80 | 8.502 | 60 | 83.87 | 60 | iodine | [138] | [20] | 1 | 5 | 90 | abnormal | VUR - grade 3 | 7.8373 | 10.1721 | 79.7219 | 32.8656 | 42.6569 | 1401.9446 | 2.2655e-16 | 1513.957 | 2.6747 | 171.5191 | 797.2563 | 4.8845 | 935.8999 | 965.9592 | 486.5108 | 1588.3329 | 2.3455 | 840.69 | 426.5422 | 351.2615 | 9.555 | 1117.6683 | 13.8326 | 822.2836 | 1393.7198 | 804.2745 | 107.4279 | 40.5046 | 789.7966 | 375.8117 | 586.8047 | 641.0096 | 279.315 | 296.4099 | 1011.0703 | 619.3675 | 550.5366
2573823 | VCUG_a | 14 | 05f_109019_419x230x572.dat | 0.0850;0.0850;0.1928 | 419;230;572 | (0.1749;69.2650;8.0852) | 110 | 3.9 | 52 | 83.87 | 60 | iodine | [138] | [20] | 1 | 5 | 90 | abnormal | VUR - grade 3 | 7.8373 | 10.1721 | 79.7219 | 32.8656 | 42.6569 | 1401.9446 | 3.1073e-16 | 1113.5581 | 1.477 | 101.4856 | 533.9943 | 3.2719 | 610.1045 | 621.7221 | 305.8214 | 1168.3639 | 1.7247 | 554.7838 | 306.5841 | 215.8891 | 5.7818 | 754.0541 | 8.0159 | 525.3695 | 1038.6386 | 522.9237 | 61.8697 | 22.4739 | 500.9113 | 248.3282 | 371.6915 | 447.9 | 200.0434 | 260.0353 | 653.0351 | 426.3819 | 364.676
2573823 | VCUG_a | 14 | 05f_109019_419x230x572.dat | 0.0850;0.0850;0.1928 | 419;230;572 | (0.1749;69.2650;8.0852) | 110 | 7.85 | 62 | 83.87 | 60 | iodine | [138] | [20] | 1 | 5 | 90 | abnormal | VUR - grade 3 | 7.8373 | 10.1721 | 79.7219 | 32.8656 | 42.6569 | 1401.9446 | 2.4817e-16 | 1419.1087 | 2.6094 | 161.5909 | 740.6218 | 5.1005 | 864.4886 | 887.9 | 448.8861 | 1486.1596 | 4.0077 | 778.7409 | 398.6463 | 325.0193 | 11.2649 | 1037.072 | 13.3014 | 759.9231 | 1305.7993 | 746.0616 | 98.7791 | 38.6248 | 727.4856 | 352.1023 | 534.8814 | 602.0022 | 261.9658 | 286.896 | 942.7817 | 577.5176 | 511.3886
2573823 | VCUG_a | 14 | 05f_109019_419x230x572.dat | 0.0850;0.0850;0.1928 | 419;230;572 | (0.1749;69.2650;8.0852) | 110 | 9.9905 | 69 | 83.87 | 60 | iodine | [138] | [20] | 1 | 5 | 90 | abnormal | VUR - grade 3 | 7.8373 | 10.1721 | 79.7219 | 32.8656 | 42.6569 | 1401.9446 | 2.3996e-16 | 1475.5144 | 3.2778 | 188.0587 | 801.8937 | 6.2745 | 950.6703 | 984.1763 | 497.6725 | 1544.485 | 2.1141 | 845.4431 | 420.492 | 363.3609 | 12.2855 | 1116.2417 | 16.1016 | 833.6494 | 1353.5342 | 810.7286 | 115.3707 | 46.0457 | 800.6851 | 387.7772 | 586.7692 | 646.9142 | 278.2557 | 291.5514 | 1028.0592 | 618.5676 | 557.2346

## r.err
Git Commit | Procedure | Field # | Phantom | Voxel Size | Voxel Array | Source Coordinate | Peak Potential | HVL | Average Energy | FDD | SSD | Contrast Material | Contrast Location | Contrast Percentage | # of Radigraphs | Field Time | Total Procedure Time | Disease State | Disease | Field Width @ 20cm | Field Height @ 20cm | Field Area @ 20cm | Field Width @ Image | Field Height @ Image | Field Area @ Image | KAP | Adrenals | Brain | Breast | Colon | ET | GB-wall | Gonads | Ht-wall | Kidneys | Eye-lens | Liver | Lungs | Oesophagus | O-mucosa | Pancreas | S-glands | SI-wall | Spleen | St-wall | Thymus | Thyroid | UB-wall | R-marrow | Endost-BS | Lymph | Muscle | Skin | Prostate / Uterus | Remainder | Effective Dose
- | - | - | - | - | - | - | kVp | mm Al | keV | cm | cm | - | - | - | - | s | s | - | - | cm | cm | cm2 | cm | cm | cm2 | Gy-cm2 | mGy/Gy-cm2 | mGy/Gy-cm2 | mGy/Gy-cm2 | mGy/Gy-cm2 | mGy/Gy-cm2 | mGy/Gy-cm2 | mGy/Gy-cm2 | mGy/Gy-cm2 | mGy/Gy-cm2 | mGy/Gy-cm2 | mGy/Gy-cm2 | mGy/Gy-cm2 | mGy/Gy-cm2 | mGy/Gy-cm2 | mGy/Gy-cm2 | mGy/Gy-cm2 | mGy/Gy-cm2 | mGy/Gy-cm2 | mGy/Gy-cm2 | mGy/Gy-cm2 | mGy/Gy-cm2 | mGy/Gy-cm2 | mGy/Gy-cm2 | mGy/Gy-cm2 | mGy/Gy-cm2 | mGy/Gy-cm2 | mGy/Gy-cm2 | mGy/Gy-cm2 | mGy/Gy-cm2 | mSv/Gy-cm2
4428212 | VCUG | 1 | 00f_051004_345x211x716.dat | 0.0663;0.0663;0.0663 | 345;211;716 | (0.0901;67.0610;-2.6929) | 60 | 2.5 | 38 | 76.6025 | 60 | iodine | [138] | [0] | 1 | 5 | 60 | normal | none | 4.788 | 5.3314 | 25.5263 | 18.3385 | 20.4197 | 374.4669 | 0 | 0.0026 | 0.0124 | 0.0298 | 0.0024 | 0.1101 | 0.013 | 0.0168 | 0.0037 | 0.0012 | 0.5079 | 0.0007 | 0.0017 | 0.0095 | 0.0476 | 0.003 | 0.0312 | 0.0017 | 0.0022 | 0.0033 | 0.0098 | 0.0467 | 0.0052 | 0 | 0 | 0.0021 | 0.0004 | 0.001 | 0.0046 | 0 | 0
4428212 | VCUG | 1 | 00f_051004_345x211x716.dat | 0.0663;0.0663;0.0663 | 345;211;716 | (0.0901;67.0610;-2.6929) | 60 | 5.7448 | 47 | 76.6025 | 60 | iodine | [138] | [0] | 1 | 5 | 60 | normal | none | 4.788 | 5.3314 | 25.5263 | 18.3385 | 20.4197 | 374.4669 | 0 | 0.0029 | 0.0093 | 0.027 | 0.0023 | 0.0813 | 0.0126 | 0.0162 | 0.0035 | 0.0013 | 0.3039 | 0.0008 | 0.0018 | 0.0093 | 0.0396 | 0.0032 | 0.0252 | 0.0017 | 0.0024 | 0.0033 | 0.0084 | 0.0374 | 0.005 | 0 | 0 | 0.0023 | 0.0005 | 0.0013 | 0.0045 | 0 | 0
4428212 | VCUG | 1 | 00f_051004_345x211x716.dat | 0.0663;0.0663;0.0663 | 345;211;716 | (0.0901;67.0610;-2.6929) | 60 | 6.3535 | 49 | 76.6025 | 60 | iodine | [138] | [0] | 1 | 5 | 60 | normal | none | 4.788 | 5.3314 | 25.5263 | 18.3385 | 20.4197 | 374.4669 | 0 | 0.0029 | 0.0089 | 0.0267 | 0.0024 | 0.0795 | 0.0126 | 0.0162 | 0.0035 | 0.0014 | 0.2907 | 0.0008 | 0.0018 | 0.0093 | 0.0385 | 0.0032 | 0.024 | 0.0017 | 0.0024 | 0.0033 | 0.0084 | 0.0369 | 0.005 | 0 | 0 | 0.0023 | 0.0005 | 0.0013 | 0.0045 | 0 | 0
4428212 | VCUG | 1 | 00f_051004_345x211x716.dat | 0.0663;0.0663;0.0663 | 345;211;716 | (0.0901;67.0610;-2.6929) | 80 | 2.9 | 44 | 76.6025 | 60 | iodine | [138] | [0] | 1 | 5 | 60 | normal | none | 4.788 | 5.3314 | 25.5263 | 18.3385 | 20.4197 | 374.4669 | 0 | 0.0027 | 0.0104 | 0.0279 | 0.0024 | 0.0889 | 0.0129 | 0.0166 | 0.0036 | 0.0013 | 0.4055 | 0.0008 | 0.0017 | 0.0094 | 0.0439 | 0.0031 | 0.0277 | 0.0017 | 0.0023 | 0.0033 | 0.0093 | 0.0412 | 0.0051 | 0 | 0 | 0.0022 | 0.0005 | 0.0011 | 0.0046 | 0 | 0
4428212 | VCUG | 1 | 00f_051004_345x211x716.dat | 0.0663;0.0663;0.0663 | 345;211;716 | (0.0901;67.0610;-2.6929) | 80 | 7.702 | 57 | 76.6025 | 60 | iodine | [138] | [0] | 1 | 5 | 60 | normal | none | 4.788 | 5.3314 | 25.5263 | 18.3385 | 20.4197 | 374.4669 | 0 | 0.0029 | 0.008 | 0.0251 | 0.0023 | 0.0717 | 0.0124 | 0.016 | 0.0034 | 0.0014 | 0.2373 | 0.0008 | 0.0018 | 0.0091 | 0.0372 | 0.0032 | 0.0224 | 0.0017 | 0.0025 | 0.0033 | 0.0081 | 0.0351 | 0.0049 | 0 | 0 | 0.0023 | 0.0005 | 0.0013 | 0.0045 | 0 | 0
4428212 | VCUG | 1 | 00f_051004_345x211x716.dat | 0.0663;0.0663;0.0663 | 345;211;716 | (0.0901;67.0610;-2.6929) | 80 | 8.502 | 60 | 76.6025 | 60 | iodine | [138] | [0] | 1 | 5 | 60 | normal | none | 4.788 | 5.3314 | 25.5263 | 18.3385 | 20.4197 | 374.4669 | 0 | 0.0029 | 0.0077 | 0.0249 | 0.0023 | 0.0694 | 0.0123 | 0.016 | 0.0034 | 0.0014 | 0.2794 | 0.0008 | 0.0018 | 0.0091 | 0.0356 | 0.0032 | 0.0222 | 0.0017 | 0.0025 | 0.0033 | 0.0081 | 0.0355 | 0.0049 | 0 | 0 | 0.0023 | 0.0005 | 0.0013 | 0.0045 | 0 | 0
4428212 | VCUG | 1 | 00f_051004_345x211x716.dat | 0.0663;0.0663;0.0663 | 345;211;716 | (0.0901;67.0610;-2.6929) | 110 | 3.9 | 52 | 76.6025 | 60 | iodine | [138] | [0] | 1 | 5 | 60 | normal | none | 4.788 | 5.3314 | 25.5263 | 18.3385 | 20.4197 | 374.4669 | 0 | 0.0027 | 0.009 | 0.026 | 0.0023 | 0.081 | 0.0124 | 0.016 | 0.0035 | 0.0013 | 0.2617 | 0.0008 | 0.0018 | 0.0092 | 0.0399 | 0.0031 | 0.0247 | 0.0017 | 0.0023 | 0.0032 | 0.0087 | 0.0398 | 0.005 | 0 | 0 | 0.0022 | 0.0005 | 0.0011 | 0.0045 | 0 | 0
4428212 | VCUG | 1 | 00f_051004_345x211x716.dat | 0.0663;0.0663;0.0663 | 345;211;716 | (0.0901;67.0610;-2.6929) | 110 | 7.85 | 62 | 76.6025 | 60 | iodine | [138] | [0] | 1 | 5 | 60 | normal | none | 4.788 | 5.3314 | 25.5263 | 18.3385 | 20.4197 | 374.4669 | 0 | 0.0028 | 0.0077 | 0.0241 | 0.0023 | 0.0683 | 0.0121 | 0.0153 | 0.0034 | 0.0014 | 0.2437 | 0.0008 | 0.0018 | 0.0089 | 0.0346 | 0.0031 | 0.0223 | 0.0016 | 0.0024 | 0.0032 | 0.0081 | 0.0346 | 0.0048 | 0 | 0 | 0.0023 | 0.0005 | 0.0012 | 0.0044 | 0 | 0
4428212 | VCUG | 1 | 00f_051004_345x211x716.dat | 0.0663;0.0663;0.0663 | 345;211;716 | (0.0901;67.0610;-2.6929) | 110 | 9.9905 | 69 | 76.6025 | 60 | iodine | [138] | [0] | 1 | 5 | 60 | normal | none | 4.788 | 5.3314 | 25.5263 | 18.3385 | 20.4197 | 374.4669 | 0 | 0.0028 | 0.0072 | 0.0232 | 0.0022 | 0.0655 | 0.0118 | 0.0151 | 0.0033 | 0.0014 | 0.266 | 0.0008 | 0.0018 | 0.0088 | 0.0347 | 0.0031 | 0.021 | 0.0016 | 0.0024 | 0.0031 | 0.0078 | 0.0342 | 0.0048 | 0 | 0 | 0.0022 | 0.0005 | 0.0013 | 0.0043 | 0 | 0
4428212 | VCUG | 2 | 00f_051004_345x211x716.dat | 0.0663;0.0663;0.0663 | 345;211;716 | (0.0769;67.0610;-7.5732) | 60 | 2.5 | 38 | 76.6025 | 60 | iodine | [138] | [10] | 0 | 5 | 60 | normal | none | 3.192 | 2.2674 | 7.2375 | 12.2257 | 8.6845 | 106.1738 | 0 | 0.0131 | 0.0254 | 0.1694 | 0.0021 | 0.3343 | 0.0385 | 0.0103 | 0.0179 | 0.0031 | 1 | 0.0031 | 0.0106 | 0.0534 | 0.1389 | 0.0101 | 0.0925 | 0.0018 | 0.0125 | 0.0109 | 0.0363 | 0.1532 | 0.0029 | 0 | 0 | 0.0028 | 0.0004 | 0.0012 | 0.0026 | 0 | 0
4428212 | VCUG | 2 | 00f_051004_345x211x716.dat | 0.0663;0.0663;0.0663 | 345;211;716 | (0.0769;67.0610;-7.5732) | 60 | 5.7448 | 47 | 76.6025 | 60 | iodine | [138] | [10] | 0 | 5 | 60 | normal | none | 3.192 | 2.2674 | 7.2375 | 12.2257 | 8.6845 | 106.1738 | 0 | 0.011 | 0.0199 | 0.1283 | 0.0021 | 0.1817 | 0.0338 | 0.0101 | 0.0138 | 0.0028 | 0.785 | 0.0026 | 0.0083 | 0.0414 | 0.1132 | 0.0086 | 0.0722 | 0.0017 | 0.0103 | 0.0092 | 0.027 | 0.1016 | 0.0029 | 0 | 0 | 0.0029 | 0.0004 | 0.0014 | 0.0026 | 0 | 0
4428212 | VCUG | 2 | 00f_051004_345x211x716.dat | 0.0663;0.0663;0.0663 | 345;211;716 | (0.0769;67.0610;-7.5732) | 60 | 6.3535 | 49 | 76.6025 | 60 | iodine | [138] | [10] | 0 | 5 | 60 | normal | none | 3.192 | 2.2674 | 7.2375 | 12.2257 | 8.6845 | 106.1738 | 0 | 0.0108 | 0.0195 | 0.1174 | 0.0021 | 0.1834 | 0.0322 | 0.0101 | 0.0133 | 0.0028 | 0.7003 | 0.0026 | 0.008 | 0.0397 | 0.107 | 0.0085 | 0.0637 | 0.0017 | 0.0101 | 0.009 | 0.0263 | 0.1015 | 0.0029 | 0 | 0 | 0.0029 | 0.0004 | 0.0014 | 0.0027 | 0 | 0
4428212 | VCUG | 2 | 00f_051004_345x211x716.dat | 0.0663;0.0663;0.0663 | 345;211;716 | (0.0769;67.0610;-7.5732) | 80 | 2.9 | 44 | 76.6025 | 60 | iodine | [138] | [10] | 0 | 5 | 60 | normal | none | 3.192 | 2.2674 | 7.2375 | 12.2257 | 8.6845 | 106.1738 | 0 | 0.0121 | 0.0219 | 0.1527 | 0.0021 | 0.2115 | 0.036 | 0.0102 | 0.0156 | 0.003 | 1 | 0.0029 | 0.0093 | 0.047 | 0.129 | 0.0094 | 0.0764 | 0.0018 | 0.0115 | 0.0102 | 0.0306 | 0.1221 | 0.0029 | 0 | 0 | 0.0029 | 0.0004 | 0.0012 | 0.0026 | 0 | 0
4428212 | VCUG | 2 | 00f_051004_345x211x716.dat | 0.0663;0.0663;0.0663 | 345;211;716 | (0.0769;67.0610;-7.5732) | 80 | 7.702 | 57 | 76.6025 | 60 | iodine | [138] | [10] | 0 | 5 | 60 | normal | none | 3.192 | 2.2674 | 7.2375 | 12.2257 | 8.6845 | 106.1738 | 0 | 0.0103 | 0.017 | 0.1096 | 0.0021 | 0.1753 | 0.0305 | 0.0099 | 0.0123 | 0.0028 | 0.6216 | 0.0025 | 0.0074 | 0.0364 | 0.0909 | 0.0083 | 0.0575 | 0.0017 | 0.0097 | 0.0087 | 0.0232 | 0.0918 | 0.0029 | 0 | 0 | 0.0029 | 0.0004 | 0.0014 | 0.0026 | 0 | 0
4428212 | VCUG | 2 | 00f_051004_345x211x716.dat | 0.0663;0.0663;0.0663 | 345;211;716 | (0.0769;67.0610;-7.5732) | 80 | 8.502 | 60 | 76.6025 | 60 | iodine | [138] | [10] | 0 | 5 | 60 | normal | none | 3.192 | 2.2674 | 7.2375 | 12.2257 | 8.6845 | 106.1738 | 0 | 0.0102 | 0.0165 | 0.1113 | 0.0021 | 0.1668 | 0.0301 | 0.0098 | 0.012 | 0.0028 | 0.4832 | 0.0025 | 0.0073 | 0.036 | 0.0866 | 0.0082 | 0.0553 | 0.0017 | 0.0096 | 0.0086 | 0.0227 | 0.0895 | 0.0029 | 0 | 0 | 0.0029 | 0.0004 | 0.0014 | 0.0026 | 0 | 0
4428212 | VCUG | 2 | 00f_051004_345x211x716.dat | 0.0663;0.0663;0.0663 | 345;211;716 | (0.0769;67.0610;-7.5732) | 110 | 3.9 | 52 | 76.6025 | 60 | iodine | [138] | [10] | 0 | 5 | 60 | normal | none | 3.192 | 2.2674 | 7.2375 | 12.2257 | 8.6845 | 106.1738 | 0 | 0.0112 | 0.0186 | 0.1339 | 0.0021 | 0.1935 | 0.034 | 0.0099 | 0.0135 | 0.0029 | 0.6152 | 0.0027 | 0.0082 | 0.041 | 0.0979 | 0.0089 | 0.063 | 0.0017 | 0.0106 | 0.0094 | 0.026 | 0.1029 | 0.0029 | 0 | 0 | 0.0028 | 0.0004 | 0.0013 | 0.0026 | 0 | 0
4428212 | VCUG | 2 | 00f_051004_345x211x716.dat | 0.0663;0.0663;0.0663 | 345;211;716 | (0.0769;67.0610;-7.5732) | 110 | 7.85 | 62 | 76.6025 | 60 | iodine | [138] | [10] | 0 | 5 | 60 | normal | none | 3.192 | 2.2674 | 7.2375 | 12.2257 | 8.6845 | 106.1738 | 0 | 0.0102 | 0.0162 | 0.1112 | 0.0021 | 0.1626 | 0.0298 | 0.0096 | 0.012 | 0.0028 | 0.5588 | 0.0025 | 0.0073 | 0.0355 | 0.083 | 0.0082 | 0.0544 | 0.0016 | 0.0096 | 0.0086 | 0.0223 | 0.0915 | 0.0028 | 0 | 0 | 0.0028 | 0.0004 | 0.0014 | 0.0026 | 0 | 0
4428212 | VCUG | 2 | 00f_051004_345x211x716.dat | 0.0663;0.0663;0.0663 | 345;211;716 | (0.0769;67.0610;-7.5732) | 110 | 9.9905 | 69 | 76.6025 | 60 | iodine | [138] | [10] | 0 | 5 | 60 | normal | none | 3.192 | 2.2674 | 7.2375 | 12.2257 | 8.6845 | 106.1738 | 0 | 0.0099 | 0.0149 | 0.1012 | 0.002 | 0.1492 | 0.0286 | 0.0094 | 0.0113 | 0.0028 | 0.4169 | 0.0024 | 0.0069 | 0.0344 | 0.0821 | 0.008 | 0.0511 | 0.0016 | 0.0093 | 0.0083 | 0.021 | 0.0832 | 0.0028 | 0 | 0 | 0.0028 | 0.0004 | 0.0014 | 0.0025 | 0 | 0
4428212 | VCUG | 3 | 00f_051004_345x211x716.dat | 0.0663;0.0663;0.0663 | 345;211;716 | (0.0769;67.0610;-7.5732) | 60 | 2.5 | 38 | 76.6025 | 60 | iodine | [138] | [30] | 0 | 5 | 60 | normal | none | 3.192 | 2.2674 | 7.2375 | 12.2257 | 8.6845 | 106.1738 | 0 | 0.0131 | 0.0255 | 0.1674 | 0.0021 | 0.3308 | 0.0386 | 0.0103 | 0.0179 | 0.0031 | 1 | 0.0031 | 0.0106 | 0.0533 | 0.1388 | 0.0101 | 0.092 | 0.0018 | 0.0125 | 0.0109 | 0.0364 | 0.1534 | 0.003 | 0 | 0 | 0.0028 | 0.0004 | 0.0012 | 0.0026 | 0 | 0
4428212 | VCUG | 3 | 00f_051004_345x211x716.dat | 0.0663;0.0663;0.0663 | 345;211;716 | (0.0769;67.0610;-7.5732) | 60 | 5.7448 | 47 | 76.6025 | 60 | iodine | [138] | [30] | 0 | 5 | 60 | normal | none | 3.192 | 2.2674 | 7.2375 | 12.2257 | 8.6845 | 106.1738 | 0 | 0.0111 | 0.02 | 0.1281 | 0.0021 | 0.1816 | 0.0337 | 0.01 | 0.0138 | 0.0028 | 0.785 | 0.0026 | 0.0083 | 0.0414 | 0.1134 | 0.0086 | 0.0722 | 0.0017 | 0.0103 | 0.0092 | 0.0271 | 0.1018 | 0.0028 | 0 | 0 | 0.0029 | 0.0004 | 0.0014 | 0.0026 | 0 | 0
4428212 | VCUG | 3 | 00f_051004_345x211x716.dat | 0.0663;0.0663;0.0663 | 345;211;716 | (0.0769;67.0610;-7.5732) | 60 | 6.3535 | 49 | 76.6025 | 60 | iodine | [138] | [30] | 0 | 5 | 60 | normal | none | 3.192 | 2.2674 | 7.2375 | 12.2257 | 8.6845 | 106.1738 | 0 | 0.0108 | 0.0195 | 0.118 | 0.0021 | 0.1843 | 0.0321 | 0.01 | 0.0133 | 0.0028 | 0.7003 | 0.0026 | 0.008 | 0.0399 | 0.1063 | 0.0085 | 0.0638 | 0.0017 | 0.0101 | 0.0091 | 0.0263 | 0.1038 | 0.0028 | 0 | 0 | 0.0029 | 0.0004 | 0.0014 | 0.0026 | 0 | 0
4428212 | VCUG | 3 | 00f_051004_345x211x716.dat | 0.0663;0.0663;0.0663 | 345;211;716 | (0.0769;67.0610;-7.5732) | 80 | 2.9 | 44 | 76.6025 | 60 | iodine | [138] | [30] | 0 | 5 | 60 | normal | none | 3.192 | 2.2674 | 7.2375 | 12.2257 | 8.6845 | 106.1738 | 0 | 0.0122 | 0.022 | 0.1518 | 0.0021 | 0.2094 | 0.0362 | 0.0101 | 0.0157 | 0.003 | 0 | 0.0029 | 0.0093 | 0.0468 | 0.1294 | 0.0094 | 0.0768 | 0.0018 | 0.0115 | 0.0102 | 0.0307 | 0.1205 | 0.0029 | 0 | 0 | 0.0029 | 0.0004 | 0.0012 | 0.0026 | 0 | 0
4428212 | VCUG | 3 | 00f_051004_345x211x716.dat | 0.0663;0.0663;0.0663 | 345;211;716 | (0.0769;67.0610;-7.5732) | 80 | 7.702 | 57 | 76.6025 | 60 | iodine | [138] | [30] | 0 | 5 | 60 | normal | none | 3.192 | 2.2674 | 7.2375 | 12.2257 | 8.6845 | 106.1738 | 0 | 0.0103 | 0.017 | 0.1097 | 0.0021 | 0.1753 | 0.0306 | 0.0098 | 0.0124 | 0.0028 | 0.7013 | 0.0025 | 0.0074 | 0.0364 | 0.0924 | 0.0083 | 0.0579 | 0.0017 | 0.0097 | 0.0087 | 0.0233 | 0.0922 | 0.0028 | 0 | 0 | 0.0029 | 0.0004 | 0.0014 | 0.0026 | 0 | 0
4428212 | VCUG | 3 | 00f_051004_345x211x716.dat | 0.0663;0.0663;0.0663 | 345;211;716 | (0.0769;67.0610;-7.5732) | 80 | 8.502 | 60 | 76.6025 | 60 | iodine | [138] | [30] | 0 | 5 | 60 | normal | none | 3.192 | 2.2674 | 7.2375 | 12.2257 | 8.6845 | 106.1738 | 0 | 0.0102 | 0.0165 | 0.112 | 0.0021 | 0.1668 | 0.03 | 0.0098 | 0.012 | 0.0028 | 0.5505 | 0.0025 | 0.0073 | 0.0361 | 0.0871 | 0.0082 | 0.0557 | 0.0017 | 0.0096 | 0.0086 | 0.0227 | 0.0902 | 0.0028 | 0 | 0 | 0.0029 | 0.0004 | 0.0014 | 0.0026 | 0 | 0
4428212 | VCUG | 3 | 00f_051004_345x211x716.dat | 0.0663;0.0663;0.0663 | 345;211;716 | (0.0769;67.0610;-7.5732) | 110 | 3.9 | 52 | 76.6025 | 60 | iodine | [138] | [30] | 0 | 5 | 60 | normal | none | 3.192 | 2.2674 | 7.2375 | 12.2257 | 8.6845 | 106.1738 | 0 | 0.0112 | 0.0186 | 0.1335 | 0.0021 | 0.1968 | 0.0342 | 0.0099 | 0.0135 | 0.0029 | 0.6343 | 0.0027 | 0.0083 | 0.0412 | 0.0992 | 0.0089 | 0.0629 | 0.0017 | 0.0106 | 0.0095 | 0.0261 | 0.1021 | 0.0028 | 0 | 0 | 0.0028 | 0.0004 | 0.0013 | 0.0026 | 0 | 0
4428212 | VCUG | 3 | 00f_051004_345x211x716.dat | 0.0663;0.0663;0.0663 | 345;211;716 | (0.0769;67.0610;-7.5732) | 110 | 7.85 | 62 | 76.6025 | 60 | iodine | [138] | [30] | 0 | 5 | 60 | normal | none | 3.192 | 2.2674 | 7.2375 | 12.2257 | 8.6845 | 106.1738 | 0 | 0.0102 | 0.0162 | 0.1142 | 0.0021 | 0.1668 | 0.0298 | 0.0096 | 0.0121 | 0.0028 | 0.5588 | 0.0025 | 0.0073 | 0.0355 | 0.0837 | 0.0083 | 0.0546 | 0.0016 | 0.0096 | 0.0086 | 0.0224 | 0.0925 | 0.0028 | 0 | 0 | 0.0028 | 0.0004 | 0.0014 | 0.0025 | 0 | 0
4428212 | VCUG | 3 | 00f_051004_345x211x716.dat | 0.0663;0.0663;0.0663 | 345;211;716 | (0.0769;67.0610;-7.5732) | 110 | 9.9905 | 69 | 76.6025 | 60 | iodine | [138] | [30] | 0 | 5 | 60 | normal | none | 3.192 | 2.2674 | 7.2375 | 12.2257 | 8.6845 | 106.1738 | 0 | 0.0099 | 0.015 | 0.1008 | 0.002 | 0.1463 | 0.0285 | 0.0094 | 0.0114 | 0.0028 | 0.3967 | 0.0024 | 0.0069 | 0.0344 | 0.0815 | 0.008 | 0.051 | 0.0016 | 0.0093 | 0.0083 | 0.021 | 0.0838 | 0.0027 | 0 | 0 | 0.0028 | 0.0004 | 0.0014 | 0.0025 | 0 | 0
4428212 | VCUG | 4 | 00f_051004_345x211x716.dat | 0.0663;0.0663;0.0663 | 345;211;716 | (0.0769;67.0610;-7.5732) | 60 | 2.5 | 38 | 76.6025 | 60 | iodine | [138] | [50] | 0 | 5 | 60 | normal | none | 3.192 | 2.2674 | 7.2375 | 12.2257 | 8.6845 | 106.1738 | 0 | 0.0131 | 0.0255 | 0.1698 | 0.0021 | 0.3174 | 0.0386 | 0.0103 | 0.0179 | 0.0031 | 1 | 0.0031 | 0.0106 | 0.0533 | 0.1401 | 0.0101 | 0.0936 | 0.0018 | 0.0125 | 0.011 | 0.0364 | 0.155 | 0.003 | 0 | 0 | 0.0028 | 0.0004 | 0.0012 | 0.0026 | 0 | 0
4428212 | VCUG | 4 | 00f_051004_345x211x716.dat | 0.0663;0.0663;0.0663 | 345;211;716 | (0.0769;67.0610;-7.5732) | 60 | 5.7448 | 47 | 76.6025 | 60 | iodine | [138] | [50] | 0 | 5 | 60 | normal | none | 3.192 | 2.2674 | 7.2375 | 12.2257 | 8.6845 | 106.1738 | 0 | 0.0111 | 0.02 | 0.1293 | 0.0021 | 0.1811 | 0.0337 | 0.01 | 0.0138 | 0.0028 | 0.785 | 0.0026 | 0.0083 | 0.0414 | 0.113 | 0.0086 | 0.0719 | 0.0017 | 0.0103 | 0.0092 | 0.0272 | 0.1027 | 0.0028 | 0 | 0 | 0.0029 | 0.0004 | 0.0014 | 0.0026 | 0 | 0
4428212 | VCUG | 4 | 00f_051004_345x211x716.dat | 0.0663;0.0663;0.0663 | 345;211;716 | (0.0769;67.0610;-7.5732) | 60 | 6.3535 | 49 | 76.6025 | 60 | iodine | [138] | [50] | 0 | 5 | 60 | normal | none | 3.192 | 2.2674 | 7.2375 | 12.2257 | 8.6845 | 106.1738 | 0 | 0.0109 | 0.0195 | 0.1194 | 0.0021 | 0.1814 | 0.0321 | 0.01 | 0.0133 | 0.0028 | 0.7003 | 0.0026 | 0.008 | 0.0399 | 0.1081 | 0.0085 | 0.0636 | 0.0017 | 0.0101 | 0.0091 | 0.0264 | 0.1038 | 0.0028 | 0 | 0 | 0.0029 | 0.0004 | 0.0014 | 0.0026 | 0 | 0
4428212 | VCUG | 4 | 00f_051004_345x211x716.dat | 0.0663;0.0663;0.0663 | 345;211;716 | (0.0769;67.0610;-7.5732) | 80 | 2.9 | 44 | 76.6025 | 60 | iodine | [138] | [50] | 0 | 5 | 60 | normal | none | 3.192 | 2.2674 | 7.2375 | 12.2257 | 8.6845 | 106.1738 | 0 | 0.0122 | 0.022 | 0.1527 | 0.0021 | 0.2059 | 0.0362 | 0.0101 | 0.0157 | 0.003 | 0 | 0.0029 | 0.0094 | 0.0469 | 0.1288 | 0.0094 | 0.0774 | 0.0018 | 0.0115 | 0.0102 | 0.0307 | 0.1223 | 0.0029 | 0 | 0 | 0.0029 | 0.0004 | 0.0012 | 0.0026 | 0 | 0
4428212 | VCUG | 4 | 00f_051004_345x211x716.dat | 0.0663;0.0663;0.0663 | 345;211;716 | (0.0769;67.0610;-7.5732) | 80 | 7.702 | 57 | 76.6025 | 60 | iodine | [138] | [50] | 0 | 5 | 60 | normal | none | 3.192 | 2.2674 | 7.2375 | 12.2257 | 8.6845 | 106.1738 | 0 | 0.0104 | 0.017 | 0.1102 | 0.0021 | 0.1752 | 0.0305 | 0.0098 | 0.0124 | 0.0028 | 0.7013 | 0.0025 | 0.0075 | 0.0365 | 0.0923 | 0.0083 | 0.0581 | 0.0017 | 0.0097 | 0.0087 | 0.0233 | 0.0931 | 0.0028 | 0 | 0 | 0.0029 | 0.0004 | 0.0014 | 0.0026 | 0 | 0
4428212 | VCUG | 4 | 00f_051004_345x211x716.dat | 0.0663;0.0663;0.0663 | 345;211;716 | (0.0769;67.0610;-7.5732) | 80 | 8.502 | 60 | 76.6025 | 60 | iodine | [138] | [50] | 0 | 5 | 60 | normal | none | 3.192 | 2.2674 | 7.2375 | 12.2257 | 8.6845 | 106.1738 | 0 | 0.0103 | 0.0165 | 0.1115 | 0.0021 | 0.166 | 0.03 | 0.0098 | 0.0121 | 0.0028 | 0.5505 | 0.0025 | 0.0073 | 0.0362 | 0.0879 | 0.0082 | 0.0558 | 0.0017 | 0.0096 | 0.0086 | 0.0228 | 0.0906 | 0.0028 | 0 | 0 | 0.0029 | 0.0004 | 0.0014 | 0.0026 | 0 | 0
4428212 | VCUG | 4 | 00f_051004_345x211x716.dat | 0.0663;0.0663;0.0663 | 345;211;716 | (0.0769;67.0610;-7.5732) | 110 | 3.9 | 52 | 76.6025 | 60 | iodine | [138] | [50] | 0 | 5 | 60 | normal | none | 3.192 | 2.2674 | 7.2375 | 12.2257 | 8.6845 | 106.1738 | 0 | 0.0112 | 0.0186 | 0.1343 | 0.0021 | 0.1924 | 0.0341 | 0.0099 | 0.0136 | 0.0029 | 0.6343 | 0.0027 | 0.0083 | 0.0413 | 0.0989 | 0.0089 | 0.063 | 0.0017 | 0.0106 | 0.0095 | 0.0261 | 0.1023 | 0.0029 | 0 | 0 | 0.0028 | 0.0004 | 0.0013 | 0.0026 | 0 | 0
4428212 | VCUG | 4 | 00f_051004_345x211x716.dat | 0.0663;0.0663;0.0663 | 345;211;716 | (0.0769;67.0610;-7.5732) | 110 | 7.85 | 62 | 76.6025 | 60 | iodine | [138] | [50] | 0 | 5 | 60 | normal | none | 3.192 | 2.2674 | 7.2375 | 12.2257 | 8.6845 | 106.1738 | 0 | 0.0102 | 0.0162 | 0.1132 | 0.0021 | 0.1707 | 0.0298 | 0.0096 | 0.0121 | 0.0028 | 0.5588 | 0.0025 | 0.0073 | 0.0354 | 0.0832 | 0.0083 | 0.0548 | 0.0016 | 0.0097 | 0.0086 | 0.0225 | 0.0922 | 0.0028 | 0 | 0 | 0.0028 | 0.0004 | 0.0014 | 0.0025 | 0 | 0
4428212 | VCUG | 4 | 00f_051004_345x211x716.dat | 0.0663;0.0663;0.0663 | 345;211;716 | (0.0769;67.0610;-7.5732) | 110 | 9.9905 | 69 | 76.6025 | 60 | iodine | [138] | [50] | 0 | 5 | 60 | normal | none | 3.192 | 2.2674 | 7.2375 | 12.2257 | 8.6845 | 106.1738 | 0 | 0.0099 | 0.015 | 0.0995 | 0.002 | 0.1485 | 0.0285 | 0.0094 | 0.0114 | 0.0028 | 0.3967 | 0.0024 | 0.0069 | 0.0344 | 0.0814 | 0.008 | 0.051 | 0.0016 | 0.0093 | 0.0083 | 0.0211 | 0.0835 | 0.0027 | 0 | 0 | 0.0028 | 0.0004 | 0.0014 | 0.0025 | 0 | 0
4428212 | VCUG | 5 | 00f_051004_345x211x716.dat | 0.0663;0.0663;0.0663 | 345;211;716 | (-0.7309;68.4855;-5.9997) | 60 | 2.5 | 38 | 77.7048 | 60 | iodine | [138] | [50] | 0 | 5 | 60 | normal | none | 4.3884 | 3.1382 | 13.772 | 17.0501 | 12.1929 | 207.8889 | 0 | 0.0087 | 0.022 | 0.1418 | 0.002 | 0.2465 | 0.0281 | 0.0145 | 0.0128 | 0.0015 | 0.7087 | 0.0019 | 0.0078 | 0.0354 | 0.114 | 0.0057 | 0.0751 | 0.0015 | 0.0078 | 0.0068 | 0.0277 | 0.1215 | 0.0043 | 0 | 0 | 0.0021 | 0.0004 | 0.001 | 0.004 | 0 | 0
4428212 | VCUG | 5 | 00f_051004_345x211x716.dat | 0.0663;0.0663;0.0663 | 345;211;716 | (-0.7309;68.4855;-5.9997) | 60 | 5.7448 | 47 | 77.7048 | 60 | iodine | [138] | [50] | 0 | 5 | 60 | normal | none | 4.3884 | 3.1382 | 13.772 | 17.0501 | 12.1929 | 207.8889 | 0 | 0.0079 | 0.0175 | 0.1025 | 0.0021 | 0.1492 | 0.0244 | 0.0136 | 0.0105 | 0.0015 | 0.5827 | 0.0018 | 0.0063 | 0.0309 | 0.0876 | 0.0056 | 0.0544 | 0.0015 | 0.0071 | 0.0063 | 0.021 | 0.0867 | 0.004 | 0 | 0 | 0.0023 | 0.0005 | 0.0013 | 0.0037 | 0 | 0
4428212 | VCUG | 5 | 00f_051004_345x211x716.dat | 0.0663;0.0663;0.0663 | 345;211;716 | (-0.7309;68.4855;-5.9997) | 60 | 6.3535 | 49 | 77.7048 | 60 | iodine | [138] | [50] | 0 | 5 | 60 | normal | none | 4.3884 | 3.1382 | 13.772 | 17.0501 | 12.1929 | 207.8889 | 0 | 0.0078 | 0.0167 | 0.0977 | 0.0021 | 0.1394 | 0.0246 | 0.0136 | 0.0102 | 0.0016 | 0.5865 | 0.0018 | 0.0062 | 0.0302 | 0.0821 | 0.0056 | 0.0536 | 0.0015 | 0.0071 | 0.0063 | 0.0202 | 0.0845 | 0.004 | 0 | 0 | 0.0023 | 0.0005 | 0.0013 | 0.0037 | 0 | 0
4428212 | VCUG | 5 | 00f_051004_345x211x716.dat | 0.0663;0.0663;0.0663 | 345;211;716 | (-0.7309;68.4855;-5.9997) | 80 | 2.9 | 44 | 77.7048 | 60 | iodine | [138] | [50] | 0 | 5 | 60 | normal | none | 4.3884 | 3.1382 | 13.772 | 17.0501 | 12.1929 | 207.8889 | 0 | 0.0084 | 0.0188 | 0.1105 | 0.0021 | 0.1802 | 0.0265 | 0.0142 | 0.0116 | 0.0015 | 0.4374 | 0.0019 | 0.0071 | 0.0343 | 0.1023 | 0.0057 | 0.0604 | 0.0015 | 0.0076 | 0.0066 | 0.0236 | 0.093 | 0.0042 | 0 | 0 | 0.0022 | 0.0005 | 0.0011 | 0.0039 | 0 | 0
4428212 | VCUG | 5 | 00f_051004_345x211x716.dat | 0.0663;0.0663;0.0663 | 345;211;716 | (-0.7309;68.4855;-5.9997) | 80 | 7.702 | 57 | 77.7048 | 60 | iodine | [138] | [50] | 0 | 5 | 60 | normal | none | 4.3884 | 3.1382 | 13.772 | 17.0501 | 12.1929 | 207.8889 | 0 | 0.0077 | 0.0147 | 0.0941 | 0.0021 | 0.1446 | 0.0236 | 0.0133 | 0.0096 | 0.0016 | 0.4738 | 0.0017 | 0.0059 | 0.0281 | 0.0734 | 0.0056 | 0.0485 | 0.0015 | 0.0071 | 0.0062 | 0.0186 | 0.0807 | 0.0039 | 0 | 0 | 0.0023 | 0.0005 | 0.0013 | 0.0037 | 0 | 0
4428212 | VCUG | 5 | 00f_051004_345x211x716.dat | 0.0663;0.0663;0.0663 | 345;211;716 | (-0.7309;68.4855;-5.9997) | 80 | 8.502 | 60 | 77.7048 | 60 | iodine | [138] | [50] | 0 | 5 | 60 | normal | none | 4.3884 | 3.1382 | 13.772 | 17.0501 | 12.1929 | 207.8889 | 0 | 0.0076 | 0.0141 | 0.0894 | 0.0021 | 0.1386 | 0.0233 | 0.0132 | 0.0095 | 0.0016 | 0.2749 | 0.0017 | 0.0058 | 0.0277 | 0.0726 | 0.0057 | 0.0469 | 0.0015 | 0.0071 | 0.0062 | 0.0182 | 0.0778 | 0.0039 | 0 | 0 | 0.0023 | 0.0005 | 0.0013 | 0.0037 | 0 | 0
4428212 | VCUG | 5 | 00f_051004_345x211x716.dat | 0.0663;0.0663;0.0663 | 345;211;716 | (-0.7309;68.4855;-5.9997) | 110 | 3.9 | 52 | 77.7048 | 60 | iodine | [138] | [50] | 0 | 5 | 60 | normal | none | 4.3884 | 3.1382 | 13.772 | 17.0501 | 12.1929 | 207.8889 | 0 | 0.0081 | 0.0161 | 0.0991 | 0.002 | 0.1493 | 0.0252 | 0.0135 | 0.0106 | 0.0015 | 0.4717 | 0.0018 | 0.0064 | 0.0306 | 0.0815 | 0.0057 | 0.0525 | 0.0014 | 0.0073 | 0.0064 | 0.0206 | 0.0863 | 0.004 | 0 | 0 | 0.0022 | 0.0005 | 0.0011 | 0.0037 | 0 | 0
4428212 | VCUG | 5 | 00f_051004_345x211x716.dat | 0.0663;0.0663;0.0663 | 345;211;716 | (-0.7309;68.4855;-5.9997) | 110 | 7.85 | 62 | 77.7048 | 60 | iodine | [138] | [50] | 0 | 5 | 60 | normal | none | 4.3884 | 3.1382 | 13.772 | 17.0501 | 12.1929 | 207.8889 | 0 | 0.0076 | 0.0139 | 0.0868 | 0.002 | 0.1315 | 0.0234 | 0.0129 | 0.0095 | 0.0015 | 0.3611 | 0.0017 | 0.0058 | 0.028 | 0.0716 | 0.0056 | 0.0455 | 0.0014 | 0.0071 | 0.0062 | 0.0182 | 0.0768 | 0.0038 | 0 | 0 | 0.0022 | 0.0005 | 0.0013 | 0.0036 | 0 | 0
4428212 | VCUG | 5 | 00f_051004_345x211x716.dat | 0.0663;0.0663;0.0663 | 345;211;716 | (-0.7309;68.4855;-5.9997) | 110 | 9.9905 | 69 | 77.7048 | 60 | iodine | [138] | [50] | 0 | 5 | 60 | normal | none | 4.3884 | 3.1382 | 13.772 | 17.0501 | 12.1929 | 207.8889 | 0 | 0.0075 | 0.0129 | 0.089 | 0.002 | 0.1188 | 0.0226 | 0.0125 | 0.0091 | 0.0016 | 0.3045 | 0.0017 | 0.0056 | 0.0272 | 0.0682 | 0.0056 | 0.0418 | 0.0014 | 0.007 | 0.0061 | 0.0172 | 0.0696 | 0.0038 | 0 | 0 | 0.0022 | 0.0005 | 0.0013 | 0.0035 | 0 | 0
4428212 | VCUG | 6 | 00f_051004_345x211x716.dat | 0.0663;0.0663;0.0663 | 345;211;716 | (0.8757;68.3448;-5.9918) | 60 | 2.5 | 38 | 77.7048 | 60 | iodine | [138] | [50] | 0 | 5 | 60 | normal | none | 4.4039 | 3.1379 | 13.8191 | 17.1101 | 12.1916 | 208.6007 | 0 | 0.0086 | 0.0221 | 0.1239 | 0.0021 | 0.2837 | 0.0245 | 0.0144 | 0.0134 | 0.0014 | 0.9182 | 0.0014 | 0.0078 | 0.039 | 0.1027 | 0.0069 | 0.0766 | 0.0016 | 0.0091 | 0.0075 | 0.0278 | 0.1215 | 0.0043 | 0 | 0 | 0.0021 | 0.0004 | 0.001 | 0.0039 | 0 | 0
4428212 | VCUG | 6 | 00f_051004_345x211x716.dat | 0.0663;0.0663;0.0663 | 345;211;716 | (0.8757;68.3448;-5.9918) | 60 | 5.7448 | 47 | 77.7048 | 60 | iodine | [138] | [50] | 0 | 5 | 60 | normal | none | 4.4039 | 3.1379 | 13.8191 | 17.1101 | 12.1916 | 208.6007 | 0 | 0.0078 | 0.0176 | 0.1045 | 0.0022 | 0.1518 | 0.0226 | 0.0135 | 0.0106 | 0.0015 | 0.541 | 0.0014 | 0.0064 | 0.0314 | 0.0879 | 0.0063 | 0.0565 | 0.0016 | 0.0079 | 0.0067 | 0.0211 | 0.084 | 0.004 | 0 | 0 | 0.0023 | 0.0005 | 0.0013 | 0.0037 | 0 | 0
4428212 | VCUG | 6 | 00f_051004_345x211x716.dat | 0.0663;0.0663;0.0663 | 345;211;716 | (0.8757;68.3448;-5.9918) | 60 | 6.3535 | 49 | 77.7048 | 60 | iodine | [138] | [50] | 0 | 5 | 60 | normal | none | 4.4039 | 3.1379 | 13.8191 | 17.1101 | 12.1916 | 208.6007 | 0 | 0.0078 | 0.0167 | 0.0997 | 0.0022 | 0.1616 | 0.0226 | 0.0134 | 0.0103 | 0.0015 | 0.5632 | 0.0015 | 0.0063 | 0.0304 | 0.0789 | 0.0063 | 0.0525 | 0.0016 | 0.0078 | 0.0066 | 0.0206 | 0.0863 | 0.004 | 0 | 0 | 0.0023 | 0.0005 | 0.0013 | 0.0037 | 0 | 0
4428212 | VCUG | 6 | 00f_051004_345x211x716.dat | 0.0663;0.0663;0.0663 | 345;211;716 | (0.8757;68.3448;-5.9918) | 80 | 2.9 | 44 | 77.7048 | 60 | iodine | [138] | [50] | 0 | 5 | 60 | normal | none | 4.4039 | 3.1379 | 13.8191 | 17.1101 | 12.1916 | 208.6007 | 0 | 0.0083 | 0.0189 | 0.1115 | 0.0021 | 0.2018 | 0.0237 | 0.014 | 0.0118 | 0.0014 | 0.58 | 0.0014 | 0.0071 | 0.0342 | 0.0991 | 0.0067 | 0.0615 | 0.0016 | 0.0086 | 0.0072 | 0.0233 | 0.1025 | 0.0042 | 0 | 0 | 0.0022 | 0.0005 | 0.0011 | 0.0039 | 0 | 0
4428212 | VCUG | 6 | 00f_051004_345x211x716.dat | 0.0663;0.0663;0.0663 | 345;211;716 | (0.8757;68.3448;-5.9918) | 80 | 7.702 | 57 | 77.7048 | 60 | iodine | [138] | [50] | 0 | 5 | 60 | normal | none | 4.4039 | 3.1379 | 13.8191 | 17.1101 | 12.1916 | 208.6007 | 0 | 0.0077 | 0.0148 | 0.0973 | 0.0021 | 0.1373 | 0.0219 | 0.0132 | 0.0098 | 0.0015 | 0.487 | 0.0015 | 0.0059 | 0.0289 | 0.0737 | 0.0062 | 0.0473 | 0.0015 | 0.0077 | 0.0065 | 0.0188 | 0.0754 | 0.0039 | 0 | 0 | 0.0023 | 0.0005 | 0.0013 | 0.0037 | 0 | 0
4428212 | VCUG | 6 | 00f_051004_345x211x716.dat | 0.0663;0.0663;0.0663 | 345;211;716 | (0.8757;68.3448;-5.9918) | 80 | 8.502 | 60 | 77.7048 | 60 | iodine | [138] | [50] | 0 | 5 | 60 | normal | none | 4.4039 | 3.1379 | 13.8191 | 17.1101 | 12.1916 | 208.6007 | 0 | 0.0076 | 0.0142 | 0.089 | 0.0021 | 0.1395 | 0.022 | 0.0132 | 0.0096 | 0.0015 | 0.4187 | 0.0015 | 0.0058 | 0.0284 | 0.0721 | 0.0062 | 0.0466 | 0.0015 | 0.0076 | 0.0065 | 0.0183 | 0.0705 | 0.0039 | 0 | 0 | 0.0023 | 0.0005 | 0.0013 | 0.0036 | 0 | 0
4428212 | VCUG | 6 | 00f_051004_345x211x716.dat | 0.0663;0.0663;0.0663 | 345;211;716 | (0.8757;68.3448;-5.9918) | 110 | 3.9 | 52 | 77.7048 | 60 | iodine | [138] | [50] | 0 | 5 | 60 | normal | none | 4.4039 | 3.1379 | 13.8191 | 17.1101 | 12.1916 | 208.6007 | 0 | 0.008 | 0.0162 | 0.1019 | 0.0021 | 0.1411 | 0.0228 | 0.0134 | 0.0108 | 0.0015 | 0.468 | 0.0014 | 0.0065 | 0.0315 | 0.081 | 0.0065 | 0.0538 | 0.0015 | 0.0081 | 0.0068 | 0.0207 | 0.0845 | 0.004 | 0 | 0 | 0.0022 | 0.0005 | 0.0011 | 0.0037 | 0 | 0
4428212 | VCUG | 6 | 00f_051004_345x211x716.dat | 0.0663;0.0663;0.0663 | 345;211;716 | (0.8757;68.3448;-5.9918) | 110 | 7.85 | 62 | 77.7048 | 60 | iodine | [138] | [50] | 0 | 5 | 60 | normal | none | 4.4039 | 3.1379 | 13.8191 | 17.1101 | 12.1916 | 208.6007 | 0 | 0.0076 | 0.014 | 0.0958 | 0.0021 | 0.1445 | 0.0217 | 0.0128 | 0.0096 | 0.0015 | 0.3519 | 0.0015 | 0.0058 | 0.0284 | 0.0727 | 0.0062 | 0.0459 | 0.0015 | 0.0076 | 0.0064 | 0.0182 | 0.0725 | 0.0038 | 0 | 0 | 0.0022 | 0.0005 | 0.0013 | 0.0036 | 0 | 0
4428212 | VCUG | 6 | 00f_051004_345x211x716.dat | 0.0663;0.0663;0.0663 | 345;211;716 | (0.8757;68.3448;-5.9918) | 110 | 9.9905 | 69 | 77.7048 | 60 | iodine | [138] | [50] | 0 | 5 | 60 | normal | none | 4.4039 | 3.1379 | 13.8191 | 17.1101 | 12.1916 | 208.6007 | 0 | 0.0075 | 0.0129 | 0.0889 | 0.0021 | 0.1204 | 0.0211 | 0.0126 | 0.0092 | 0.0015 | 0.3043 | 0.0015 | 0.0056 | 0.0269 | 0.0665 | 0.006 | 0.0425 | 0.0015 | 0.0074 | 0.0063 | 0.0171 | 0.0685 | 0.0038 | 0 | 0 | 0.0022 | 0.0005 | 0.0013 | 0.0035 | 0 | 0
4428212 | VCUG | 7 | 00f_051004_345x211x716.dat | 0.0663;0.0663;0.0663 | 345;211;716 | (0.0769;67.0610;-7.5732) | 60 | 2.5 | 38 | 76.6025 | 60 | iodine | [138] | [70] | 0 | 5 | 60 | normal | none | 3.192 | 2.2674 | 7.2375 | 12.2257 | 8.6845 | 106.1738 | 0 | 0.0131 | 0.0256 | 0.1696 | 0.0021 | 0.3132 | 0.0388 | 0.0103 | 0.0179 | 0.0031 | 1 | 0.0031 | 0.0107 | 0.0533 | 0.1427 | 0.0101 | 0.0931 | 0.0018 | 0.0125 | 0.011 | 0.0365 | 0.155 | 0.003 | 0 | 0 | 0.0028 | 0.0004 | 0.0012 | 0.0026 | 0 | 0
4428212 | VCUG | 7 | 00f_051004_345x211x716.dat | 0.0663;0.0663;0.0663 | 345;211;716 | (0.0769;67.0610;-7.5732) | 60 | 5.7448 | 47 | 76.6025 | 60 | iodine | [138] | [70] | 0 | 5 | 60 | normal | none | 3.192 | 2.2674 | 7.2375 | 12.2257 | 8.6845 | 106.1738 | 0 | 0.0111 | 0.0201 | 0.1286 | 0.0021 | 0.1816 | 0.0337 | 0.01 | 0.0138 | 0.0028 | 0.785 | 0.0026 | 0.0083 | 0.0415 | 0.1137 | 0.0086 | 0.0724 | 0.0017 | 0.0103 | 0.0093 | 0.0271 | 0.1033 | 0.0029 | 0 | 0 | 0.0029 | 0.0004 | 0.0014 | 0.0026 | 0 | 0
4428212 | VCUG | 7 | 00f_051004_345x211x716.dat | 0.0663;0.0663;0.0663 | 345;211;716 | (0.0769;67.0610;-7.5732) | 60 | 6.3535 | 49 | 76.6025 | 60 | iodine | [138] | [70] | 0 | 5 | 60 | normal | none | 3.192 | 2.2674 | 7.2375 | 12.2257 | 8.6845 | 106.1738 | 0 | 0.0108 | 0.0196 | 0.1185 | 0.0021 | 0.1874 | 0.0322 | 0.01 | 0.0134 | 0.0028 | 0.7003 | 0.0026 | 0.008 | 0.04 | 0.1086 | 0.0085 | 0.0636 | 0.0017 | 0.0101 | 0.0091 | 0.0264 | 0.104 | 0.0029 | 0 | 0 | 0.0029 | 0.0004 | 0.0014 | 0.0026 | 0 | 0
4428212 | VCUG | 7 | 00f_051004_345x211x716.dat | 0.0663;0.0663;0.0663 | 345;211;716 | (0.0769;67.0610;-7.5732) | 80 | 2.9 | 44 | 76.6025 | 60 | iodine | [138] | [70] | 0 | 5 | 60 | normal | none | 3.192 | 2.2674 | 7.2375 | 12.2257 | 8.6845 | 106.1738 | 0 | 0.0122 | 0.022 | 0.1541 | 0.0021 | 0.2127 | 0.0362 | 0.0101 | 0.0157 | 0.003 | 0 | 0.0029 | 0.0094 | 0.047 | 0.1294 | 0.0095 | 0.0779 | 0.0018 | 0.0115 | 0.0102 | 0.0308 | 0.122 | 0.003 | 0 | 0 | 0.0029 | 0.0004 | 0.0012 | 0.0026 | 0 | 0
4428212 | VCUG | 7 | 00f_051004_345x211x716.dat | 0.0663;0.0663;0.0663 | 345;211;716 | (0.0769;67.0610;-7.5732) | 80 | 7.702 | 57 | 76.6025 | 60 | iodine | [138] | [70] | 0 | 5 | 60 | normal | none | 3.192 | 2.2674 | 7.2375 | 12.2257 | 8.6845 | 106.1738 | 0 | 0.0104 | 0.017 | 0.1098 | 0.0021 | 0.1753 | 0.0306 | 0.0098 | 0.0124 | 0.0028 | 0.7013 | 0.0025 | 0.0075 | 0.0366 | 0.0927 | 0.0083 | 0.0581 | 0.0017 | 0.0097 | 0.0087 | 0.0234 | 0.0923 | 0.0028 | 0 | 0 | 0.0029 | 0.0004 | 0.0014 | 0.0026 | 0 | 0
4428212 | VCUG | 7 | 00f_051004_345x211x716.dat | 0.0663;0.0663;0.0663 | 345;211;716 | (0.0769;67.0610;-7.5732) | 80 | 8.502 | 60 | 76.6025 | 60 | iodine | [138] | [70] | 0 | 5 | 60 | normal | none | 3.192 | 2.2674 | 7.2375 | 12.2257 | 8.6845 | 106.1738 | 0 | 0.0103 | 0.0165 | 0.1127 | 0.0021 | 0.1689 | 0.0301 | 0.0098 | 0.0121 | 0.0028 | 0.5505 | 0.0025 | 0.0073 | 0.0362 | 0.0868 | 0.0082 | 0.0558 | 0.0017 | 0.0096 | 0.0086 | 0.0228 | 0.0906 | 0.0028 | 0 | 0 | 0.0029 | 0.0004 | 0.0014 | 0.0026 | 0 | 0
4428212 | VCUG | 7 | 00f_051004_345x211x716.dat | 0.0663;0.0663;0.0663 | 345;211;716 | (0.0769;67.0610;-7.5732) | 110 | 3.9 | 52 | 76.6025 | 60 | iodine | [138] | [70] | 0 | 5 | 60 | normal | none | 3.192 | 2.2674 | 7.2375 | 12.2257 | 8.6845 | 106.1738 | 0 | 0.0112 | 0.0186 | 0.1344 | 0.0021 | 0.1968 | 0.0342 | 0.0099 | 0.0136 | 0.0029 | 0.6343 | 0.0027 | 0.0083 | 0.0414 | 0.0993 | 0.0089 | 0.0631 | 0.0017 | 0.0106 | 0.0095 | 0.0261 | 0.1031 | 0.0029 | 0 | 0 | 0.0028 | 0.0004 | 0.0013 | 0.0026 | 0 | 0
4428212 | VCUG | 7 | 00f_051004_345x211x716.dat | 0.0663;0.0663;0.0663 | 345;211;716 | (0.0769;67.0610;-7.5732) | 110 | 7.85 | 62 | 76.6025 | 60 | iodine | [138] | [70] | 0 | 5 | 60 | normal | none | 3.192 | 2.2674 | 7.2375 | 12.2257 | 8.6845 | 106.1738 | 0 | 0.0102 | 0.0163 | 0.1135 | 0.0021 | 0.1702 | 0.03 | 0.0096 | 0.0121 | 0.0028 | 0.5588 | 0.0025 | 0.0073 | 0.0357 | 0.084 | 0.0083 | 0.0549 | 0.0016 | 0.0097 | 0.0086 | 0.0225 | 0.0923 | 0.0028 | 0 | 0 | 0.0028 | 0.0004 | 0.0014 | 0.0025 | 0 | 0
4428212 | VCUG | 7 | 00f_051004_345x211x716.dat | 0.0663;0.0663;0.0663 | 345;211;716 | (0.0769;67.0610;-7.5732) | 110 | 9.9905 | 69 | 76.6025 | 60 | iodine | [138] | [70] | 0 | 5 | 60 | normal | none | 3.192 | 2.2674 | 7.2375 | 12.2257 | 8.6845 | 106.1738 | 0 | 0.0099 | 0.015 | 0.1007 | 0.002 | 0.1475 | 0.0286 | 0.0094 | 0.0114 | 0.0028 | 0.3967 | 0.0024 | 0.0069 | 0.0344 | 0.0817 | 0.008 | 0.0515 | 0.0016 | 0.0093 | 0.0083 | 0.0211 | 0.0834 | 0.0027 | 0 | 0 | 0.0028 | 0.0004 | 0.0014 | 0.0025 | 0 | 0
4428212 | VCUG | 8 | 00f_051004_345x211x716.dat | 0.0663;0.0663;0.0663 | 345;211;716 | (0.0769;67.0610;-7.5732) | 60 | 2.5 | 38 | 76.6025 | 60 | iodine | [138] | [100] | 0 | 5 | 60 | normal | none | 3.192 | 2.2674 | 7.2375 | 12.2257 | 8.6845 | 106.1738 | 0 | 0.0131 | 0.0255 | 0.1693 | 0.0021 | 0.3174 | 0.0388 | 0.0103 | 0.018 | 0.0031 | 1 | 0.0031 | 0.0107 | 0.0533 | 0.1409 | 0.0101 | 0.0935 | 0.0018 | 0.0125 | 0.011 | 0.0365 | 0.155 | 0.0031 | 0 | 0 | 0.0028 | 0.0004 | 0.0012 | 0.0026 | 0 | 0
4428212 | VCUG | 8 | 00f_051004_345x211x716.dat | 0.0663;0.0663;0.0663 | 345;211;716 | (0.0769;67.0610;-7.5732) | 60 | 5.7448 | 47 | 76.6025 | 60 | iodine | [138] | [100] | 0 | 5 | 60 | normal | none | 3.192 | 2.2674 | 7.2375 | 12.2257 | 8.6845 | 106.1738 | 0 | 0.0111 | 0.0201 | 0.1293 | 0.0021 | 0.1817 | 0.0339 | 0.01 | 0.0139 | 0.0028 | 0.785 | 0.0026 | 0.0083 | 0.0415 | 0.1137 | 0.0087 | 0.073 | 0.0017 | 0.0104 | 0.0093 | 0.0272 | 0.1028 | 0.0029 | 0 | 0 | 0.0029 | 0.0004 | 0.0014 | 0.0026 | 0 | 0
4428212 | VCUG | 8 | 00f_051004_345x211x716.dat | 0.0663;0.0663;0.0663 | 345;211;716 | (0.0769;67.0610;-7.5732) | 60 | 6.3535 | 49 | 76.6025 | 60 | iodine | [138] | [100] | 0 | 5 | 60 | normal | none | 3.192 | 2.2674 | 7.2375 | 12.2257 | 8.6845 | 106.1738 | 0 | 0.0109 | 0.0196 | 0.1177 | 0.0021 | 0.1867 | 0.0322 | 0.01 | 0.0134 | 0.0028 | 0.7003 | 0.0026 | 0.008 | 0.04 | 0.1073 | 0.0085 | 0.0639 | 0.0017 | 0.0101 | 0.0091 | 0.0265 | 0.1039 | 0.0029 | 0 | 0 | 0.0029 | 0.0004 | 0.0014 | 0.0026 | 0 | 0
4428212 | VCUG | 8 | 00f_051004_345x211x716.dat | 0.0663;0.0663;0.0663 | 345;211;716 | (0.0769;67.0610;-7.5732) | 80 | 2.9 | 44 | 76.6025 | 60 | iodine | [138] | [100] | 0 | 5 | 60 | normal | none | 3.192 | 2.2674 | 7.2375 | 12.2257 | 8.6845 | 106.1738 | 0 | 0.0122 | 0.0221 | 0.1522 | 0.0021 | 0.2141 | 0.0363 | 0.0101 | 0.0157 | 0.003 | 0 | 0.0029 | 0.0094 | 0.047 | 0.1277 | 0.0095 | 0.0784 | 0.0018 | 0.0115 | 0.0103 | 0.0307 | 0.1209 | 0.003 | 0 | 0 | 0.0029 | 0.0004 | 0.0012 | 0.0026 | 0 | 0
4428212 | VCUG | 8 | 00f_051004_345x211x716.dat | 0.0663;0.0663;0.0663 | 345;211;716 | (0.0769;67.0610;-7.5732) | 80 | 7.702 | 57 | 76.6025 | 60 | iodine | [138] | [100] | 0 | 5 | 60 | normal | none | 3.192 | 2.2674 | 7.2375 | 12.2257 | 8.6845 | 106.1738 | 0 | 0.0104 | 0.0171 | 0.1091 | 0.0021 | 0.1747 | 0.0307 | 0.0098 | 0.0124 | 0.0028 | 0.7013 | 0.0025 | 0.0075 | 0.0367 | 0.0927 | 0.0083 | 0.0582 | 0.0017 | 0.0097 | 0.0087 | 0.0234 | 0.0931 | 0.0028 | 0 | 0 | 0.0029 | 0.0004 | 0.0014 | 0.0026 | 0 | 0
4428212 | VCUG | 8 | 00f_051004_345x211x716.dat | 0.0663;0.0663;0.0663 | 345;211;716 | (0.0769;67.0610;-7.5732) | 80 | 8.502 | 60 | 76.6025 | 60 | iodine | [138] | [100] | 0 | 5 | 60 | normal | none | 3.192 | 2.2674 | 7.2375 | 12.2257 | 8.6845 | 106.1738 | 0 | 0.0103 | 0.0166 | 0.1121 | 0.0021 | 0.1687 | 0.03 | 0.0098 | 0.0121 | 0.0028 | 0.5505 | 0.0025 | 0.0073 | 0.0361 | 0.0885 | 0.0082 | 0.056 | 0.0017 | 0.0096 | 0.0086 | 0.0229 | 0.091 | 0.0028 | 0 | 0 | 0.0029 | 0.0004 | 0.0014 | 0.0026 | 0 | 0
4428212 | VCUG | 8 | 00f_051004_345x211x716.dat | 0.0663;0.0663;0.0663 | 345;211;716 | (0.0769;67.0610;-7.5732) | 110 | 3.9 | 52 | 76.6025 | 60 | iodine | [138] | [100] | 0 | 5 | 60 | normal | none | 3.192 | 2.2674 | 7.2375 | 12.2257 | 8.6845 | 106.1738 | 0 | 0.0112 | 0.0186 | 0.135 | 0.0021 | 0.1965 | 0.0342 | 0.0099 | 0.0136 | 0.0029 | 0.6343 | 0.0027 | 0.0083 | 0.0414 | 0.0991 | 0.0089 | 0.0632 | 0.0017 | 0.0107 | 0.0095 | 0.0262 | 0.1025 | 0.0029 | 0 | 0 | 0.0028 | 0.0004 | 0.0013 | 0.0026 | 0 | 0
4428212 | VCUG | 8 | 00f_051004_345x211x716.dat | 0.0663;0.0663;0.0663 | 345;211;716 | (0.0769;67.0610;-7.5732) | 110 | 7.85 | 62 | 76.6025 | 60 | iodine | [138] | [100] | 0 | 5 | 60 | normal | none | 3.192 | 2.2674 | 7.2375 | 12.2257 | 8.6845 | 106.1738 | 0 | 0.0103 | 0.0163 | 0.1125 | 0.0021 | 0.1713 | 0.0299 | 0.0096 | 0.0121 | 0.0028 | 0.5588 | 0.0025 | 0.0073 | 0.0355 | 0.0833 | 0.0083 | 0.055 | 0.0016 | 0.0097 | 0.0086 | 0.0226 | 0.0924 | 0.0028 | 0 | 0 | 0.0028 | 0.0004 | 0.0014 | 0.0025 | 0 | 0
4428212 | VCUG | 8 | 00f_051004_345x211x716.dat | 0.0663;0.0663;0.0663 | 345;211;716 | (0.0769;67.0610;-7.5732) | 110 | 9.9905 | 69 | 76.6025 | 60 | iodine | [138] | [100] | 0 | 5 | 60 | normal | none | 3.192 | 2.2674 | 7.2375 | 12.2257 | 8.6845 | 106.1738 | 0 | 0.01 | 0.015 | 0.1015 | 0.002 | 0.1473 | 0.0287 | 0.0094 | 0.0114 | 0.0028 | 0.3967 | 0.0024 | 0.0069 | 0.0345 | 0.0814 | 0.0081 | 0.0515 | 0.0016 | 0.0093 | 0.0083 | 0.0212 | 0.083 | 0.0027 | 0 | 0 | 0.0028 | 0.0004 | 0.0014 | 0.0025 | 0 | 0
4428212 | VCUG | 9 | 00f_051004_345x211x716.dat | 0.0663;0.0663;0.0663 | 345;211;716 | (-0.7309;68.4855;-5.9997) | 60 | 2.5 | 38 | 77.7048 | 60 | iodine | [138] | [100] | 1 | 5 | 60 | normal | none | 4.3884 | 3.1382 | 13.772 | 17.0501 | 12.1929 | 207.8889 | 0 | 0.0087 | 0.022 | 0.1433 | 0.002 | 0.2465 | 0.0281 | 0.0145 | 0.0129 | 0.0015 | 0.7087 | 0.0019 | 0.0078 | 0.0354 | 0.114 | 0.0057 | 0.0751 | 0.0015 | 0.0078 | 0.0068 | 0.0277 | 0.1215 | 0.0044 | 0 | 0 | 0.0021 | 0.0004 | 0.001 | 0.004 | 0 | 0
4428212 | VCUG | 9 | 00f_051004_345x211x716.dat | 0.0663;0.0663;0.0663 | 345;211;716 | (-0.7309;68.4855;-5.9997) | 60 | 5.7448 | 47 | 77.7048 | 60 | iodine | [138] | [100] | 1 | 5 | 60 | normal | none | 4.3884 | 3.1382 | 13.772 | 17.0501 | 12.1929 | 207.8889 | 0 | 0.0079 | 0.0175 | 0.1026 | 0.0021 | 0.1491 | 0.0244 | 0.0135 | 0.0105 | 0.0015 | 0.5827 | 0.0018 | 0.0063 | 0.0309 | 0.0874 | 0.0056 | 0.0543 | 0.0015 | 0.0071 | 0.0063 | 0.021 | 0.0867 | 0.0041 | 0 | 0 | 0.0023 | 0.0005 | 0.0013 | 0.0037 | 0 | 0
4428212 | VCUG | 9 | 00f_051004_345x211x716.dat | 0.0663;0.0663;0.0663 | 345;211;716 | (-0.7309;68.4855;-5.9997) | 60 | 6.3535 | 49 | 77.7048 | 60 | iodine | [138] | [100] | 1 | 5 | 60 | normal | none | 4.3884 | 3.1382 | 13.772 | 17.0501 | 12.1929 | 207.8889 | 0 | 0.0078 | 0.0167 | 0.0982 | 0.0021 | 0.1394 | 0.0246 | 0.0136 | 0.0102 | 0.0016 | 0.5865 | 0.0018 | 0.0062 | 0.0302 | 0.0826 | 0.0056 | 0.0537 | 0.0015 | 0.0071 | 0.0063 | 0.0202 | 0.0848 | 0.0041 | 0 | 0 | 0.0023 | 0.0005 | 0.0013 | 0.0037 | 0 | 0
4428212 | VCUG | 9 | 00f_051004_345x211x716.dat | 0.0663;0.0663;0.0663 | 345;211;716 | (-0.7309;68.4855;-5.9997) | 80 | 2.9 | 44 | 77.7048 | 60 | iodine | [138] | [100] | 1 | 5 | 60 | normal | none | 4.3884 | 3.1382 | 13.772 | 17.0501 | 12.1929 | 207.8889 | 0 | 0.0084 | 0.0188 | 0.1112 | 0.0021 | 0.1832 | 0.0264 | 0.0142 | 0.0116 | 0.0015 | 0.4374 | 0.0019 | 0.0071 | 0.0344 | 0.1024 | 0.0057 | 0.0609 | 0.0015 | 0.0076 | 0.0066 | 0.0236 | 0.093 | 0.0043 | 0 | 0 | 0.0022 | 0.0005 | 0.0011 | 0.0039 | 0 | 0
4428212 | VCUG | 9 | 00f_051004_345x211x716.dat | 0.0663;0.0663;0.0663 | 345;211;716 | (-0.7309;68.4855;-5.9997) | 80 | 7.702 | 57 | 77.7048 | 60 | iodine | [138] | [100] | 1 | 5 | 60 | normal | none | 4.3884 | 3.1382 | 13.772 | 17.0501 | 12.1929 | 207.8889 | 0 | 0.0077 | 0.0147 | 0.0943 | 0.0021 | 0.1446 | 0.0236 | 0.0133 | 0.0097 | 0.0016 | 0.4603 | 0.0017 | 0.0059 | 0.0281 | 0.0736 | 0.0056 | 0.0487 | 0.0015 | 0.0071 | 0.0062 | 0.0186 | 0.0808 | 0.004 | 0 | 0 | 0.0023 | 0.0005 | 0.0013 | 0.0037 | 0 | 0
4428212 | VCUG | 9 | 00f_051004_345x211x716.dat | 0.0663;0.0663;0.0663 | 345;211;716 | (-0.7309;68.4855;-5.9997) | 80 | 8.502 | 60 | 77.7048 | 60 | iodine | [138] | [100] | 1 | 5 | 60 | normal | none | 4.3884 | 3.1382 | 13.772 | 17.0501 | 12.1929 | 207.8889 | 0 | 0.0076 | 0.0142 | 0.0898 | 0.0021 | 0.1399 | 0.0233 | 0.0132 | 0.0095 | 0.0016 | 0.2749 | 0.0017 | 0.0058 | 0.0278 | 0.0729 | 0.0057 | 0.047 | 0.0015 | 0.0071 | 0.0062 | 0.0182 | 0.0777 | 0.0039 | 0 | 0 | 0.0023 | 0.0005 | 0.0013 | 0.0036 | 0 | 0
4428212 | VCUG | 9 | 00f_051004_345x211x716.dat | 0.0663;0.0663;0.0663 | 345;211;716 | (-0.7309;68.4855;-5.9997) | 110 | 3.9 | 52 | 77.7048 | 60 | iodine | [138] | [100] | 1 | 5 | 60 | normal | none | 4.3884 | 3.1382 | 13.772 | 17.0501 | 12.1929 | 207.8889 | 0 | 0.0081 | 0.0161 | 0.1 | 0.002 | 0.1499 | 0.0253 | 0.0135 | 0.0106 | 0.0015 | 0.4582 | 0.0018 | 0.0064 | 0.0306 | 0.0815 | 0.0057 | 0.0524 | 0.0014 | 0.0074 | 0.0064 | 0.0206 | 0.0864 | 0.0041 | 0 | 0 | 0.0022 | 0.0005 | 0.0011 | 0.0037 | 0 | 0
4428212 | VCUG | 9 | 00f_051004_345x211x716.dat | 0.0663;0.0663;0.0663 | 345;211;716 | (-0.7309;68.4855;-5.9997) | 110 | 7.85 | 62 | 77.7048 | 60 | iodine | [138] | [100] | 1 | 5 | 60 | normal | none | 4.3884 | 3.1382 | 13.772 | 17.0501 | 12.1929 | 207.8889 | 0 | 0.0076 | 0.014 | 0.0868 | 0.002 | 0.1331 | 0.0234 | 0.0129 | 0.0095 | 0.0015 | 0.362 | 0.0017 | 0.0058 | 0.028 | 0.0716 | 0.0056 | 0.0454 | 0.0014 | 0.0071 | 0.0062 | 0.0182 | 0.077 | 0.0039 | 0 | 0 | 0.0022 | 0.0005 | 0.0013 | 0.0036 | 0 | 0
4428212 | VCUG | 9 | 00f_051004_345x211x716.dat | 0.0663;0.0663;0.0663 | 345;211;716 | (-0.7309;68.4855;-5.9997) | 110 | 9.9905 | 69 | 77.7048 | 60 | iodine | [138] | [100] | 1 | 5 | 60 | normal | none | 4.3884 | 3.1382 | 13.772 | 17.0501 | 12.1929 | 207.8889 | 0 | 0.0075 | 0.0129 | 0.0892 | 0.002 | 0.1188 | 0.0227 | 0.0125 | 0.0092 | 0.0016 | 0.3045 | 0.0017 | 0.0056 | 0.0272 | 0.0683 | 0.0056 | 0.0419 | 0.0014 | 0.007 | 0.0061 | 0.0172 | 0.0696 | 0.0038 | 0 | 0 | 0.0022 | 0.0005 | 0.0013 | 0.0035 | 0 | 0
4428212 | VCUG | 10 | 00f_051004_345x211x716.dat | 0.0663;0.0663;0.0663 | 345;211;716 | (0.8757;68.3448;-5.9918) | 60 | 2.5 | 38 | 77.7048 | 60 | iodine | [138] | [100] | 1 | 5 | 60 | normal | none | 4.4039 | 3.1379 | 13.8191 | 17.1101 | 12.1916 | 208.6007 | 0 | 0.0086 | 0.0221 | 0.1239 | 0.0021 | 0.2837 | 0.0245 | 0.0145 | 0.0134 | 0.0014 | 0.9182 | 0.0014 | 0.0078 | 0.039 | 0.103 | 0.0069 | 0.0764 | 0.0016 | 0.0091 | 0.0075 | 0.0278 | 0.1215 | 0.0044 | 0 | 0 | 0.0021 | 0.0004 | 0.001 | 0.0039 | 0 | 0
4428212 | VCUG | 10 | 00f_051004_345x211x716.dat | 0.0663;0.0663;0.0663 | 345;211;716 | (0.8757;68.3448;-5.9918) | 60 | 5.7448 | 47 | 77.7048 | 60 | iodine | [138] | [100] | 1 | 5 | 60 | normal | none | 4.4039 | 3.1379 | 13.8191 | 17.1101 | 12.1916 | 208.6007 | 0 | 0.0078 | 0.0176 | 0.1039 | 0.0022 | 0.1518 | 0.0226 | 0.0135 | 0.0106 | 0.0015 | 0.541 | 0.0014 | 0.0064 | 0.0314 | 0.0872 | 0.0063 | 0.0566 | 0.0016 | 0.0079 | 0.0067 | 0.0212 | 0.084 | 0.0041 | 0 | 0 | 0.0023 | 0.0005 | 0.0013 | 0.0037 | 0 | 0
4428212 | VCUG | 10 | 00f_051004_345x211x716.dat | 0.0663;0.0663;0.0663 | 345;211;716 | (0.8757;68.3448;-5.9918) | 60 | 6.3535 | 49 | 77.7048 | 60 | iodine | [138] | [100] | 1 | 5 | 60 | normal | none | 4.4039 | 3.1379 | 13.8191 | 17.1101 | 12.1916 | 208.6007 | 0 | 0.0078 | 0.0167 | 0.0994 | 0.0022 | 0.1616 | 0.0226 | 0.0134 | 0.0103 | 0.0015 | 0.5632 | 0.0015 | 0.0063 | 0.0304 | 0.0792 | 0.0063 | 0.0527 | 0.0016 | 0.0078 | 0.0066 | 0.0206 | 0.087 | 0.0041 | 0 | 0 | 0.0023 | 0.0005 | 0.0013 | 0.0037 | 0 | 0
4428212 | VCUG | 10 | 00f_051004_345x211x716.dat | 0.0663;0.0663;0.0663 | 345;211;716 | (0.8757;68.3448;-5.9918) | 80 | 2.9 | 44 | 77.7048 | 60 | iodine | [138] | [100] | 1 | 5 | 60 | normal | none | 4.4039 | 3.1379 | 13.8191 | 17.1101 | 12.1916 | 208.6007 | 0 | 0.0083 | 0.0189 | 0.1116 | 0.0021 | 0.2018 | 0.0237 | 0.014 | 0.0118 | 0.0014 | 0.58 | 0.0014 | 0.0071 | 0.0342 | 0.0989 | 0.0067 | 0.0618 | 0.0016 | 0.0087 | 0.0072 | 0.0234 | 0.1027 | 0.0043 | 0 | 0 | 0.0022 | 0.0005 | 0.0011 | 0.0039 | 0 | 0
4428212 | VCUG | 10 | 00f_051004_345x211x716.dat | 0.0663;0.0663;0.0663 | 345;211;716 | (0.8757;68.3448;-5.9918) | 80 | 7.702 | 57 | 77.7048 | 60 | iodine | [138] | [100] | 1 | 5 | 60 | normal | none | 4.4039 | 3.1379 | 13.8191 | 17.1101 | 12.1916 | 208.6007 | 0 | 0.0077 | 0.0148 | 0.0973 | 0.0021 | 0.1373 | 0.0219 | 0.0132 | 0.0098 | 0.0015 | 0.5171 | 0.0015 | 0.0059 | 0.0289 | 0.0736 | 0.0062 | 0.0474 | 0.0015 | 0.0077 | 0.0065 | 0.0188 | 0.0756 | 0.004 | 0 | 0 | 0.0023 | 0.0005 | 0.0013 | 0.0036 | 0 | 0
4428212 | VCUG | 10 | 00f_051004_345x211x716.dat | 0.0663;0.0663;0.0663 | 345;211;716 | (0.8757;68.3448;-5.9918) | 80 | 8.502 | 60 | 77.7048 | 60 | iodine | [138] | [100] | 1 | 5 | 60 | normal | none | 4.4039 | 3.1379 | 13.8191 | 17.1101 | 12.1916 | 208.6007 | 0 | 0.0076 | 0.0142 | 0.0885 | 0.0021 | 0.1401 | 0.022 | 0.0132 | 0.0096 | 0.0015 | 0.4194 | 0.0015 | 0.0058 | 0.0284 | 0.0724 | 0.0062 | 0.0465 | 0.0015 | 0.0076 | 0.0065 | 0.0183 | 0.0704 | 0.0039 | 0 | 0 | 0.0023 | 0.0005 | 0.0013 | 0.0036 | 0 | 0
4428212 | VCUG | 10 | 00f_051004_345x211x716.dat | 0.0663;0.0663;0.0663 | 345;211;716 | (0.8757;68.3448;-5.9918) | 110 | 3.9 | 52 | 77.7048 | 60 | iodine | [138] | [100] | 1 | 5 | 60 | normal | none | 4.4039 | 3.1379 | 13.8191 | 17.1101 | 12.1916 | 208.6007 | 0 | 0.008 | 0.0162 | 0.1014 | 0.0021 | 0.1413 | 0.0229 | 0.0134 | 0.0108 | 0.0015 | 0.468 | 0.0014 | 0.0065 | 0.0315 | 0.081 | 0.0065 | 0.0538 | 0.0015 | 0.0081 | 0.0068 | 0.0207 | 0.085 | 0.0041 | 0 | 0 | 0.0022 | 0.0005 | 0.0011 | 0.0037 | 0 | 0
4428212 | VCUG | 10 | 00f_051004_345x211x716.dat | 0.0663;0.0663;0.0663 | 345;211;716 | (0.8757;68.3448;-5.9918) | 110 | 7.85 | 62 | 77.7048 | 60 | iodine | [138] | [100] | 1 | 5 | 60 | normal | none | 4.4039 | 3.1379 | 13.8191 | 17.1101 | 12.1916 | 208.6007 | 0 | 0.0076 | 0.014 | 0.0954 | 0.0021 | 0.1452 | 0.0217 | 0.0128 | 0.0096 | 0.0015 | 0.3715 | 0.0015 | 0.0058 | 0.0284 | 0.0729 | 0.0062 | 0.0459 | 0.0015 | 0.0076 | 0.0064 | 0.0182 | 0.0726 | 0.0039 | 0 | 0 | 0.0022 | 0.0005 | 0.0013 | 0.0036 | 0 | 0
4428212 | VCUG | 10 | 00f_051004_345x211x716.dat | 0.0663;0.0663;0.0663 | 345;211;716 | (0.8757;68.3448;-5.9918) | 110 | 9.9905 | 69 | 77.7048 | 60 | iodine | [138] | [100] | 1 | 5 | 60 | normal | none | 4.4039 | 3.1379 | 13.8191 | 17.1101 | 12.1916 | 208.6007 | 0 | 0.0075 | 0.0129 | 0.0894 | 0.0021 | 0.1222 | 0.0211 | 0.0126 | 0.0092 | 0.0015 | 0.3043 | 0.0015 | 0.0056 | 0.0269 | 0.0667 | 0.0061 | 0.0425 | 0.0015 | 0.0074 | 0.0063 | 0.0172 | 0.0686 | 0.0038 | 0 | 0 | 0.0022 | 0.0005 | 0.0013 | 0.0035 | 0 | 0
4428212 | VCUG | 11 | 00f_051004_345x211x716.dat | 0.0663;0.0663;0.0663 | 345;211;716 | (0.0901;67.0610;-2.6929) | 60 | 2.5 | 38 | 76.6025 | 60 | iodine | [138] | [75] | 1 | 5 | 60 | normal | none | 4.788 | 5.3314 | 25.5263 | 18.3385 | 20.4197 | 374.4669 | 0 | 0.0026 | 0.0124 | 0.0298 | 0.0024 | 0.1102 | 0.013 | 0.0168 | 0.0037 | 0.0012 | 0.5079 | 0.0007 | 0.0017 | 0.0095 | 0.0477 | 0.003 | 0.0312 | 0.0017 | 0.0022 | 0.0033 | 0.0098 | 0.0467 | 0.0053 | 0 | 0 | 0.0021 | 0.0005 | 0.001 | 0.0045 | 0 | 0
4428212 | VCUG | 11 | 00f_051004_345x211x716.dat | 0.0663;0.0663;0.0663 | 345;211;716 | (0.0901;67.0610;-2.6929) | 60 | 5.7448 | 47 | 76.6025 | 60 | iodine | [138] | [75] | 1 | 5 | 60 | normal | none | 4.788 | 5.3314 | 25.5263 | 18.3385 | 20.4197 | 374.4669 | 0 | 0.0029 | 0.0094 | 0.027 | 0.0023 | 0.0814 | 0.0126 | 0.016 | 0.0035 | 0.0013 | 0.3039 | 0.0008 | 0.0018 | 0.0093 | 0.0396 | 0.0032 | 0.0251 | 0.0017 | 0.0024 | 0.0033 | 0.0084 | 0.0375 | 0.0049 | 0 | 0 | 0.0023 | 0.0005 | 0.0013 | 0.0044 | 0 | 0
4428212 | VCUG | 11 | 00f_051004_345x211x716.dat | 0.0663;0.0663;0.0663 | 345;211;716 | (0.0901;67.0610;-2.6929) | 60 | 6.3535 | 49 | 76.6025 | 60 | iodine | [138] | [75] | 1 | 5 | 60 | normal | none | 4.788 | 5.3314 | 25.5263 | 18.3385 | 20.4197 | 374.4669 | 0 | 0.0029 | 0.0089 | 0.0267 | 0.0024 | 0.0795 | 0.0126 | 0.0161 | 0.0035 | 0.0014 | 0.2907 | 0.0008 | 0.0018 | 0.0093 | 0.0385 | 0.0032 | 0.024 | 0.0017 | 0.0024 | 0.0033 | 0.0084 | 0.0369 | 0.0049 | 0 | 0 | 0.0023 | 0.0005 | 0.0013 | 0.0044 | 0 | 0
4428212 | VCUG | 11 | 00f_051004_345x211x716.dat | 0.0663;0.0663;0.0663 | 345;211;716 | (0.0901;67.0610;-2.6929) | 80 | 2.9 | 44 | 76.6025 | 60 | iodine | [138] | [75] | 1 | 5 | 60 | normal | none | 4.788 | 5.3314 | 25.5263 | 18.3385 | 20.4197 | 374.4669 | 0 | 0.0027 | 0.0104 | 0.0279 | 0.0024 | 0.089 | 0.0129 | 0.0165 | 0.0036 | 0.0013 | 0.4055 | 0.0008 | 0.0017 | 0.0094 | 0.0438 | 0.0031 | 0.0277 | 0.0017 | 0.0023 | 0.0033 | 0.0093 | 0.0412 | 0.0051 | 0 | 0 | 0.0022 | 0.0005 | 0.0011 | 0.0045 | 0 | 0
4428212 | VCUG | 11 | 00f_051004_345x211x716.dat | 0.0663;0.0663;0.0663 | 345;211;716 | (0.0901;67.0610;-2.6929) | 80 | 7.702 | 57 | 76.6025 | 60 | iodine | [138] | [75] | 1 | 5 | 60 | normal | none | 4.788 | 5.3314 | 25.5263 | 18.3385 | 20.4197 | 374.4669 | 0 | 0.0029 | 0.008 | 0.0251 | 0.0023 | 0.0717 | 0.0124 | 0.0158 | 0.0034 | 0.0014 | 0.2373 | 0.0008 | 0.0018 | 0.0091 | 0.0373 | 0.0032 | 0.0224 | 0.0017 | 0.0025 | 0.0033 | 0.0081 | 0.0351 | 0.0048 | 0 | 0 | 0.0023 | 0.0005 | 0.0013 | 0.0044 | 0 | 0
4428212 | VCUG | 11 | 00f_051004_345x211x716.dat | 0.0663;0.0663;0.0663 | 345;211;716 | (0.0901;67.0610;-2.6929) | 80 | 8.502 | 60 | 76.6025 | 60 | iodine | [138] | [75] | 1 | 5 | 60 | normal | none | 4.788 | 5.3314 | 25.5263 | 18.3385 | 20.4197 | 374.4669 | 0 | 0.0029 | 0.0077 | 0.0249 | 0.0023 | 0.0694 | 0.0123 | 0.0158 | 0.0034 | 0.0014 | 0.2874 | 0.0008 | 0.0018 | 0.0091 | 0.0356 | 0.0032 | 0.0222 | 0.0017 | 0.0025 | 0.0033 | 0.0081 | 0.0355 | 0.0048 | 0 | 0 | 0.0023 | 0.0005 | 0.0013 | 0.0043 | 0 | 0
4428212 | VCUG | 11 | 00f_051004_345x211x716.dat | 0.0663;0.0663;0.0663 | 345;211;716 | (0.0901;67.0610;-2.6929) | 110 | 3.9 | 52 | 76.6025 | 60 | iodine | [138] | [75] | 1 | 5 | 60 | normal | none | 4.788 | 5.3314 | 25.5263 | 18.3385 | 20.4197 | 374.4669 | 0 | 0.0027 | 0.009 | 0.026 | 0.0023 | 0.081 | 0.0124 | 0.0159 | 0.0035 | 0.0013 | 0.2617 | 0.0008 | 0.0018 | 0.0092 | 0.0399 | 0.0031 | 0.0247 | 0.0017 | 0.0023 | 0.0032 | 0.0087 | 0.0399 | 0.0049 | 0 | 0 | 0.0022 | 0.0005 | 0.0011 | 0.0044 | 0 | 0
4428212 | VCUG | 11 | 00f_051004_345x211x716.dat | 0.0663;0.0663;0.0663 | 345;211;716 | (0.0901;67.0610;-2.6929) | 110 | 7.85 | 62 | 76.6025 | 60 | iodine | [138] | [75] | 1 | 5 | 60 | normal | none | 4.788 | 5.3314 | 25.5263 | 18.3385 | 20.4197 | 374.4669 | 0 | 0.0028 | 0.0077 | 0.0241 | 0.0023 | 0.0682 | 0.0121 | 0.0152 | 0.0034 | 0.0014 | 0.2422 | 0.0008 | 0.0018 | 0.0089 | 0.0347 | 0.0031 | 0.0223 | 0.0016 | 0.0024 | 0.0032 | 0.0081 | 0.0346 | 0.0047 | 0 | 0 | 0.0023 | 0.0005 | 0.0012 | 0.0043 | 0 | 0
4428212 | VCUG | 11 | 00f_051004_345x211x716.dat | 0.0663;0.0663;0.0663 | 345;211;716 | (0.0901;67.0610;-2.6929) | 110 | 9.9905 | 69 | 76.6025 | 60 | iodine | [138] | [75] | 1 | 5 | 60 | normal | none | 4.788 | 5.3314 | 25.5263 | 18.3385 | 20.4197 | 374.4669 | 0 | 0.0028 | 0.0072 | 0.0232 | 0.0022 | 0.0656 | 0.0118 | 0.015 | 0.0033 | 0.0014 | 0.266 | 0.0008 | 0.0018 | 0.0088 | 0.0347 | 0.0031 | 0.0211 | 0.0016 | 0.0024 | 0.0031 | 0.0078 | 0.0342 | 0.0046 | 0 | 0 | 0.0022 | 0.0005 | 0.0013 | 0.0042 | 0 | 0
4428212 | VCUG | 12 | 00f_051004_345x211x716.dat | 0.0663;0.0663;0.0663 | 345;211;716 | (0.0901;67.0610;-2.6929) | 60 | 2.5 | 38 | 76.6025 | 60 | iodine | [138] | [10] | 1 | 5 | 60 | normal | none | 4.788 | 5.3314 | 25.5263 | 18.3385 | 20.4197 | 374.4669 | 0 | 0.0026 | 0.0124 | 0.0299 | 0.0024 | 0.1102 | 0.013 | 0.0168 | 0.0037 | 0.0012 | 0.5079 | 0.0007 | 0.0017 | 0.0095 | 0.0477 | 0.003 | 0.0312 | 0.0017 | 0.0022 | 0.0033 | 0.0098 | 0.0467 | 0.0051 | 0 | 0 | 0.0021 | 0.0004 | 0.001 | 0.0046 | 0 | 0
4428212 | VCUG | 12 | 00f_051004_345x211x716.dat | 0.0663;0.0663;0.0663 | 345;211;716 | (0.0901;67.0610;-2.6929) | 60 | 5.7448 | 47 | 76.6025 | 60 | iodine | [138] | [10] | 1 | 5 | 60 | normal | none | 4.788 | 5.3314 | 25.5263 | 18.3385 | 20.4197 | 374.4669 | 0 | 0.0029 | 0.0093 | 0.027 | 0.0023 | 0.0813 | 0.0126 | 0.0161 | 0.0035 | 0.0013 | 0.3039 | 0.0008 | 0.0018 | 0.0093 | 0.0396 | 0.0032 | 0.0252 | 0.0017 | 0.0024 | 0.0033 | 0.0084 | 0.0375 | 0.0049 | 0 | 0 | 0.0023 | 0.0005 | 0.0013 | 0.0045 | 0 | 0
4428212 | VCUG | 12 | 00f_051004_345x211x716.dat | 0.0663;0.0663;0.0663 | 345;211;716 | (0.0901;67.0610;-2.6929) | 60 | 6.3535 | 49 | 76.6025 | 60 | iodine | [138] | [10] | 1 | 5 | 60 | normal | none | 4.788 | 5.3314 | 25.5263 | 18.3385 | 20.4197 | 374.4669 | 0 | 0.0029 | 0.0089 | 0.0267 | 0.0024 | 0.0795 | 0.0126 | 0.0162 | 0.0035 | 0.0014 | 0.2907 | 0.0008 | 0.0018 | 0.0093 | 0.0385 | 0.0032 | 0.024 | 0.0017 | 0.0024 | 0.0033 | 0.0084 | 0.0369 | 0.0049 | 0 | 0 | 0.0023 | 0.0005 | 0.0013 | 0.0045 | 0 | 0
4428212 | VCUG | 12 | 00f_051004_345x211x716.dat | 0.0663;0.0663;0.0663 | 345;211;716 | (0.0901;67.0610;-2.6929) | 80 | 2.9 | 44 | 76.6025 | 60 | iodine | [138] | [10] | 1 | 5 | 60 | normal | none | 4.788 | 5.3314 | 25.5263 | 18.3385 | 20.4197 | 374.4669 | 0 | 0.0027 | 0.0104 | 0.0279 | 0.0024 | 0.0889 | 0.0129 | 0.0166 | 0.0036 | 0.0013 | 0.4055 | 0.0008 | 0.0017 | 0.0094 | 0.0438 | 0.0031 | 0.0277 | 0.0017 | 0.0023 | 0.0033 | 0.0093 | 0.0412 | 0.0051 | 0 | 0 | 0.0022 | 0.0005 | 0.0011 | 0.0046 | 0 | 0
4428212 | VCUG | 12 | 00f_051004_345x211x716.dat | 0.0663;0.0663;0.0663 | 345;211;716 | (0.0901;67.0610;-2.6929) | 80 | 7.702 | 57 | 76.6025 | 60 | iodine | [138] | [10] | 1 | 5 | 60 | normal | none | 4.788 | 5.3314 | 25.5263 | 18.3385 | 20.4197 | 374.4669 | 0 | 0.0029 | 0.008 | 0.0251 | 0.0023 | 0.0717 | 0.0124 | 0.0159 | 0.0034 | 0.0014 | 0.2368 | 0.0008 | 0.0018 | 0.0091 | 0.0372 | 0.0032 | 0.0224 | 0.0017 | 0.0025 | 0.0033 | 0.0081 | 0.0351 | 0.0049 | 0 | 0 | 0.0023 | 0.0005 | 0.0013 | 0.0044 | 0 | 0
4428212 | VCUG | 12 | 00f_051004_345x211x716.dat | 0.0663;0.0663;0.0663 | 345;211;716 | (0.0901;67.0610;-2.6929) | 80 | 8.502 | 60 | 76.6025 | 60 | iodine | [138] | [10] | 1 | 5 | 60 | normal | none | 4.788 | 5.3314 | 25.5263 | 18.3385 | 20.4197 | 374.4669 | 0 | 0.0029 | 0.0077 | 0.0249 | 0.0023 | 0.0694 | 0.0123 | 0.0159 | 0.0034 | 0.0014 | 0.2865 | 0.0008 | 0.0018 | 0.0091 | 0.0356 | 0.0032 | 0.0222 | 0.0017 | 0.0025 | 0.0033 | 0.0081 | 0.0355 | 0.0049 | 0 | 0 | 0.0023 | 0.0005 | 0.0013 | 0.0044 | 0 | 0
4428212 | VCUG | 12 | 00f_051004_345x211x716.dat | 0.0663;0.0663;0.0663 | 345;211;716 | (0.0901;67.0610;-2.6929) | 110 | 3.9 | 52 | 76.6025 | 60 | iodine | [138] | [10] | 1 | 5 | 60 | normal | none | 4.788 | 5.3314 | 25.5263 | 18.3385 | 20.4197 | 374.4669 | 0 | 0.0027 | 0.009 | 0.026 | 0.0023 | 0.0811 | 0.0124 | 0.016 | 0.0035 | 0.0013 | 0.2617 | 0.0008 | 0.0018 | 0.0092 | 0.0399 | 0.0031 | 0.0247 | 0.0017 | 0.0023 | 0.0032 | 0.0087 | 0.0398 | 0.0049 | 0 | 0 | 0.0022 | 0.0005 | 0.0011 | 0.0044 | 0 | 0
4428212 | VCUG | 12 | 00f_051004_345x211x716.dat | 0.0663;0.0663;0.0663 | 345;211;716 | (0.0901;67.0610;-2.6929) | 110 | 7.85 | 62 | 76.6025 | 60 | iodine | [138] | [10] | 1 | 5 | 60 | normal | none | 4.788 | 5.3314 | 25.5263 | 18.3385 | 20.4197 | 374.4669 | 0 | 0.0028 | 0.0077 | 0.0241 | 0.0023 | 0.0681 | 0.0121 | 0.0153 | 0.0034 | 0.0014 | 0.2437 | 0.0008 | 0.0018 | 0.0089 | 0.0347 | 0.0031 | 0.0223 | 0.0016 | 0.0024 | 0.0032 | 0.0081 | 0.0346 | 0.0048 | 0 | 0 | 0.0023 | 0.0005 | 0.0012 | 0.0043 | 0 | 0
4428212 | VCUG | 12 | 00f_051004_345x211x716.dat | 0.0663;0.0663;0.0663 | 345;211;716 | (0.0901;67.0610;-2.6929) | 110 | 9.9905 | 69 | 76.6025 | 60 | iodine | [138] | [10] | 1 | 5 | 60 | normal | none | 4.788 | 5.3314 | 25.5263 | 18.3385 | 20.4197 | 374.4669 | 0 | 0.0028 | 0.0072 | 0.0232 | 0.0022 | 0.0656 | 0.0118 | 0.0151 | 0.0033 | 0.0014 | 0.266 | 0.0008 | 0.0018 | 0.0088 | 0.0347 | 0.0031 | 0.021 | 0.0016 | 0.0024 | 0.0031 | 0.0078 | 0.0342 | 0.0047 | 0 | 0 | 0.0022 | 0.0005 | 0.0013 | 0.0043 | 0 | 0
4428212 | VCUG | 1 | 00m_051004_345x211x716.dat | 0.0663;0.0663;0.0663 | 345;211;716 | (0.0901;67.0610;-3.1626) | 60 | 2.5 | 38 | 76.6025 | 60 | iodine | [138] | [0] | 1 | 5 | 65 | normal | none | 4.788 | 5.6344 | 26.9774 | 18.3385 | 21.5806 | 395.7548 | 0 | 0.0027 | 0.0127 | 0.0305 | 0.0025 | 0.1007 | 0.0135 | 0.0069 | 0.0038 | 0.0012 | 0.3642 | 0.0008 | 0.0018 | 0.0098 | 0.0497 | 0.0031 | 0.0314 | 0.0018 | 0.0023 | 0.0034 | 0.0101 | 0.0478 | 0.0048 | 0 | 0 | 0.0022 | 0.0005 | 0.001 | 0.0105 | 0 | 0
4428212 | VCUG | 1 | 00m_051004_345x211x716.dat | 0.0663;0.0663;0.0663 | 345;211;716 | (0.0901;67.0610;-3.1626) | 60 | 5.7448 | 47 | 76.6025 | 60 | iodine | [138] | [0] | 1 | 5 | 65 | normal | none | 4.788 | 5.6344 | 26.9774 | 18.3385 | 21.5806 | 395.7548 | 0 | 0.0029 | 0.0096 | 0.0276 | 0.0024 | 0.0862 | 0.0131 | 0.0085 | 0.0035 | 0.0014 | 0.3068 | 0.0008 | 0.0018 | 0.0095 | 0.0405 | 0.0033 | 0.0257 | 0.0017 | 0.0025 | 0.0034 | 0.0087 | 0.0394 | 0.0047 | 0 | 0 | 0.0024 | 0.0005 | 0.0013 | 0.0107 | 0 | 0
4428212 | VCUG | 1 | 00m_051004_345x211x716.dat | 0.0663;0.0663;0.0663 | 345;211;716 | (0.0901;67.0610;-3.1626) | 60 | 6.3535 | 49 | 76.6025 | 60 | iodine | [138] | [0] | 1 | 5 | 65 | normal | none | 4.788 | 5.6344 | 26.9774 | 18.3385 | 21.5806 | 395.7548 | 0 | 0.003 | 0.0092 | 0.027 | 0.0024 | 0.0842 | 0.013 | 0.0087 | 0.0035 | 0.0014 | 0.3642 | 0.0008 | 0.0019 | 0.0095 | 0.0397 | 0.0033 | 0.0248 | 0.0017 | 0.0025 | 0.0034 | 0.0086 | 0.0382 | 0.0047 | 0 | 0 | 0.0024 | 0.0005 | 0.0013 | 0.0107 | 0 | 0
4428212 | VCUG | 1 | 00m_051004_345x211x716.dat | 0.0663;0.0663;0.0663 | 345;211;716 | (0.0901;67.0610;-3.1626) | 80 | 2.9 | 44 | 76.6025 | 60 | iodine | [138] | [0] | 1 | 5 | 65 | normal | none | 4.788 | 5.6344 | 26.9774 | 18.3385 | 21.5806 | 395.7548 | 0 | 0.0027 | 0.0107 | 0.0281 | 0.0024 | 0.0941 | 0.0132 | 0.0073 | 0.0037 | 0.0013 | 0.3146 | 0.0008 | 0.0018 | 0.0097 | 0.0449 | 0.0032 | 0.0282 | 0.0018 | 0.0023 | 0.0034 | 0.0095 | 0.0433 | 0.0048 | 0 | 0 | 0.0023 | 0.0005 | 0.0011 | 0.0105 | 0 | 0
4428212 | VCUG | 1 | 00m_051004_345x211x716.dat | 0.0663;0.0663;0.0663 | 345;211;716 | (0.0901;67.0610;-3.1626) | 80 | 7.702 | 57 | 76.6025 | 60 | iodine | [138] | [0] | 1 | 5 | 65 | normal | none | 4.788 | 5.6344 | 26.9774 | 18.3385 | 21.5806 | 395.7548 | 0 | 0.003 | 0.0082 | 0.0255 | 0.0024 | 0.0709 | 0.0126 | 0.0087 | 0.0035 | 0.0014 | 0.2233 | 0.0008 | 0.0019 | 0.0094 | 0.0384 | 0.0033 | 0.0234 | 0.0017 | 0.0025 | 0.0034 | 0.0083 | 0.0361 | 0.0047 | 0 | 0 | 0.0024 | 0.0005 | 0.0013 | 0.0106 | 0 | 0
4428212 | VCUG | 1 | 00m_051004_345x211x716.dat | 0.0663;0.0663;0.0663 | 345;211;716 | (0.0901;67.0610;-3.1626) | 80 | 8.502 | 60 | 76.6025 | 60 | iodine | [138] | [0] | 1 | 5 | 65 | normal | none | 4.788 | 5.6344 | 26.9774 | 18.3385 | 21.5806 | 395.7548 | 0 | 0.003 | 0.0079 | 0.0254 | 0.0024 | 0.0707 | 0.0127 | 0.0088 | 0.0035 | 0.0014 | 0.2188 | 0.0008 | 0.0019 | 0.0094 | 0.0366 | 0.0033 | 0.0231 | 0.0017 | 0.0026 | 0.0034 | 0.0083 | 0.036 | 0.0047 | 0 | 0 | 0.0024 | 0.0005 | 0.0013 | 0.0106 | 0 | 0
4428212 | VCUG | 1 | 00m_051004_345x211x716.dat | 0.0663;0.0663;0.0663 | 345;211;716 | (0.0901;67.0610;-3.1626) | 110 | 3.9 | 52 | 76.6025 | 60 | iodine | [138] | [0] | 1 | 5 | 65 | normal | none | 4.788 | 5.6344 | 26.9774 | 18.3385 | 21.5806 | 395.7548 | 0 | 0.0028 | 0.0092 | 0.0261 | 0.0024 | 0.0806 | 0.0128 | 0.0076 | 0.0036 | 0.0013 | 0.2508 | 0.0008 | 0.0018 | 0.0094 | 0.0413 | 0.0032 | 0.0257 | 0.0017 | 0.0024 | 0.0033 | 0.0089 | 0.0399 | 0.0047 | 0 | 0 | 0.0023 | 0.0005 | 0.0011 | 0.0104 | 0 | 0
4428212 | VCUG | 1 | 00m_051004_345x211x716.dat | 0.0663;0.0663;0.0663 | 345;211;716 | (0.0901;67.0610;-3.1626) | 110 | 7.85 | 62 | 76.6025 | 60 | iodine | [138] | [0] | 1 | 5 | 65 | normal | none | 4.788 | 5.6344 | 26.9774 | 18.3385 | 21.5806 | 395.7548 | 0 | 0.0029 | 0.0079 | 0.0244 | 0.0023 | 0.072 | 0.0124 | 0.0084 | 0.0034 | 0.0014 | 0.2454 | 0.0008 | 0.0018 | 0.0092 | 0.0358 | 0.0032 | 0.0228 | 0.0017 | 0.0025 | 0.0033 | 0.0083 | 0.0362 | 0.0046 | 0 | 0 | 0.0024 | 0.0005 | 0.0012 | 0.0103 | 0 | 0
4428212 | VCUG | 1 | 00m_051004_345x211x716.dat | 0.0663;0.0663;0.0663 | 345;211;716 | (0.0901;67.0610;-3.1626) | 110 | 9.9905 | 69 | 76.6025 | 60 | iodine | [138] | [0] | 1 | 5 | 65 | normal | none | 4.788 | 5.6344 | 26.9774 | 18.3385 | 21.5806 | 395.7548 | 0 | 0.0029 | 0.0074 | 0.0232 | 0.0023 | 0.0665 | 0.0122 | 0.0084 | 0.0034 | 0.0014 | 0.272 | 0.0008 | 0.0018 | 0.009 | 0.0349 | 0.0032 | 0.0216 | 0.0017 | 0.0025 | 0.0032 | 0.008 | 0.0342 | 0.0045 | 0 | 0 | 0.0023 | 0.0005 | 0.0013 | 0.0101 | 0 | 0
4428212 | VCUG | 2 | 00m_051004_345x211x716.dat | 0.0663;0.0663;0.0663 | 345;211;716 | (-0.7309;68.4855;-8.1532) | 60 | 2.5 | 38 | 77.7048 | 60 | iodine | [138] | [10] | 0 | 5 | 65 | normal | none | 4.3884 | 2.5389 | 11.1418 | 17.0501 | 9.8643 | 168.1863 | 0 | 0.017 | 0.0287 | 0.195 | 0.0028 | 0.2936 | 0.0513 | 0.0074 | 0.0223 | 0.0041 | 0.8436 | 0.0041 | 0.0132 | 0.0637 | 0.164 | 0.0119 | 0.1153 | 0.0022 | 0.0147 | 0.0134 | 0.0443 | 0.1607 | 0.0038 | 0 | 0 | 0.0031 | 0.0004 | 0.0011 | 0.0085 | 0 | 0
4428212 | VCUG | 2 | 00m_051004_345x211x716.dat | 0.0663;0.0663;0.0663 | 345;211;716 | (-0.7309;68.4855;-8.1532) | 60 | 5.7448 | 47 | 77.7048 | 60 | iodine | [138] | [10] | 0 | 5 | 65 | normal | none | 4.3884 | 2.5389 | 11.1418 | 17.0501 | 9.8643 | 168.1863 | 0 | 0.0143 | 0.0234 | 0.1644 | 0.0028 | 0.1987 | 0.0437 | 0.008 | 0.0171 | 0.0037 | 0.5959 | 0.0034 | 0.0103 | 0.0518 | 0.1307 | 0.0104 | 0.0891 | 0.0021 | 0.0125 | 0.0113 | 0.0334 | 0.1353 | 0.0037 | 0 | 0 | 0.0032 | 0.0005 | 0.0013 | 0.0084 | 0 | 0
4428212 | VCUG | 2 | 00m_051004_345x211x716.dat | 0.0663;0.0663;0.0663 | 345;211;716 | (-0.7309;68.4855;-8.1532) | 60 | 6.3535 | 49 | 77.7048 | 60 | iodine | [138] | [10] | 0 | 5 | 65 | normal | none | 4.3884 | 2.5389 | 11.1418 | 17.0501 | 9.8643 | 168.1863 | 0 | 0.0141 | 0.0226 | 0.1639 | 0.0028 | 0.2356 | 0.0411 | 0.008 | 0.0165 | 0.0037 | 0.73 | 0.0034 | 0.01 | 0.0501 | 0.1329 | 0.0103 | 0.0814 | 0.0021 | 0.0123 | 0.0112 | 0.0324 | 0.1421 | 0.0037 | 0 | 0 | 0.0032 | 0.0005 | 0.0014 | 0.0084 | 0 | 0
4428212 | VCUG | 2 | 00m_051004_345x211x716.dat | 0.0663;0.0663;0.0663 | 345;211;716 | (-0.7309;68.4855;-8.1532) | 80 | 2.9 | 44 | 77.7048 | 60 | iodine | [138] | [10] | 0 | 5 | 65 | normal | none | 4.3884 | 2.5389 | 11.1418 | 17.0501 | 9.8643 | 168.1863 | 0 | 0.0158 | 0.0249 | 0.1958 | 0.0028 | 0.2655 | 0.048 | 0.0076 | 0.0192 | 0.004 | 0.7144 | 0.0038 | 0.0117 | 0.0578 | 0.1338 | 0.0112 | 0.0914 | 0.0021 | 0.0138 | 0.0125 | 0.0377 | 0.1666 | 0.0038 | 0 | 0 | 0.0031 | 0.0004 | 0.0011 | 0.0084 | 0 | 0
4428212 | VCUG | 2 | 00m_051004_345x211x716.dat | 0.0663;0.0663;0.0663 | 345;211;716 | (-0.7309;68.4855;-8.1532) | 80 | 7.702 | 57 | 77.7048 | 60 | iodine | [138] | [10] | 0 | 5 | 65 | normal | none | 4.3884 | 2.5389 | 11.1418 | 17.0501 | 9.8643 | 168.1863 | 0 | 0.0133 | 0.0201 | 0.1412 | 0.0028 | 0.1981 | 0.0401 | 0.008 | 0.0154 | 0.0037 | 0.4635 | 0.0033 | 0.0093 | 0.047 | 0.1164 | 0.0101 | 0.072 | 0.0021 | 0.0118 | 0.0108 | 0.0294 | 0.1218 | 0.0036 | 0 | 0 | 0.0032 | 0.0005 | 0.0014 | 0.0083 | 0 | 0
4428212 | VCUG | 2 | 00m_051004_345x211x716.dat | 0.0663;0.0663;0.0663 | 345;211;716 | (-0.7309;68.4855;-8.1532) | 80 | 8.502 | 60 | 77.7048 | 60 | iodine | [138] | [10] | 0 | 5 | 65 | normal | none | 4.3884 | 2.5389 | 11.1418 | 17.0501 | 9.8643 | 168.1863 | 0 | 0.0131 | 0.0195 | 0.1414 | 0.0027 | 0.1788 | 0.0384 | 0.008 | 0.015 | 0.0037 | 0.6453 | 0.0032 | 0.0091 | 0.0454 | 0.1053 | 0.01 | 0.0679 | 0.0021 | 0.0117 | 0.0107 | 0.0283 | 0.1221 | 0.0036 | 0 | 0 | 0.0032 | 0.0005 | 0.0014 | 0.0083 | 0 | 0
4428212 | VCUG | 2 | 00m_051004_345x211x716.dat | 0.0663;0.0663;0.0663 | 345;211;716 | (-0.7309;68.4855;-8.1532) | 110 | 3.9 | 52 | 77.7048 | 60 | iodine | [138] | [10] | 0 | 5 | 65 | normal | none | 4.3884 | 2.5389 | 11.1418 | 17.0501 | 9.8643 | 168.1863 | 0 | 0.0144 | 0.022 | 0.1457 | 0.0027 | 0.219 | 0.0433 | 0.0076 | 0.017 | 0.0039 | 0.5976 | 0.0035 | 0.0102 | 0.0496 | 0.1125 | 0.0107 | 0.0788 | 0.0021 | 0.0127 | 0.0116 | 0.0323 | 0.1255 | 0.0037 | 0 | 0 | 0.0031 | 0.0004 | 0.0012 | 0.0083 | 0 | 0
4428212 | VCUG | 2 | 00m_051004_345x211x716.dat | 0.0663;0.0663;0.0663 | 345;211;716 | (-0.7309;68.4855;-8.1532) | 110 | 7.85 | 62 | 77.7048 | 60 | iodine | [138] | [10] | 0 | 5 | 65 | normal | none | 4.3884 | 2.5389 | 11.1418 | 17.0501 | 9.8643 | 168.1863 | 0 | 0.0131 | 0.0192 | 0.1299 | 0.0027 | 0.1864 | 0.0386 | 0.0077 | 0.0148 | 0.0037 | 0.6604 | 0.0032 | 0.0091 | 0.0457 | 0.101 | 0.01 | 0.0651 | 0.002 | 0.0118 | 0.0107 | 0.0278 | 0.1187 | 0.0036 | 0 | 0 | 0.0031 | 0.0005 | 0.0013 | 0.008 | 0 | 0
4428212 | VCUG | 2 | 00m_051004_345x211x716.dat | 0.0663;0.0663;0.0663 | 345;211;716 | (-0.7309;68.4855;-8.1532) | 110 | 9.9905 | 69 | 77.7048 | 60 | iodine | [138] | [10] | 0 | 5 | 65 | normal | none | 4.3884 | 2.5389 | 11.1418 | 17.0501 | 9.8643 | 168.1863 | 0 | 0.0127 | 0.0178 | 0.139 | 0.0026 | 0.1648 | 0.0389 | 0.0075 | 0.0143 | 0.0036 | 0.48 | 0.0031 | 0.0086 | 0.0425 | 0.0983 | 0.0098 | 0.0615 | 0.002 | 0.0114 | 0.0104 | 0.0262 | 0.1036 | 0.0035 | 0 | 0 | 0.003 | 0.0005 | 0.0013 | 0.0079 | 0 | 0
4428212 | VCUG | 3 | 00m_051004_345x211x716.dat | 0.0663;0.0663;0.0663 | 345;211;716 | (-0.7309;68.4855;-8.1532) | 60 | 2.5 | 38 | 77.7048 | 60 | iodine | [138] | [30] | 0 | 5 | 65 | normal | none | 4.3884 | 2.5389 | 11.1418 | 17.0501 | 9.8643 | 168.1863 | 0 | 0.017 | 0.0287 | 0.2047 | 0.0028 | 0.2839 | 0.052 | 0.0074 | 0.0224 | 0.0041 | 0.8436 | 0.0042 | 0.0132 | 0.0637 | 0.1646 | 0.0119 | 0.1168 | 0.0022 | 0.0147 | 0.0135 | 0.0449 | 0.1617 | 0.0039 | 0 | 0 | 0.0031 | 0.0004 | 0.0011 | 0.0085 | 0 | 0
4428212 | VCUG | 3 | 00m_051004_345x211x716.dat | 0.0663;0.0663;0.0663 | 345;211;716 | (-0.7309;68.4855;-8.1532) | 60 | 5.7448 | 47 | 77.7048 | 60 | iodine | [138] | [30] | 0 | 5 | 65 | normal | none | 4.3884 | 2.5389 | 11.1418 | 17.0501 | 9.8643 | 168.1863 | 0 | 0.0144 | 0.0235 | 0.1622 | 0.0028 | 0.1987 | 0.0445 | 0.008 | 0.0172 | 0.0037 | 0.7276 | 0.0034 | 0.0104 | 0.0515 | 0.1308 | 0.0104 | 0.09 | 0.0021 | 0.0125 | 0.0114 | 0.0337 | 0.1349 | 0.0037 | 0 | 0 | 0.0032 | 0.0005 | 0.0013 | 0.0084 | 0 | 0
4428212 | VCUG | 3 | 00m_051004_345x211x716.dat | 0.0663;0.0663;0.0663 | 345;211;716 | (-0.7309;68.4855;-8.1532) | 60 | 6.3535 | 49 | 77.7048 | 60 | iodine | [138] | [30] | 0 | 5 | 65 | normal | none | 4.3884 | 2.5389 | 11.1418 | 17.0501 | 9.8643 | 168.1863 | 0 | 0.0141 | 0.0227 | 0.1675 | 0.0028 | 0.2379 | 0.0413 | 0.008 | 0.0166 | 0.0037 | 0.73 | 0.0034 | 0.01 | 0.0505 | 0.1315 | 0.0103 | 0.0814 | 0.0021 | 0.0123 | 0.0112 | 0.0328 | 0.1392 | 0.0037 | 0 | 0 | 0.0032 | 0.0005 | 0.0014 | 0.0084 | 0 | 0
4428212 | VCUG | 3 | 00m_051004_345x211x716.dat | 0.0663;0.0663;0.0663 | 345;211;716 | (-0.7309;68.4855;-8.1532) | 80 | 2.9 | 44 | 77.7048 | 60 | iodine | [138] | [30] | 0 | 5 | 65 | normal | none | 4.3884 | 2.5389 | 11.1418 | 17.0501 | 9.8643 | 168.1863 | 0 | 0.0158 | 0.025 | 0.1953 | 0.0028 | 0.2655 | 0.048 | 0.0076 | 0.0192 | 0.004 | 0.7144 | 0.0038 | 0.0117 | 0.0588 | 0.1328 | 0.0113 | 0.0934 | 0.0021 | 0.0139 | 0.0126 | 0.0379 | 0.1618 | 0.0038 | 0 | 0 | 0.0031 | 0.0004 | 0.0011 | 0.0084 | 0 | 0
4428212 | VCUG | 3 | 00m_051004_345x211x716.dat | 0.0663;0.0663;0.0663 | 345;211;716 | (-0.7309;68.4855;-8.1532) | 80 | 7.702 | 57 | 77.7048 | 60 | iodine | [138] | [30] | 0 | 5 | 65 | normal | none | 4.3884 | 2.5389 | 11.1418 | 17.0501 | 9.8643 | 168.1863 | 0 | 0.0134 | 0.0201 | 0.1427 | 0.0027 | 0.1931 | 0.0401 | 0.008 | 0.0154 | 0.0037 | 0.4635 | 0.0033 | 0.0093 | 0.047 | 0.1167 | 0.0102 | 0.0727 | 0.0021 | 0.0119 | 0.0108 | 0.0296 | 0.1228 | 0.0036 | 0 | 0 | 0.0032 | 0.0005 | 0.0014 | 0.0082 | 0 | 0
4428212 | VCUG | 3 | 00m_051004_345x211x716.dat | 0.0663;0.0663;0.0663 | 345;211;716 | (-0.7309;68.4855;-8.1532) | 80 | 8.502 | 60 | 77.7048 | 60 | iodine | [138] | [30] | 0 | 5 | 65 | normal | none | 4.3884 | 2.5389 | 11.1418 | 17.0501 | 9.8643 | 168.1863 | 0 | 0.0131 | 0.0196 | 0.1423 | 0.0027 | 0.1795 | 0.0388 | 0.008 | 0.0151 | 0.0037 | 0.6453 | 0.0032 | 0.0091 | 0.0454 | 0.1085 | 0.01 | 0.0679 | 0.0021 | 0.0118 | 0.0107 | 0.0285 | 0.122 | 0.0036 | 0 | 0 | 0.0032 | 0.0005 | 0.0014 | 0.0082 | 0 | 0
4428212 | VCUG | 3 | 00m_051004_345x211x716.dat | 0.0663;0.0663;0.0663 | 345;211;716 | (-0.7309;68.4855;-8.1532) | 110 | 3.9 | 52 | 77.7048 | 60 | iodine | [138] | [30] | 0 | 5 | 65 | normal | none | 4.3884 | 2.5389 | 11.1418 | 17.0501 | 9.8643 | 168.1863 | 0 | 0.0144 | 0.0221 | 0.1487 | 0.0027 | 0.2294 | 0.0432 | 0.0076 | 0.017 | 0.0039 | 0.5976 | 0.0035 | 0.0103 | 0.0498 | 0.1127 | 0.0107 | 0.0799 | 0.0021 | 0.0128 | 0.0116 | 0.0325 | 0.1273 | 0.0037 | 0 | 0 | 0.0031 | 0.0004 | 0.0012 | 0.0082 | 0 | 0
4428212 | VCUG | 3 | 00m_051004_345x211x716.dat | 0.0663;0.0663;0.0663 | 345;211;716 | (-0.7309;68.4855;-8.1532) | 110 | 7.85 | 62 | 77.7048 | 60 | iodine | [138] | [30] | 0 | 5 | 65 | normal | none | 4.3884 | 2.5389 | 11.1418 | 17.0501 | 9.8643 | 168.1863 | 0 | 0.0132 | 0.0193 | 0.1312 | 0.0027 | 0.1831 | 0.0387 | 0.0077 | 0.0149 | 0.0037 | 0.6604 | 0.0032 | 0.0091 | 0.0454 | 0.1005 | 0.01 | 0.0649 | 0.002 | 0.0118 | 0.0107 | 0.0279 | 0.1177 | 0.0035 | 0 | 0 | 0.0031 | 0.0005 | 0.0013 | 0.008 | 0 | 0
4428212 | VCUG | 3 | 00m_051004_345x211x716.dat | 0.0663;0.0663;0.0663 | 345;211;716 | (-0.7309;68.4855;-8.1532) | 110 | 9.9905 | 69 | 77.7048 | 60 | iodine | [138] | [30] | 0 | 5 | 65 | normal | none | 4.3884 | 2.5389 | 11.1418 | 17.0501 | 9.8643 | 168.1863 | 0 | 0.0127 | 0.0178 | 0.1399 | 0.0026 | 0.1625 | 0.0391 | 0.0075 | 0.0143 | 0.0036 | 0.48 | 0.0031 | 0.0086 | 0.0426 | 0.0974 | 0.0098 | 0.0615 | 0.002 | 0.0115 | 0.0104 | 0.0263 | 0.1045 | 0.0035 | 0 | 0 | 0.003 | 0.0005 | 0.0013 | 0.0079 | 0 | 0
4428212 | VCUG | 4 | 00m_051004_345x211x716.dat | 0.0663;0.0663;0.0663 | 345;211;716 | (-0.7309;68.4855;-6.5584) | 60 | 2.5 | 38 | 77.7048 | 60 | iodine | [138] | [50] | 0 | 5 | 65 | normal | none | 4.3884 | 3.484 | 15.2891 | 17.0501 | 13.536 | 230.7904 | 0 | 0.009 | 0.0217 | 0.1307 | 0.0021 | 0.2814 | 0.0291 | 0.0084 | 0.0134 | 0.0015 | 0.5272 | 0.002 | 0.008 | 0.0381 | 0.1045 | 0.0059 | 0.0743 | 0.0015 | 0.008 | 0.007 | 0.0286 | 0.1256 | 0.0042 | 0 | 0 | 0.0021 | 0.0004 | 0.001 | 0.0094 | 0 | 0
4428212 | VCUG | 4 | 00m_051004_345x211x716.dat | 0.0663;0.0663;0.0663 | 345;211;716 | (-0.7309;68.4855;-6.5584) | 60 | 5.7448 | 47 | 77.7048 | 60 | iodine | [138] | [50] | 0 | 5 | 65 | normal | none | 4.3884 | 3.484 | 15.2891 | 17.0501 | 13.536 | 230.7904 | 0 | 0.0082 | 0.0177 | 0.1 | 0.0022 | 0.1499 | 0.025 | 0.0089 | 0.0108 | 0.0016 | 0.7242 | 0.0018 | 0.0065 | 0.0319 | 0.0873 | 0.0058 | 0.0578 | 0.0015 | 0.0074 | 0.0064 | 0.0217 | 0.0887 | 0.0039 | 0 | 0 | 0.0023 | 0.0005 | 0.0012 | 0.0092 | 0 | 0
4428212 | VCUG | 4 | 00m_051004_345x211x716.dat | 0.0663;0.0663;0.0663 | 345;211;716 | (-0.7309;68.4855;-6.5584) | 60 | 6.3535 | 49 | 77.7048 | 60 | iodine | [138] | [50] | 0 | 5 | 65 | normal | none | 4.3884 | 3.484 | 15.2891 | 17.0501 | 13.536 | 230.7904 | 0 | 0.0081 | 0.0171 | 0.0996 | 0.0022 | 0.1483 | 0.0251 | 0.009 | 0.0105 | 0.0016 | 0.6547 | 0.0018 | 0.0064 | 0.0312 | 0.0859 | 0.0058 | 0.0537 | 0.0015 | 0.0073 | 0.0065 | 0.021 | 0.0862 | 0.0039 | 0 | 0 | 0.0023 | 0.0005 | 0.0013 | 0.0092 | 0 | 0
4428212 | VCUG | 4 | 00m_051004_345x211x716.dat | 0.0663;0.0663;0.0663 | 345;211;716 | (-0.7309;68.4855;-6.5584) | 80 | 2.9 | 44 | 77.7048 | 60 | iodine | [138] | [50] | 0 | 5 | 65 | normal | none | 4.3884 | 3.484 | 15.2891 | 17.0501 | 13.536 | 230.7904 | 0 | 0.0087 | 0.0192 | 0.1211 | 0.0021 | 0.1648 | 0.0279 | 0.0085 | 0.012 | 0.0016 | 0.567 | 0.0019 | 0.0073 | 0.0347 | 0.0986 | 0.0059 | 0.0629 | 0.0015 | 0.0078 | 0.0069 | 0.0243 | 0.0976 | 0.0041 | 0 | 0 | 0.0021 | 0.0004 | 0.0011 | 0.0092 | 0 | 0
4428212 | VCUG | 4 | 00m_051004_345x211x716.dat | 0.0663;0.0663;0.0663 | 345;211;716 | (-0.7309;68.4855;-6.5584) | 80 | 7.702 | 57 | 77.7048 | 60 | iodine | [138] | [50] | 0 | 5 | 65 | normal | none | 4.3884 | 3.484 | 15.2891 | 17.0501 | 13.536 | 230.7904 | 0 | 0.0079 | 0.0151 | 0.093 | 0.0022 | 0.1465 | 0.0241 | 0.0089 | 0.0099 | 0.0016 | 0.408 | 0.0018 | 0.0061 | 0.03 | 0.0761 | 0.0058 | 0.0481 | 0.0015 | 0.0073 | 0.0064 | 0.0192 | 0.0799 | 0.0038 | 0 | 0 | 0.0023 | 0.0005 | 0.0013 | 0.009 | 0 | 0
4428212 | VCUG | 4 | 00m_051004_345x211x716.dat | 0.0663;0.0663;0.0663 | 345;211;716 | (-0.7309;68.4855;-6.5584) | 80 | 8.502 | 60 | 77.7048 | 60 | iodine | [138] | [50] | 0 | 5 | 65 | normal | none | 4.3884 | 3.484 | 15.2891 | 17.0501 | 13.536 | 230.7904 | 0 | 0.0079 | 0.0145 | 0.0957 | 0.0022 | 0.1401 | 0.0241 | 0.0089 | 0.0098 | 0.0016 | 0.3498 | 0.0018 | 0.006 | 0.0293 | 0.0736 | 0.0059 | 0.046 | 0.0015 | 0.0073 | 0.0064 | 0.0188 | 0.0778 | 0.0038 | 0 | 0 | 0.0023 | 0.0005 | 0.0013 | 0.009 | 0 | 0
4428212 | VCUG | 4 | 00m_051004_345x211x716.dat | 0.0663;0.0663;0.0663 | 345;211;716 | (-0.7309;68.4855;-6.5584) | 110 | 3.9 | 52 | 77.7048 | 60 | iodine | [138] | [50] | 0 | 5 | 65 | normal | none | 4.3884 | 3.484 | 15.2891 | 17.0501 | 13.536 | 230.7904 | 0 | 0.0083 | 0.0163 | 0.1074 | 0.0021 | 0.143 | 0.026 | 0.0085 | 0.0109 | 0.0016 | 0.4772 | 0.0019 | 0.0067 | 0.0322 | 0.0768 | 0.0059 | 0.052 | 0.0015 | 0.0076 | 0.0066 | 0.0213 | 0.0913 | 0.0039 | 0 | 0 | 0.0021 | 0.0005 | 0.0011 | 0.009 | 0 | 0
4428212 | VCUG | 4 | 00m_051004_345x211x716.dat | 0.0663;0.0663;0.0663 | 345;211;716 | (-0.7309;68.4855;-6.5584) | 110 | 7.85 | 62 | 77.7048 | 60 | iodine | [138] | [50] | 0 | 5 | 65 | normal | none | 4.3884 | 3.484 | 15.2891 | 17.0501 | 13.536 | 230.7904 | 0 | 0.0079 | 0.0142 | 0.0952 | 0.0021 | 0.1298 | 0.0238 | 0.0085 | 0.0098 | 0.0016 | 0.3703 | 0.0018 | 0.006 | 0.0296 | 0.0746 | 0.0058 | 0.0476 | 0.0015 | 0.0073 | 0.0064 | 0.0186 | 0.0739 | 0.0037 | 0 | 0 | 0.0022 | 0.0005 | 0.0012 | 0.0087 | 0 | 0
4428212 | VCUG | 4 | 00m_051004_345x211x716.dat | 0.0663;0.0663;0.0663 | 345;211;716 | (-0.7309;68.4855;-6.5584) | 110 | 9.9905 | 69 | 77.7048 | 60 | iodine | [138] | [50] | 0 | 5 | 65 | normal | none | 4.3884 | 3.484 | 15.2891 | 17.0501 | 13.536 | 230.7904 | 0 | 0.0077 | 0.0132 | 0.088 | 0.0021 | 0.1141 | 0.0239 | 0.0084 | 0.0094 | 0.0016 | 0.3493 | 0.0017 | 0.0057 | 0.0276 | 0.0687 | 0.0058 | 0.043 | 0.0015 | 0.0073 | 0.0063 | 0.0176 | 0.0692 | 0.0037 | 0 | 0 | 0.0022 | 0.0005 | 0.0012 | 0.0086 | 0 | 0
4428212 | VCUG | 5 | 00m_051004_345x211x716.dat | 0.0663;0.0663;0.0663 | 345;211;716 | (0.8757;68.3448;-6.5519) | 60 | 2.5 | 38 | 77.7048 | 60 | iodine | [138] | [50] | 0 | 5 | 65 | normal | none | 4.4039 | 3.485 | 15.3476 | 17.1101 | 13.5401 | 231.6736 | 0 | 0.0089 | 0.0223 | 0.1236 | 0.0022 | 0.2523 | 0.0252 | 0.0084 | 0.0139 | 0.0015 | 0.632 | 0.0014 | 0.0081 | 0.0389 | 0.1198 | 0.0071 | 0.0778 | 0.0017 | 0.0093 | 0.0077 | 0.0286 | 0.1154 | 0.0042 | 0 | 0 | 0.0021 | 0.0004 | 0.001 | 0.0094 | 0 | 0
4428212 | VCUG | 5 | 00m_051004_345x211x716.dat | 0.0663;0.0663;0.0663 | 345;211;716 | (0.8757;68.3448;-6.5519) | 60 | 5.7448 | 47 | 77.7048 | 60 | iodine | [138] | [50] | 0 | 5 | 65 | normal | none | 4.4039 | 3.485 | 15.3476 | 17.1101 | 13.5401 | 231.6736 | 0 | 0.0081 | 0.0178 | 0.1096 | 0.0022 | 0.1662 | 0.0232 | 0.0089 | 0.011 | 0.0016 | 1 | 0.0015 | 0.0066 | 0.0322 | 0.0896 | 0.0065 | 0.0575 | 0.0016 | 0.0082 | 0.0069 | 0.0218 | 0.0829 | 0.0039 | 0 | 0 | 0.0022 | 0.0005 | 0.0012 | 0.0091 | 0 | 0
4428212 | VCUG | 5 | 00m_051004_345x211x716.dat | 0.0663;0.0663;0.0663 | 345;211;716 | (0.8757;68.3448;-6.5519) | 60 | 6.3535 | 49 | 77.7048 | 60 | iodine | [138] | [50] | 0 | 5 | 65 | normal | none | 4.4039 | 3.485 | 15.3476 | 17.1101 | 13.5401 | 231.6736 | 0 | 0.008 | 0.017 | 0.1072 | 0.0022 | 0.1658 | 0.0231 | 0.0091 | 0.0107 | 0.0016 | 0.7472 | 0.0015 | 0.0065 | 0.0314 | 0.0839 | 0.0065 | 0.0553 | 0.0016 | 0.0081 | 0.0068 | 0.0212 | 0.0813 | 0.0039 | 0 | 0 | 0.0023 | 0.0005 | 0.0013 | 0.0091 | 0 | 0
4428212 | VCUG | 5 | 00m_051004_345x211x716.dat | 0.0663;0.0663;0.0663 | 345;211;716 | (0.8757;68.3448;-6.5519) | 80 | 2.9 | 44 | 77.7048 | 60 | iodine | [138] | [50] | 0 | 5 | 65 | normal | none | 4.4039 | 3.485 | 15.3476 | 17.1101 | 13.5401 | 231.6736 | 0 | 0.0086 | 0.0191 | 0.1143 | 0.0022 | 0.1749 | 0.0248 | 0.0086 | 0.0123 | 0.0015 | 0.563 | 0.0015 | 0.0073 | 0.0354 | 0.0939 | 0.0069 | 0.0632 | 0.0017 | 0.0089 | 0.0074 | 0.0246 | 0.0939 | 0.0041 | 0 | 0 | 0.0021 | 0.0004 | 0.0011 | 0.0092 | 0 | 0
4428212 | VCUG | 5 | 00m_051004_345x211x716.dat | 0.0663;0.0663;0.0663 | 345;211;716 | (0.8757;68.3448;-6.5519) | 80 | 7.702 | 57 | 77.7048 | 60 | iodine | [138] | [50] | 0 | 5 | 65 | normal | none | 4.4039 | 3.485 | 15.3476 | 17.1101 | 13.5401 | 231.6736 | 0 | 0.008 | 0.0151 | 0.1025 | 0.0022 | 0.1383 | 0.0226 | 0.0089 | 0.0101 | 0.0016 | 0.4633 | 0.0015 | 0.0061 | 0.0295 | 0.0739 | 0.0064 | 0.0479 | 0.0016 | 0.008 | 0.0067 | 0.0194 | 0.0767 | 0.0038 | 0 | 0 | 0.0022 | 0.0005 | 0.0013 | 0.009 | 0 | 0
4428212 | VCUG | 5 | 00m_051004_345x211x716.dat | 0.0663;0.0663;0.0663 | 345;211;716 | (0.8757;68.3448;-6.5519) | 80 | 8.502 | 60 | 77.7048 | 60 | iodine | [138] | [50] | 0 | 5 | 65 | normal | none | 4.4039 | 3.485 | 15.3476 | 17.1101 | 13.5401 | 231.6736 | 0 | 0.0079 | 0.0147 | 0.089 | 0.0022 | 0.1326 | 0.0223 | 0.0089 | 0.0099 | 0.0016 | 0.5968 | 0.0015 | 0.006 | 0.0292 | 0.0788 | 0.0064 | 0.0465 | 0.0016 | 0.0078 | 0.0066 | 0.0189 | 0.0756 | 0.0038 | 0 | 0 | 0.0022 | 0.0005 | 0.0013 | 0.009 | 0 | 0
4428212 | VCUG | 5 | 00m_051004_345x211x716.dat | 0.0663;0.0663;0.0663 | 345;211;716 | (0.8757;68.3448;-6.5519) | 110 | 3.9 | 52 | 77.7048 | 60 | iodine | [138] | [50] | 0 | 5 | 65 | normal | none | 4.4039 | 3.485 | 15.3476 | 17.1101 | 13.5401 | 231.6736 | 0 | 0.0083 | 0.0165 | 0.0977 | 0.0022 | 0.1559 | 0.0232 | 0.0085 | 0.0111 | 0.0015 | 0.5085 | 0.0015 | 0.0067 | 0.0318 | 0.0823 | 0.0066 | 0.0539 | 0.0016 | 0.0084 | 0.007 | 0.0213 | 0.0876 | 0.0039 | 0 | 0 | 0.0021 | 0.0005 | 0.0011 | 0.009 | 0 | 0
4428212 | VCUG | 5 | 00m_051004_345x211x716.dat | 0.0663;0.0663;0.0663 | 345;211;716 | (0.8757;68.3448;-6.5519) | 110 | 7.85 | 62 | 77.7048 | 60 | iodine | [138] | [50] | 0 | 5 | 65 | normal | none | 4.4039 | 3.485 | 15.3476 | 17.1101 | 13.5401 | 231.6736 | 0 | 0.0079 | 0.0143 | 0.0965 | 0.0022 | 0.1338 | 0.0222 | 0.0086 | 0.0099 | 0.0016 | 0.358 | 0.0015 | 0.006 | 0.0294 | 0.0768 | 0.0063 | 0.0468 | 0.0016 | 0.0079 | 0.0066 | 0.0188 | 0.0754 | 0.0037 | 0 | 0 | 0.0022 | 0.0005 | 0.0012 | 0.0087 | 0 | 0
4428212 | VCUG | 5 | 00m_051004_345x211x716.dat | 0.0663;0.0663;0.0663 | 345;211;716 | (0.8757;68.3448;-6.5519) | 110 | 9.9905 | 69 | 77.7048 | 60 | iodine | [138] | [50] | 0 | 5 | 65 | normal | none | 4.4039 | 3.485 | 15.3476 | 17.1101 | 13.5401 | 231.6736 | 0 | 0.0077 | 0.0132 | 0.0968 | 0.0021 | 0.1212 | 0.0221 | 0.0085 | 0.0095 | 0.0016 | 0.4306 | 0.0015 | 0.0058 | 0.0282 | 0.0684 | 0.0062 | 0.0429 | 0.0015 | 0.0076 | 0.0064 | 0.0176 | 0.0694 | 0.0037 | 0 | 0 | 0.0022 | 0.0005 | 0.0012 | 0.0086 | 0 | 0
4428212 | VCUG | 6 | 00m_051004_345x211x716.dat | 0.0663;0.0663;0.0663 | 345;211;716 | (-0.7309;68.4855;-6.5584) | 60 | 2.5 | 38 | 77.7048 | 60 | iodine | [138] | [75] | 0 | 5 | 65 | normal | none | 4.3884 | 3.484 | 15.2891 | 17.0501 | 13.536 | 230.7904 | 0 | 0.009 | 0.0218 | 0.1306 | 0.0021 | 0.2814 | 0.0291 | 0.0084 | 0.0135 | 0.0015 | 0.5272 | 0.002 | 0.008 | 0.0379 | 0.1045 | 0.006 | 0.0743 | 0.0015 | 0.008 | 0.007 | 0.0286 | 0.1256 | 0.0042 | 0 | 0 | 0.0021 | 0.0004 | 0.001 | 0.0094 | 0 | 0
4428212 | VCUG | 6 | 00m_051004_345x211x716.dat | 0.0663;0.0663;0.0663 | 345;211;716 | (-0.7309;68.4855;-6.5584) | 60 | 5.7448 | 47 | 77.7048 | 60 | iodine | [138] | [75] | 0 | 5 | 65 | normal | none | 4.3884 | 3.484 | 15.2891 | 17.0501 | 13.536 | 230.7904 | 0 | 0.0082 | 0.0178 | 0.0996 | 0.0022 | 0.1502 | 0.025 | 0.0089 | 0.0108 | 0.0016 | 0.7242 | 0.0018 | 0.0065 | 0.0319 | 0.0875 | 0.0058 | 0.058 | 0.0015 | 0.0074 | 0.0064 | 0.0217 | 0.089 | 0.0039 | 0 | 0 | 0.0023 | 0.0005 | 0.0012 | 0.0092 | 0 | 0
4428212 | VCUG | 6 | 00m_051004_345x211x716.dat | 0.0663;0.0663;0.0663 | 345;211;716 | (-0.7309;68.4855;-6.5584) | 60 | 6.3535 | 49 | 77.7048 | 60 | iodine | [138] | [75] | 0 | 5 | 65 | normal | none | 4.3884 | 3.484 | 15.2891 | 17.0501 | 13.536 | 230.7904 | 0 | 0.0081 | 0.0171 | 0.0993 | 0.0022 | 0.1494 | 0.0252 | 0.009 | 0.0106 | 0.0016 | 0.6547 | 0.0018 | 0.0064 | 0.0312 | 0.086 | 0.0058 | 0.054 | 0.0015 | 0.0073 | 0.0065 | 0.021 | 0.0858 | 0.0039 | 0 | 0 | 0.0023 | 0.0005 | 0.0013 | 0.0092 | 0 | 0
4428212 | VCUG | 6 | 00m_051004_345x211x716.dat | 0.0663;0.0663;0.0663 | 345;211;716 | (-0.7309;68.4855;-6.5584) | 80 | 2.9 | 44 | 77.7048 | 60 | iodine | [138] | [75] | 0 | 5 | 65 | normal | none | 4.3884 | 3.484 | 15.2891 | 17.0501 | 13.536 | 230.7904 | 0 | 0.0087 | 0.0193 | 0.1211 | 0.0021 | 0.1639 | 0.0279 | 0.0085 | 0.012 | 0.0016 | 0.5647 | 0.0019 | 0.0073 | 0.0346 | 0.0982 | 0.0059 | 0.0629 | 0.0015 | 0.0078 | 0.0069 | 0.0244 | 0.0981 | 0.0041 | 0 | 0 | 0.0021 | 0.0004 | 0.0011 | 0.0093 | 0 | 0
4428212 | VCUG | 6 | 00m_051004_345x211x716.dat | 0.0663;0.0663;0.0663 | 345;211;716 | (-0.7309;68.4855;-6.5584) | 80 | 7.702 | 57 | 77.7048 | 60 | iodine | [138] | [75] | 0 | 5 | 65 | normal | none | 4.3884 | 3.484 | 15.2891 | 17.0501 | 13.536 | 230.7904 | 0 | 0.0079 | 0.0151 | 0.0923 | 0.0022 | 0.1469 | 0.0242 | 0.0089 | 0.0099 | 0.0016 | 0.4193 | 0.0018 | 0.0061 | 0.0299 | 0.0757 | 0.0059 | 0.048 | 0.0015 | 0.0073 | 0.0064 | 0.0192 | 0.0801 | 0.0038 | 0 | 0 | 0.0023 | 0.0005 | 0.0013 | 0.009 | 0 | 0
4428212 | VCUG | 6 | 00m_051004_345x211x716.dat | 0.0663;0.0663;0.0663 | 345;211;716 | (-0.7309;68.4855;-6.5584) | 80 | 8.502 | 60 | 77.7048 | 60 | iodine | [138] | [75] | 0 | 5 | 65 | normal | none | 4.3884 | 3.484 | 15.2891 | 17.0501 | 13.536 | 230.7904 | 0 | 0.0079 | 0.0145 | 0.0968 | 0.0022 | 0.1391 | 0.0242 | 0.0089 | 0.0098 | 0.0016 | 0.3498 | 0.0018 | 0.006 | 0.0293 | 0.0734 | 0.0059 | 0.0461 | 0.0015 | 0.0073 | 0.0064 | 0.0188 | 0.0774 | 0.0038 | 0 | 0 | 0.0023 | 0.0005 | 0.0013 | 0.009 | 0 | 0
4428212 | VCUG | 6 | 00m_051004_345x211x716.dat | 0.0663;0.0663;0.0663 | 345;211;716 | (-0.7309;68.4855;-6.5584) | 110 | 3.9 | 52 | 77.7048 | 60 | iodine | [138] | [75] | 0 | 5 | 65 | normal | none | 4.3884 | 3.484 | 15.2891 | 17.0501 | 13.536 | 230.7904 | 0 | 0.0083 | 0.0163 | 0.1076 | 0.0021 | 0.1432 | 0.026 | 0.0085 | 0.0109 | 0.0016 | 0.4772 | 0.0019 | 0.0067 | 0.0322 | 0.0768 | 0.0059 | 0.0523 | 0.0015 | 0.0076 | 0.0066 | 0.0213 | 0.0915 | 0.004 | 0 | 0 | 0.0021 | 0.0005 | 0.0011 | 0.009 | 0 | 0
4428212 | VCUG | 6 | 00m_051004_345x211x716.dat | 0.0663;0.0663;0.0663 | 345;211;716 | (-0.7309;68.4855;-6.5584) | 110 | 7.85 | 62 | 77.7048 | 60 | iodine | [138] | [75] | 0 | 5 | 65 | normal | none | 4.3884 | 3.484 | 15.2891 | 17.0501 | 13.536 | 230.7904 | 0 | 0.0079 | 0.0142 | 0.0948 | 0.0021 | 0.1308 | 0.0238 | 0.0085 | 0.0098 | 0.0016 | 0.3628 | 0.0018 | 0.006 | 0.0296 | 0.0741 | 0.0058 | 0.0476 | 0.0015 | 0.0073 | 0.0064 | 0.0186 | 0.0736 | 0.0038 | 0 | 0 | 0.0022 | 0.0005 | 0.0012 | 0.0087 | 0 | 0
4428212 | VCUG | 6 | 00m_051004_345x211x716.dat | 0.0663;0.0663;0.0663 | 345;211;716 | (-0.7309;68.4855;-6.5584) | 110 | 9.9905 | 69 | 77.7048 | 60 | iodine | [138] | [75] | 0 | 5 | 65 | normal | none | 4.3884 | 3.484 | 15.2891 | 17.0501 | 13.536 | 230.7904 | 0 | 0.0077 | 0.0132 | 0.0874 | 0.0021 | 0.1151 | 0.0239 | 0.0084 | 0.0094 | 0.0016 | 0.3555 | 0.0017 | 0.0058 | 0.0276 | 0.0685 | 0.0058 | 0.0432 | 0.0015 | 0.0073 | 0.0063 | 0.0176 | 0.0693 | 0.0037 | 0 | 0 | 0.0022 | 0.0005 | 0.0012 | 0.0086 | 0 | 0
4428212 | VCUG | 7 | 00m_051004_345x211x716.dat | 0.0663;0.0663;0.0663 | 345;211;716 | (-0.7309;68.4855;-6.5584) | 60 | 2.5 | 38 | 77.7048 | 60 | iodine | [138] | [100] | 1 | 5 | 65 | normal | none | 4.3884 | 3.484 | 15.2891 | 17.0501 | 13.536 | 230.7904 | 0 | 0.009 | 0.0218 | 0.1303 | 0.0021 | 0.2814 | 0.0293 | 0.0084 | 0.0134 | 0.0015 | 0.5272 | 0.002 | 0.008 | 0.038 | 0.1045 | 0.006 | 0.0747 | 0.0015 | 0.008 | 0.007 | 0.0286 | 0.1256 | 0.0043 | 0 | 0 | 0.0021 | 0.0004 | 0.001 | 0.0095 | 0 | 0
4428212 | VCUG | 7 | 00m_051004_345x211x716.dat | 0.0663;0.0663;0.0663 | 345;211;716 | (-0.7309;68.4855;-6.5584) | 60 | 5.7448 | 47 | 77.7048 | 60 | iodine | [138] | [100] | 1 | 5 | 65 | normal | none | 4.3884 | 3.484 | 15.2891 | 17.0501 | 13.536 | 230.7904 | 0 | 0.0082 | 0.0178 | 0.1003 | 0.0022 | 0.1499 | 0.025 | 0.0089 | 0.0108 | 0.0016 | 0.7242 | 0.0018 | 0.0065 | 0.0319 | 0.0877 | 0.0058 | 0.058 | 0.0015 | 0.0074 | 0.0065 | 0.0217 | 0.089 | 0.004 | 0 | 0 | 0.0023 | 0.0005 | 0.0012 | 0.0093 | 0 | 0
4428212 | VCUG | 7 | 00m_051004_345x211x716.dat | 0.0663;0.0663;0.0663 | 345;211;716 | (-0.7309;68.4855;-6.5584) | 60 | 6.3535 | 49 | 77.7048 | 60 | iodine | [138] | [100] | 1 | 5 | 65 | normal | none | 4.3884 | 3.484 | 15.2891 | 17.0501 | 13.536 | 230.7904 | 0 | 0.0081 | 0.0171 | 0.0996 | 0.0022 | 0.1493 | 0.0251 | 0.009 | 0.0106 | 0.0016 | 0.6547 | 0.0018 | 0.0064 | 0.0312 | 0.0861 | 0.0058 | 0.0539 | 0.0015 | 0.0073 | 0.0065 | 0.021 | 0.086 | 0.0039 | 0 | 0 | 0.0023 | 0.0005 | 0.0013 | 0.0093 | 0 | 0
4428212 | VCUG | 7 | 00m_051004_345x211x716.dat | 0.0663;0.0663;0.0663 | 345;211;716 | (-0.7309;68.4855;-6.5584) | 80 | 2.9 | 44 | 77.7048 | 60 | iodine | [138] | [100] | 1 | 5 | 65 | normal | none | 4.3884 | 3.484 | 15.2891 | 17.0501 | 13.536 | 230.7904 | 0 | 0.0087 | 0.0193 | 0.1219 | 0.0021 | 0.1647 | 0.028 | 0.0085 | 0.012 | 0.0016 | 0.6781 | 0.0019 | 0.0073 | 0.0347 | 0.0986 | 0.0059 | 0.0631 | 0.0015 | 0.0078 | 0.0069 | 0.0243 | 0.098 | 0.0042 | 0 | 0 | 0.0021 | 0.0004 | 0.0011 | 0.0093 | 0 | 0
4428212 | VCUG | 7 | 00m_051004_345x211x716.dat | 0.0663;0.0663;0.0663 | 345;211;716 | (-0.7309;68.4855;-6.5584) | 80 | 7.702 | 57 | 77.7048 | 60 | iodine | [138] | [100] | 1 | 5 | 65 | normal | none | 4.3884 | 3.484 | 15.2891 | 17.0501 | 13.536 | 230.7904 | 0 | 0.0079 | 0.0151 | 0.093 | 0.0022 | 0.1451 | 0.0242 | 0.0089 | 0.0099 | 0.0016 | 0.4193 | 0.0018 | 0.0061 | 0.03 | 0.0758 | 0.0059 | 0.0481 | 0.0015 | 0.0073 | 0.0064 | 0.0192 | 0.08 | 0.0039 | 0 | 0 | 0.0023 | 0.0005 | 0.0013 | 0.0091 | 0 | 0
4428212 | VCUG | 7 | 00m_051004_345x211x716.dat | 0.0663;0.0663;0.0663 | 345;211;716 | (-0.7309;68.4855;-6.5584) | 80 | 8.502 | 60 | 77.7048 | 60 | iodine | [138] | [100] | 1 | 5 | 65 | normal | none | 4.3884 | 3.484 | 15.2891 | 17.0501 | 13.536 | 230.7904 | 0 | 0.0079 | 0.0145 | 0.0964 | 0.0022 | 0.1405 | 0.0241 | 0.0089 | 0.0098 | 0.0016 | 0.3498 | 0.0018 | 0.006 | 0.0294 | 0.0738 | 0.0059 | 0.046 | 0.0015 | 0.0073 | 0.0064 | 0.0188 | 0.0777 | 0.0038 | 0 | 0 | 0.0023 | 0.0005 | 0.0013 | 0.0091 | 0 | 0
4428212 | VCUG | 7 | 00m_051004_345x211x716.dat | 0.0663;0.0663;0.0663 | 345;211;716 | (-0.7309;68.4855;-6.5584) | 110 | 3.9 | 52 | 77.7048 | 60 | iodine | [138] | [100] | 1 | 5 | 65 | normal | none | 4.3884 | 3.484 | 15.2891 | 17.0501 | 13.536 | 230.7904 | 0 | 0.0084 | 0.0163 | 0.107 | 0.0021 | 0.1427 | 0.026 | 0.0085 | 0.0109 | 0.0016 | 0.4772 | 0.0019 | 0.0067 | 0.0321 | 0.0773 | 0.0059 | 0.0522 | 0.0015 | 0.0076 | 0.0066 | 0.0213 | 0.0913 | 0.004 | 0 | 0 | 0.0021 | 0.0005 | 0.0011 | 0.009 | 0 | 0
4428212 | VCUG | 7 | 00m_051004_345x211x716.dat | 0.0663;0.0663;0.0663 | 345;211;716 | (-0.7309;68.4855;-6.5584) | 110 | 7.85 | 62 | 77.7048 | 60 | iodine | [138] | [100] | 1 | 5 | 65 | normal | none | 4.3884 | 3.484 | 15.2891 | 17.0501 | 13.536 | 230.7904 | 0 | 0.0079 | 0.0142 | 0.095 | 0.0021 | 0.1303 | 0.0238 | 0.0086 | 0.0098 | 0.0016 | 0.3703 | 0.0018 | 0.006 | 0.0296 | 0.0746 | 0.0058 | 0.0477 | 0.0015 | 0.0073 | 0.0064 | 0.0186 | 0.074 | 0.0038 | 0 | 0 | 0.0022 | 0.0005 | 0.0012 | 0.0087 | 0 | 0
4428212 | VCUG | 7 | 00m_051004_345x211x716.dat | 0.0663;0.0663;0.0663 | 345;211;716 | (-0.7309;68.4855;-6.5584) | 110 | 9.9905 | 69 | 77.7048 | 60 | iodine | [138] | [100] | 1 | 5 | 65 | normal | none | 4.3884 | 3.484 | 15.2891 | 17.0501 | 13.536 | 230.7904 | 0 | 0.0077 | 0.0132 | 0.0876 | 0.0021 | 0.1145 | 0.0239 | 0.0084 | 0.0094 | 0.0016 | 0.3481 | 0.0017 | 0.0058 | 0.0276 | 0.0685 | 0.0058 | 0.0433 | 0.0015 | 0.0073 | 0.0063 | 0.0176 | 0.069 | 0.0037 | 0 | 0 | 0.0022 | 0.0005 | 0.0012 | 0.0086 | 0 | 0
4428212 | VCUG | 8 | 00m_051004_345x211x716.dat | 0.0663;0.0663;0.0663 | 345;211;716 | (0.8757;68.3448;-6.5519) | 60 | 2.5 | 38 | 77.7048 | 60 | iodine | [138] | [100] | 1 | 5 | 65 | normal | none | 4.4039 | 3.485 | 15.3476 | 17.1101 | 13.5401 | 231.6736 | 0 | 0.0089 | 0.0223 | 0.1234 | 0.0022 | 0.2523 | 0.0251 | 0.0084 | 0.0139 | 0.0015 | 0.632 | 0.0014 | 0.0081 | 0.039 | 0.1195 | 0.0071 | 0.078 | 0.0017 | 0.0093 | 0.0077 | 0.0286 | 0.1159 | 0.0043 | 0 | 0 | 0.0021 | 0.0004 | 0.001 | 0.0094 | 0 | 0
4428212 | VCUG | 8 | 00m_051004_345x211x716.dat | 0.0663;0.0663;0.0663 | 345;211;716 | (0.8757;68.3448;-6.5519) | 60 | 5.7448 | 47 | 77.7048 | 60 | iodine | [138] | [100] | 1 | 5 | 65 | normal | none | 4.4039 | 3.485 | 15.3476 | 17.1101 | 13.5401 | 231.6736 | 0 | 0.0081 | 0.0179 | 0.1093 | 0.0022 | 0.1662 | 0.0232 | 0.009 | 0.011 | 0.0016 | 1 | 0.0015 | 0.0066 | 0.0322 | 0.09 | 0.0065 | 0.0577 | 0.0016 | 0.0082 | 0.0069 | 0.0219 | 0.0828 | 0.004 | 0 | 0 | 0.0022 | 0.0005 | 0.0012 | 0.0092 | 0 | 0
4428212 | VCUG | 8 | 00m_051004_345x211x716.dat | 0.0663;0.0663;0.0663 | 345;211;716 | (0.8757;68.3448;-6.5519) | 60 | 6.3535 | 49 | 77.7048 | 60 | iodine | [138] | [100] | 1 | 5 | 65 | normal | none | 4.4039 | 3.485 | 15.3476 | 17.1101 | 13.5401 | 231.6736 | 0 | 0.008 | 0.017 | 0.1075 | 0.0022 | 0.1658 | 0.0231 | 0.0091 | 0.0107 | 0.0016 | 0.7472 | 0.0015 | 0.0065 | 0.0315 | 0.0838 | 0.0065 | 0.0555 | 0.0016 | 0.0081 | 0.0069 | 0.0212 | 0.0815 | 0.004 | 0 | 0 | 0.0023 | 0.0005 | 0.0013 | 0.0092 | 0 | 0
4428212 | VCUG | 8 | 00m_051004_345x211x716.dat | 0.0663;0.0663;0.0663 | 345;211;716 | (0.8757;68.3448;-6.5519) | 80 | 2.9 | 44 | 77.7048 | 60 | iodine | [138] | [100] | 1 | 5 | 65 | normal | none | 4.4039 | 3.485 | 15.3476 | 17.1101 | 13.5401 | 231.6736 | 0 | 0.0086 | 0.0192 | 0.1143 | 0.0022 | 0.1766 | 0.0249 | 0.0086 | 0.0123 | 0.0015 | 0.563 | 0.0015 | 0.0074 | 0.0355 | 0.094 | 0.0069 | 0.0632 | 0.0017 | 0.0089 | 0.0074 | 0.0246 | 0.0946 | 0.0042 | 0 | 0 | 0.0021 | 0.0004 | 0.0011 | 0.0093 | 0 | 0
4428212 | VCUG | 8 | 00m_051004_345x211x716.dat | 0.0663;0.0663;0.0663 | 345;211;716 | (0.8757;68.3448;-6.5519) | 80 | 7.702 | 57 | 77.7048 | 60 | iodine | [138] | [100] | 1 | 5 | 65 | normal | none | 4.4039 | 3.485 | 15.3476 | 17.1101 | 13.5401 | 231.6736 | 0 | 0.008 | 0.0151 | 0.1027 | 0.0022 | 0.1384 | 0.0226 | 0.0089 | 0.0101 | 0.0016 | 0.4633 | 0.0015 | 0.0061 | 0.0296 | 0.074 | 0.0064 | 0.048 | 0.0016 | 0.008 | 0.0067 | 0.0195 | 0.0765 | 0.0039 | 0 | 0 | 0.0022 | 0.0005 | 0.0013 | 0.0091 | 0 | 0
4428212 | VCUG | 8 | 00m_051004_345x211x716.dat | 0.0663;0.0663;0.0663 | 345;211;716 | (0.8757;68.3448;-6.5519) | 80 | 8.502 | 60 | 77.7048 | 60 | iodine | [138] | [100] | 1 | 5 | 65 | normal | none | 4.4039 | 3.485 | 15.3476 | 17.1101 | 13.5401 | 231.6736 | 0 | 0.0079 | 0.0147 | 0.089 | 0.0022 | 0.1329 | 0.0224 | 0.0089 | 0.0099 | 0.0016 | 0.5968 | 0.0015 | 0.006 | 0.0293 | 0.079 | 0.0064 | 0.0466 | 0.0016 | 0.0079 | 0.0066 | 0.019 | 0.0762 | 0.0038 | 0 | 0 | 0.0023 | 0.0005 | 0.0013 | 0.009 | 0 | 0
4428212 | VCUG | 8 | 00m_051004_345x211x716.dat | 0.0663;0.0663;0.0663 | 345;211;716 | (0.8757;68.3448;-6.5519) | 110 | 3.9 | 52 | 77.7048 | 60 | iodine | [138] | [100] | 1 | 5 | 65 | normal | none | 4.4039 | 3.485 | 15.3476 | 17.1101 | 13.5401 | 231.6736 | 0 | 0.0083 | 0.0165 | 0.0975 | 0.0022 | 0.1579 | 0.0232 | 0.0085 | 0.0111 | 0.0015 | 0.5085 | 0.0015 | 0.0067 | 0.0318 | 0.0823 | 0.0066 | 0.054 | 0.0016 | 0.0084 | 0.007 | 0.0213 | 0.0884 | 0.004 | 0 | 0 | 0.0021 | 0.0005 | 0.0011 | 0.0091 | 0 | 0
4428212 | VCUG | 8 | 00m_051004_345x211x716.dat | 0.0663;0.0663;0.0663 | 345;211;716 | (0.8757;68.3448;-6.5519) | 110 | 7.85 | 62 | 77.7048 | 60 | iodine | [138] | [100] | 1 | 5 | 65 | normal | none | 4.4039 | 3.485 | 15.3476 | 17.1101 | 13.5401 | 231.6736 | 0 | 0.0079 | 0.0143 | 0.0963 | 0.0022 | 0.1338 | 0.0222 | 0.0086 | 0.0099 | 0.0016 | 0.358 | 0.0015 | 0.006 | 0.0294 | 0.0772 | 0.0063 | 0.0468 | 0.0016 | 0.0079 | 0.0066 | 0.0188 | 0.0757 | 0.0038 | 0 | 0 | 0.0022 | 0.0005 | 0.0012 | 0.0088 | 0 | 0
4428212 | VCUG | 8 | 00m_051004_345x211x716.dat | 0.0663;0.0663;0.0663 | 345;211;716 | (0.8757;68.3448;-6.5519) | 110 | 9.9905 | 69 | 77.7048 | 60 | iodine | [138] | [100] | 1 | 5 | 65 | normal | none | 4.4039 | 3.485 | 15.3476 | 17.1101 | 13.5401 | 231.6736 | 0 | 0.0077 | 0.0132 | 0.0969 | 0.0021 | 0.1213 | 0.0221 | 0.0085 | 0.0095 | 0.0016 | 0.4306 | 0.0015 | 0.0058 | 0.0282 | 0.068 | 0.0062 | 0.0429 | 0.0015 | 0.0076 | 0.0065 | 0.0176 | 0.0693 | 0.0037 | 0 | 0 | 0.0022 | 0.0005 | 0.0012 | 0.0086 | 0 | 0
4428212 | VCUG | 9 | 00m_051004_345x211x716.dat | 0.0663;0.0663;0.0663 | 345;211;716 | (-0.7309;68.4855;-6.5584) | 60 | 2.5 | 38 | 77.7048 | 60 | iodine | [138] | [100] | 1 | 5 | 65 | normal | none | 4.3884 | 3.484 | 15.2891 | 17.0501 | 13.536 | 230.7904 | 0 | 0.009 | 0.0218 | 0.1303 | 0.0021 | 0.2814 | 0.0293 | 0.0084 | 0.0134 | 0.0015 | 0.5272 | 0.002 | 0.008 | 0.038 | 0.1045 | 0.006 | 0.0747 | 0.0015 | 0.008 | 0.007 | 0.0286 | 0.1256 | 0.0043 | 0 | 0 | 0.0021 | 0.0004 | 0.001 | 0.0095 | 0 | 0
4428212 | VCUG | 9 | 00m_051004_345x211x716.dat | 0.0663;0.0663;0.0663 | 345;211;716 | (-0.7309;68.4855;-6.5584) | 60 | 5.7448 | 47 | 77.7048 | 60 | iodine | [138] | [100] | 1 | 5 | 65 | normal | none | 4.3884 | 3.484 | 15.2891 | 17.0501 | 13.536 | 230.7904 | 0 | 0.0082 | 0.0178 | 0.1003 | 0.0022 | 0.1499 | 0.025 | 0.0089 | 0.0108 | 0.0016 | 0.7242 | 0.0018 | 0.0065 | 0.0319 | 0.0877 | 0.0058 | 0.058 | 0.0015 | 0.0074 | 0.0065 | 0.0217 | 0.089 | 0.004 | 0 | 0 | 0.0023 | 0.0005 | 0.0012 | 0.0093 | 0 | 0
4428212 | VCUG | 9 | 00m_051004_345x211x716.dat | 0.0663;0.0663;0.0663 | 345;211;716 | (-0.7309;68.4855;-6.5584) | 60 | 6.3535 | 49 | 77.7048 | 60 | iodine | [138] | [100] | 1 | 5 | 65 | normal | none | 4.3884 | 3.484 | 15.2891 | 17.0501 | 13.536 | 230.7904 | 0 | 0.0081 | 0.0171 | 0.0996 | 0.0022 | 0.1493 | 0.0251 | 0.009 | 0.0106 | 0.0016 | 0.6547 | 0.0018 | 0.0064 | 0.0312 | 0.0861 | 0.0058 | 0.0539 | 0.0015 | 0.0073 | 0.0065 | 0.021 | 0.086 | 0.0039 | 0 | 0 | 0.0023 | 0.0005 | 0.0013 | 0.0093 | 0 | 0
4428212 | VCUG | 9 | 00m_051004_345x211x716.dat | 0.0663;0.0663;0.0663 | 345;211;716 | (-0.7309;68.4855;-6.5584) | 80 | 2.9 | 44 | 77.7048 | 60 | iodine | [138] | [100] | 1 | 5 | 65 | normal | none | 4.3884 | 3.484 | 15.2891 | 17.0501 | 13.536 | 230.7904 | 0 | 0.0087 | 0.0193 | 0.1219 | 0.0021 | 0.1647 | 0.028 | 0.0085 | 0.012 | 0.0016 | 0.6781 | 0.0019 | 0.0073 | 0.0347 | 0.0986 | 0.0059 | 0.0631 | 0.0015 | 0.0078 | 0.0069 | 0.0243 | 0.098 | 0.0042 | 0 | 0 | 0.0021 | 0.0004 | 0.0011 | 0.0093 | 0 | 0
4428212 | VCUG | 9 | 00m_051004_345x211x716.dat | 0.0663;0.0663;0.0663 | 345;211;716 | (-0.7309;68.4855;-6.5584) | 80 | 7.702 | 57 | 77.7048 | 60 | iodine | [138] | [100] | 1 | 5 | 65 | normal | none | 4.3884 | 3.484 | 15.2891 | 17.0501 | 13.536 | 230.7904 | 0 | 0.0079 | 0.0151 | 0.093 | 0.0022 | 0.1451 | 0.0242 | 0.0089 | 0.0099 | 0.0016 | 0.4193 | 0.0018 | 0.0061 | 0.03 | 0.0758 | 0.0059 | 0.0481 | 0.0015 | 0.0073 | 0.0064 | 0.0192 | 0.08 | 0.0039 | 0 | 0 | 0.0023 | 0.0005 | 0.0013 | 0.0091 | 0 | 0
4428212 | VCUG | 9 | 00m_051004_345x211x716.dat | 0.0663;0.0663;0.0663 | 345;211;716 | (-0.7309;68.4855;-6.5584) | 80 | 8.502 | 60 | 77.7048 | 60 | iodine | [138] | [100] | 1 | 5 | 65 | normal | none | 4.3884 | 3.484 | 15.2891 | 17.0501 | 13.536 | 230.7904 | 0 | 0.0079 | 0.0145 | 0.0964 | 0.0022 | 0.1405 | 0.0241 | 0.0089 | 0.0098 | 0.0016 | 0.3498 | 0.0018 | 0.006 | 0.0294 | 0.0738 | 0.0059 | 0.046 | 0.0015 | 0.0073 | 0.0064 | 0.0188 | 0.0777 | 0.0038 | 0 | 0 | 0.0023 | 0.0005 | 0.0013 | 0.0091 | 0 | 0
4428212 | VCUG | 9 | 00m_051004_345x211x716.dat | 0.0663;0.0663;0.0663 | 345;211;716 | (-0.7309;68.4855;-6.5584) | 110 | 3.9 | 52 | 77.7048 | 60 | iodine | [138] | [100] | 1 | 5 | 65 | normal | none | 4.3884 | 3.484 | 15.2891 | 17.0501 | 13.536 | 230.7904 | 0 | 0.0084 | 0.0163 | 0.107 | 0.0021 | 0.1427 | 0.026 | 0.0085 | 0.0109 | 0.0016 | 0.4772 | 0.0019 | 0.0067 | 0.0321 | 0.0773 | 0.0059 | 0.0522 | 0.0015 | 0.0076 | 0.0066 | 0.0213 | 0.0913 | 0.004 | 0 | 0 | 0.0021 | 0.0005 | 0.0011 | 0.009 | 0 | 0
4428212 | VCUG | 9 | 00m_051004_345x211x716.dat | 0.0663;0.0663;0.0663 | 345;211;716 | (-0.7309;68.4855;-6.5584) | 110 | 7.85 | 62 | 77.7048 | 60 | iodine | [138] | [100] | 1 | 5 | 65 | normal | none | 4.3884 | 3.484 | 15.2891 | 17.0501 | 13.536 | 230.7904 | 0 | 0.0079 | 0.0142 | 0.095 | 0.0021 | 0.1303 | 0.0238 | 0.0086 | 0.0098 | 0.0016 | 0.3703 | 0.0018 | 0.006 | 0.0296 | 0.0746 | 0.0058 | 0.0477 | 0.0015 | 0.0073 | 0.0064 | 0.0186 | 0.074 | 0.0038 | 0 | 0 | 0.0022 | 0.0005 | 0.0012 | 0.0087 | 0 | 0
4428212 | VCUG | 9 | 00m_051004_345x211x716.dat | 0.0663;0.0663;0.0663 | 345;211;716 | (-0.7309;68.4855;-6.5584) | 110 | 9.9905 | 69 | 77.7048 | 60 | iodine | [138] | [100] | 1 | 5 | 65 | normal | none | 4.3884 | 3.484 | 15.2891 | 17.0501 | 13.536 | 230.7904 | 0 | 0.0077 | 0.0132 | 0.0876 | 0.0021 | 0.1145 | 0.0239 | 0.0084 | 0.0094 | 0.0016 | 0.3481 | 0.0017 | 0.0058 | 0.0276 | 0.0685 | 0.0058 | 0.0433 | 0.0015 | 0.0073 | 0.0063 | 0.0176 | 0.069 | 0.0037 | 0 | 0 | 0.0022 | 0.0005 | 0.0012 | 0.0086 | 0 | 0
4428212 | VCUG | 10 | 00m_051004_345x211x716.dat | 0.0663;0.0663;0.0663 | 345;211;716 | (-0.7309;68.4855;-6.5584) | 60 | 2.5 | 38 | 77.7048 | 60 | iodine | [138] | [70] | 0 | 5 | 65 | normal | none | 4.3884 | 3.484 | 15.2891 | 17.0501 | 13.536 | 230.7904 | 0 | 0.009 | 0.0217 | 0.1306 | 0.0021 | 0.2814 | 0.0292 | 0.0084 | 0.0134 | 0.0015 | 0.5272 | 0.002 | 0.008 | 0.0379 | 0.104 | 0.006 | 0.0745 | 0.0015 | 0.008 | 0.007 | 0.0286 | 0.1256 | 0.0042 | 0 | 0 | 0.0021 | 0.0004 | 0.001 | 0.0094 | 0 | 0
4428212 | VCUG | 10 | 00m_051004_345x211x716.dat | 0.0663;0.0663;0.0663 | 345;211;716 | (-0.7309;68.4855;-6.5584) | 60 | 5.7448 | 47 | 77.7048 | 60 | iodine | [138] | [70] | 0 | 5 | 65 | normal | none | 4.3884 | 3.484 | 15.2891 | 17.0501 | 13.536 | 230.7904 | 0 | 0.0082 | 0.0177 | 0.0995 | 0.0022 | 0.1495 | 0.025 | 0.0089 | 0.0108 | 0.0016 | 0.5887 | 0.0018 | 0.0065 | 0.0319 | 0.0877 | 0.0058 | 0.0579 | 0.0015 | 0.0074 | 0.0064 | 0.0217 | 0.089 | 0.0039 | 0 | 0 | 0.0023 | 0.0005 | 0.0012 | 0.0092 | 0 | 0
4428212 | VCUG | 10 | 00m_051004_345x211x716.dat | 0.0663;0.0663;0.0663 | 345;211;716 | (-0.7309;68.4855;-6.5584) | 60 | 6.3535 | 49 | 77.7048 | 60 | iodine | [138] | [70] | 0 | 5 | 65 | normal | none | 4.3884 | 3.484 | 15.2891 | 17.0501 | 13.536 | 230.7904 | 0 | 0.0081 | 0.0171 | 0.0991 | 0.0022 | 0.1485 | 0.0252 | 0.009 | 0.0106 | 0.0016 | 0.6547 | 0.0018 | 0.0064 | 0.0312 | 0.0859 | 0.0058 | 0.054 | 0.0015 | 0.0073 | 0.0065 | 0.021 | 0.0862 | 0.0039 | 0 | 0 | 0.0023 | 0.0005 | 0.0013 | 0.0092 | 0 | 0
4428212 | VCUG | 10 | 00m_051004_345x211x716.dat | 0.0663;0.0663;0.0663 | 345;211;716 | (-0.7309;68.4855;-6.5584) | 80 | 2.9 | 44 | 77.7048 | 60 | iodine | [138] | [70] | 0 | 5 | 65 | normal | none | 4.3884 | 3.484 | 15.2891 | 17.0501 | 13.536 | 230.7904 | 0 | 0.0087 | 0.0193 | 0.1202 | 0.0021 | 0.1629 | 0.028 | 0.0085 | 0.012 | 0.0016 | 0.6781 | 0.0019 | 0.0073 | 0.0345 | 0.0982 | 0.0059 | 0.0628 | 0.0015 | 0.0078 | 0.0069 | 0.0243 | 0.0981 | 0.0041 | 0 | 0 | 0.0021 | 0.0004 | 0.0011 | 0.0093 | 0 | 0
4428212 | VCUG | 10 | 00m_051004_345x211x716.dat | 0.0663;0.0663;0.0663 | 345;211;716 | (-0.7309;68.4855;-6.5584) | 80 | 7.702 | 57 | 77.7048 | 60 | iodine | [138] | [70] | 0 | 5 | 65 | normal | none | 4.3884 | 3.484 | 15.2891 | 17.0501 | 13.536 | 230.7904 | 0 | 0.0079 | 0.0151 | 0.0928 | 0.0022 | 0.1471 | 0.0242 | 0.0089 | 0.0099 | 0.0016 | 0.4193 | 0.0018 | 0.0061 | 0.03 | 0.0756 | 0.0059 | 0.0481 | 0.0015 | 0.0073 | 0.0064 | 0.0192 | 0.0799 | 0.0038 | 0 | 0 | 0.0023 | 0.0005 | 0.0013 | 0.009 | 0 | 0
4428212 | VCUG | 10 | 00m_051004_345x211x716.dat | 0.0663;0.0663;0.0663 | 345;211;716 | (-0.7309;68.4855;-6.5584) | 80 | 8.502 | 60 | 77.7048 | 60 | iodine | [138] | [70] | 0 | 5 | 65 | normal | none | 4.3884 | 3.484 | 15.2891 | 17.0501 | 13.536 | 230.7904 | 0 | 0.0079 | 0.0145 | 0.0968 | 0.0022 | 0.1391 | 0.0242 | 0.0089 | 0.0098 | 0.0016 | 0.3498 | 0.0018 | 0.006 | 0.0294 | 0.0732 | 0.0059 | 0.0462 | 0.0015 | 0.0073 | 0.0064 | 0.0188 | 0.0775 | 0.0038 | 0 | 0 | 0.0023 | 0.0005 | 0.0013 | 0.009 | 0 | 0
4428212 | VCUG | 10 | 00m_051004_345x211x716.dat | 0.0663;0.0663;0.0663 | 345;211;716 | (-0.7309;68.4855;-6.5584) | 110 | 3.9 | 52 | 77.7048 | 60 | iodine | [138] | [70] | 0 | 5 | 65 | normal | none | 4.3884 | 3.484 | 15.2891 | 17.0501 | 13.536 | 230.7904 | 0 | 0.0083 | 0.0163 | 0.1071 | 0.0021 | 0.1431 | 0.0259 | 0.0085 | 0.0109 | 0.0016 | 0.4772 | 0.0019 | 0.0067 | 0.0322 | 0.0767 | 0.0059 | 0.0523 | 0.0015 | 0.0076 | 0.0066 | 0.0213 | 0.0917 | 0.004 | 0 | 0 | 0.0021 | 0.0005 | 0.0011 | 0.009 | 0 | 0
4428212 | VCUG | 10 | 00m_051004_345x211x716.dat | 0.0663;0.0663;0.0663 | 345;211;716 | (-0.7309;68.4855;-6.5584) | 110 | 7.85 | 62 | 77.7048 | 60 | iodine | [138] | [70] | 0 | 5 | 65 | normal | none | 4.3884 | 3.484 | 15.2891 | 17.0501 | 13.536 | 230.7904 | 0 | 0.0079 | 0.0142 | 0.0947 | 0.0021 | 0.1308 | 0.0238 | 0.0085 | 0.0098 | 0.0016 | 0.3703 | 0.0018 | 0.006 | 0.0296 | 0.0745 | 0.0058 | 0.0478 | 0.0015 | 0.0073 | 0.0064 | 0.0186 | 0.0738 | 0.0037 | 0 | 0 | 0.0022 | 0.0005 | 0.0012 | 0.0087 | 0 | 0
4428212 | VCUG | 10 | 00m_051004_345x211x716.dat | 0.0663;0.0663;0.0663 | 345;211;716 | (-0.7309;68.4855;-6.5584) | 110 | 9.9905 | 69 | 77.7048 | 60 | iodine | [138] | [70] | 0 | 5 | 65 | normal | none | 4.3884 | 3.484 | 15.2891 | 17.0501 | 13.536 | 230.7904 | 0 | 0.0077 | 0.0132 | 0.0874 | 0.0021 | 0.1152 | 0.0239 | 0.0084 | 0.0094 | 0.0016 | 0.3555 | 0.0017 | 0.0058 | 0.0276 | 0.0686 | 0.0058 | 0.0432 | 0.0015 | 0.0073 | 0.0063 | 0.0176 | 0.0693 | 0.0037 | 0 | 0 | 0.0022 | 0.0005 | 0.0012 | 0.0086 | 0 | 0
4428212 | VCUG | 11 | 00m_051004_345x211x716.dat | 0.0663;0.0663;0.0663 | 345;211;716 | (-0.7309;68.4855;-6.5584) | 60 | 2.5 | 38 | 77.7048 | 60 | iodine | [138] | [50] | 1 | 5 | 65 | normal | none | 4.3884 | 3.484 | 15.2891 | 17.0501 | 13.536 | 230.7904 | 0 | 0.009 | 0.0217 | 0.1307 | 0.0021 | 0.2814 | 0.0291 | 0.0084 | 0.0134 | 0.0015 | 0.5272 | 0.002 | 0.008 | 0.0381 | 0.1045 | 0.0059 | 0.0743 | 0.0015 | 0.008 | 0.007 | 0.0286 | 0.1256 | 0.0042 | 0 | 0 | 0.0021 | 0.0004 | 0.001 | 0.0094 | 0 | 0
4428212 | VCUG | 11 | 00m_051004_345x211x716.dat | 0.0663;0.0663;0.0663 | 345;211;716 | (-0.7309;68.4855;-6.5584) | 60 | 5.7448 | 47 | 77.7048 | 60 | iodine | [138] | [50] | 1 | 5 | 65 | normal | none | 4.3884 | 3.484 | 15.2891 | 17.0501 | 13.536 | 230.7904 | 0 | 0.0082 | 0.0177 | 0.1 | 0.0022 | 0.1499 | 0.025 | 0.0089 | 0.0108 | 0.0016 | 0.7242 | 0.0018 | 0.0065 | 0.0319 | 0.0873 | 0.0058 | 0.0578 | 0.0015 | 0.0074 | 0.0064 | 0.0217 | 0.0887 | 0.0039 | 0 | 0 | 0.0023 | 0.0005 | 0.0012 | 0.0092 | 0 | 0
4428212 | VCUG | 11 | 00m_051004_345x211x716.dat | 0.0663;0.0663;0.0663 | 345;211;716 | (-0.7309;68.4855;-6.5584) | 60 | 6.3535 | 49 | 77.7048 | 60 | iodine | [138] | [50] | 1 | 5 | 65 | normal | none | 4.3884 | 3.484 | 15.2891 | 17.0501 | 13.536 | 230.7904 | 0 | 0.0081 | 0.0171 | 0.0996 | 0.0022 | 0.1483 | 0.0251 | 0.009 | 0.0105 | 0.0016 | 0.6547 | 0.0018 | 0.0064 | 0.0312 | 0.0859 | 0.0058 | 0.0537 | 0.0015 | 0.0073 | 0.0065 | 0.021 | 0.0862 | 0.0039 | 0 | 0 | 0.0023 | 0.0005 | 0.0013 | 0.0092 | 0 | 0
4428212 | VCUG | 11 | 00m_051004_345x211x716.dat | 0.0663;0.0663;0.0663 | 345;211;716 | (-0.7309;68.4855;-6.5584) | 80 | 2.9 | 44 | 77.7048 | 60 | iodine | [138] | [50] | 1 | 5 | 65 | normal | none | 4.3884 | 3.484 | 15.2891 | 17.0501 | 13.536 | 230.7904 | 0 | 0.0087 | 0.0192 | 0.1211 | 0.0021 | 0.1648 | 0.0279 | 0.0085 | 0.012 | 0.0016 | 0.567 | 0.0019 | 0.0073 | 0.0347 | 0.0986 | 0.0059 | 0.0629 | 0.0015 | 0.0078 | 0.0069 | 0.0243 | 0.0976 | 0.0041 | 0 | 0 | 0.0021 | 0.0004 | 0.0011 | 0.0092 | 0 | 0
4428212 | VCUG | 11 | 00m_051004_345x211x716.dat | 0.0663;0.0663;0.0663 | 345;211;716 | (-0.7309;68.4855;-6.5584) | 80 | 7.702 | 57 | 77.7048 | 60 | iodine | [138] | [50] | 1 | 5 | 65 | normal | none | 4.3884 | 3.484 | 15.2891 | 17.0501 | 13.536 | 230.7904 | 0 | 0.0079 | 0.0151 | 0.093 | 0.0022 | 0.1465 | 0.0241 | 0.0089 | 0.0099 | 0.0016 | 0.408 | 0.0018 | 0.0061 | 0.03 | 0.0761 | 0.0058 | 0.0481 | 0.0015 | 0.0073 | 0.0064 | 0.0192 | 0.0799 | 0.0038 | 0 | 0 | 0.0023 | 0.0005 | 0.0013 | 0.009 | 0 | 0
4428212 | VCUG | 11 | 00m_051004_345x211x716.dat | 0.0663;0.0663;0.0663 | 345;211;716 | (-0.7309;68.4855;-6.5584) | 80 | 8.502 | 60 | 77.7048 | 60 | iodine | [138] | [50] | 1 | 5 | 65 | normal | none | 4.3884 | 3.484 | 15.2891 | 17.0501 | 13.536 | 230.7904 | 0 | 0.0079 | 0.0145 | 0.0957 | 0.0022 | 0.1401 | 0.0241 | 0.0089 | 0.0098 | 0.0016 | 0.3498 | 0.0018 | 0.006 | 0.0293 | 0.0736 | 0.0059 | 0.046 | 0.0015 | 0.0073 | 0.0064 | 0.0188 | 0.0778 | 0.0038 | 0 | 0 | 0.0023 | 0.0005 | 0.0013 | 0.009 | 0 | 0
4428212 | VCUG | 11 | 00m_051004_345x211x716.dat | 0.0663;0.0663;0.0663 | 345;211;716 | (-0.7309;68.4855;-6.5584) | 110 | 3.9 | 52 | 77.7048 | 60 | iodine | [138] | [50] | 1 | 5 | 65 | normal | none | 4.3884 | 3.484 | 15.2891 | 17.0501 | 13.536 | 230.7904 | 0 | 0.0083 | 0.0163 | 0.1074 | 0.0021 | 0.143 | 0.026 | 0.0085 | 0.0109 | 0.0016 | 0.4772 | 0.0019 | 0.0067 | 0.0322 | 0.0768 | 0.0059 | 0.052 | 0.0015 | 0.0076 | 0.0066 | 0.0213 | 0.0913 | 0.0039 | 0 | 0 | 0.0021 | 0.0005 | 0.0011 | 0.009 | 0 | 0
4428212 | VCUG | 11 | 00m_051004_345x211x716.dat | 0.0663;0.0663;0.0663 | 345;211;716 | (-0.7309;68.4855;-6.5584) | 110 | 7.85 | 62 | 77.7048 | 60 | iodine | [138] | [50] | 1 | 5 | 65 | normal | none | 4.3884 | 3.484 | 15.2891 | 17.0501 | 13.536 | 230.7904 | 0 | 0.0079 | 0.0142 | 0.0952 | 0.0021 | 0.1298 | 0.0238 | 0.0085 | 0.0098 | 0.0016 | 0.3703 | 0.0018 | 0.006 | 0.0296 | 0.0746 | 0.0058 | 0.0476 | 0.0015 | 0.0073 | 0.0064 | 0.0186 | 0.0739 | 0.0037 | 0 | 0 | 0.0022 | 0.0005 | 0.0012 | 0.0087 | 0 | 0
4428212 | VCUG | 11 | 00m_051004_345x211x716.dat | 0.0663;0.0663;0.0663 | 345;211;716 | (-0.7309;68.4855;-6.5584) | 110 | 9.9905 | 69 | 77.7048 | 60 | iodine | [138] | [50] | 1 | 5 | 65 | normal | none | 4.3884 | 3.484 | 15.2891 | 17.0501 | 13.536 | 230.7904 | 0 | 0.0077 | 0.0132 | 0.088 | 0.0021 | 0.1141 | 0.0239 | 0.0084 | 0.0094 | 0.0016 | 0.3493 | 0.0017 | 0.0057 | 0.0276 | 0.0687 | 0.0058 | 0.043 | 0.0015 | 0.0073 | 0.0063 | 0.0176 | 0.0692 | 0.0037 | 0 | 0 | 0.0022 | 0.0005 | 0.0012 | 0.0086 | 0 | 0
4428212 | VCUG | 12 | 00m_051004_345x211x716.dat | 0.0663;0.0663;0.0663 | 345;211;716 | (-0.7309;68.4855;-6.5584) | 60 | 2.5 | 38 | 77.7048 | 60 | iodine | [138] | [50] | 0 | 5 | 65 | normal | none | 4.3884 | 3.484 | 15.2891 | 17.0501 | 13.536 | 230.7904 | 0 | 0.009 | 0.0217 | 0.1307 | 0.0021 | 0.2814 | 0.0291 | 0.0084 | 0.0134 | 0.0015 | 0.5272 | 0.002 | 0.008 | 0.0381 | 0.1045 | 0.0059 | 0.0743 | 0.0015 | 0.008 | 0.007 | 0.0286 | 0.1256 | 0.0042 | 0 | 0 | 0.0021 | 0.0004 | 0.001 | 0.0094 | 0 | 0
4428212 | VCUG | 12 | 00m_051004_345x211x716.dat | 0.0663;0.0663;0.0663 | 345;211;716 | (-0.7309;68.4855;-6.5584) | 60 | 5.7448 | 47 | 77.7048 | 60 | iodine | [138] | [50] | 0 | 5 | 65 | normal | none | 4.3884 | 3.484 | 15.2891 | 17.0501 | 13.536 | 230.7904 | 0 | 0.0082 | 0.0177 | 0.1 | 0.0022 | 0.1499 | 0.025 | 0.0089 | 0.0108 | 0.0016 | 0.7242 | 0.0018 | 0.0065 | 0.0319 | 0.0873 | 0.0058 | 0.0578 | 0.0015 | 0.0074 | 0.0064 | 0.0217 | 0.0887 | 0.0039 | 0 | 0 | 0.0023 | 0.0005 | 0.0012 | 0.0092 | 0 | 0
4428212 | VCUG | 12 | 00m_051004_345x211x716.dat | 0.0663;0.0663;0.0663 | 345;211;716 | (-0.7309;68.4855;-6.5584) | 60 | 6.3535 | 49 | 77.7048 | 60 | iodine | [138] | [50] | 0 | 5 | 65 | normal | none | 4.3884 | 3.484 | 15.2891 | 17.0501 | 13.536 | 230.7904 | 0 | 0.0081 | 0.0171 | 0.0996 | 0.0022 | 0.1483 | 0.0251 | 0.009 | 0.0105 | 0.0016 | 0.6547 | 0.0018 | 0.0064 | 0.0312 | 0.0859 | 0.0058 | 0.0537 | 0.0015 | 0.0073 | 0.0065 | 0.021 | 0.0862 | 0.0039 | 0 | 0 | 0.0023 | 0.0005 | 0.0013 | 0.0092 | 0 | 0
4428212 | VCUG | 12 | 00m_051004_345x211x716.dat | 0.0663;0.0663;0.0663 | 345;211;716 | (-0.7309;68.4855;-6.5584) | 80 | 2.9 | 44 | 77.7048 | 60 | iodine | [138] | [50] | 0 | 5 | 65 | normal | none | 4.3884 | 3.484 | 15.2891 | 17.0501 | 13.536 | 230.7904 | 0 | 0.0087 | 0.0192 | 0.1211 | 0.0021 | 0.1648 | 0.0279 | 0.0085 | 0.012 | 0.0016 | 0.567 | 0.0019 | 0.0073 | 0.0347 | 0.0986 | 0.0059 | 0.0629 | 0.0015 | 0.0078 | 0.0069 | 0.0243 | 0.0976 | 0.0041 | 0 | 0 | 0.0021 | 0.0004 | 0.0011 | 0.0092 | 0 | 0
4428212 | VCUG | 12 | 00m_051004_345x211x716.dat | 0.0663;0.0663;0.0663 | 345;211;716 | (-0.7309;68.4855;-6.5584) | 80 | 7.702 | 57 | 77.7048 | 60 | iodine | [138] | [50] | 0 | 5 | 65 | normal | none | 4.3884 | 3.484 | 15.2891 | 17.0501 | 13.536 | 230.7904 | 0 | 0.0079 | 0.0151 | 0.093 | 0.0022 | 0.1465 | 0.0241 | 0.0089 | 0.0099 | 0.0016 | 0.408 | 0.0018 | 0.0061 | 0.03 | 0.0761 | 0.0058 | 0.0481 | 0.0015 | 0.0073 | 0.0064 | 0.0192 | 0.0799 | 0.0038 | 0 | 0 | 0.0023 | 0.0005 | 0.0013 | 0.009 | 0 | 0
4428212 | VCUG | 12 | 00m_051004_345x211x716.dat | 0.0663;0.0663;0.0663 | 345;211;716 | (-0.7309;68.4855;-6.5584) | 80 | 8.502 | 60 | 77.7048 | 60 | iodine | [138] | [50] | 0 | 5 | 65 | normal | none | 4.3884 | 3.484 | 15.2891 | 17.0501 | 13.536 | 230.7904 | 0 | 0.0079 | 0.0145 | 0.0957 | 0.0022 | 0.1401 | 0.0241 | 0.0089 | 0.0098 | 0.0016 | 0.3498 | 0.0018 | 0.006 | 0.0293 | 0.0736 | 0.0059 | 0.046 | 0.0015 | 0.0073 | 0.0064 | 0.0188 | 0.0778 | 0.0038 | 0 | 0 | 0.0023 | 0.0005 | 0.0013 | 0.009 | 0 | 0
4428212 | VCUG | 12 | 00m_051004_345x211x716.dat | 0.0663;0.0663;0.0663 | 345;211;716 | (-0.7309;68.4855;-6.5584) | 110 | 3.9 | 52 | 77.7048 | 60 | iodine | [138] | [50] | 0 | 5 | 65 | normal | none | 4.3884 | 3.484 | 15.2891 | 17.0501 | 13.536 | 230.7904 | 0 | 0.0083 | 0.0163 | 0.1074 | 0.0021 | 0.143 | 0.026 | 0.0085 | 0.0109 | 0.0016 | 0.4772 | 0.0019 | 0.0067 | 0.0322 | 0.0768 | 0.0059 | 0.052 | 0.0015 | 0.0076 | 0.0066 | 0.0213 | 0.0913 | 0.0039 | 0 | 0 | 0.0021 | 0.0005 | 0.0011 | 0.009 | 0 | 0
4428212 | VCUG | 12 | 00m_051004_345x211x716.dat | 0.0663;0.0663;0.0663 | 345;211;716 | (-0.7309;68.4855;-6.5584) | 110 | 7.85 | 62 | 77.7048 | 60 | iodine | [138] | [50] | 0 | 5 | 65 | normal | none | 4.3884 | 3.484 | 15.2891 | 17.0501 | 13.536 | 230.7904 | 0 | 0.0079 | 0.0142 | 0.0952 | 0.0021 | 0.1298 | 0.0238 | 0.0085 | 0.0098 | 0.0016 | 0.3703 | 0.0018 | 0.006 | 0.0296 | 0.0746 | 0.0058 | 0.0476 | 0.0015 | 0.0073 | 0.0064 | 0.0186 | 0.0739 | 0.0037 | 0 | 0 | 0.0022 | 0.0005 | 0.0012 | 0.0087 | 0 | 0
4428212 | VCUG | 12 | 00m_051004_345x211x716.dat | 0.0663;0.0663;0.0663 | 345;211;716 | (-0.7309;68.4855;-6.5584) | 110 | 9.9905 | 69 | 77.7048 | 60 | iodine | [138] | [50] | 0 | 5 | 65 | normal | none | 4.3884 | 3.484 | 15.2891 | 17.0501 | 13.536 | 230.7904 | 0 | 0.0077 | 0.0132 | 0.088 | 0.0021 | 0.1141 | 0.0239 | 0.0084 | 0.0094 | 0.0016 | 0.3493 | 0.0017 | 0.0057 | 0.0276 | 0.0687 | 0.0058 | 0.043 | 0.0015 | 0.0073 | 0.0063 | 0.0176 | 0.0692 | 0.0037 | 0 | 0 | 0.0022 | 0.0005 | 0.0012 | 0.0086 | 0 | 0
4428212 | VCUG | 13 | 00m_051004_345x211x716.dat | 0.0663;0.0663;0.0663 | 345;211;716 | (0.0901;67.0610;-3.1626) | 60 | 2.5 | 38 | 76.6025 | 60 | iodine | [138] | [10] | 1 | 5 | 65 | normal | none | 4.788 | 5.6344 | 26.9774 | 18.3385 | 21.5806 | 395.7548 | 0 | 0.0027 | 0.0127 | 0.0305 | 0.0025 | 0.1008 | 0.0135 | 0.007 | 0.0038 | 0.0012 | 0.3642 | 0.0008 | 0.0018 | 0.0098 | 0.0497 | 0.0031 | 0.0314 | 0.0018 | 0.0023 | 0.0034 | 0.0101 | 0.0478 | 0.0049 | 0 | 0 | 0.0022 | 0.0005 | 0.001 | 0.0104 | 0 | 0
4428212 | VCUG | 13 | 00m_051004_345x211x716.dat | 0.0663;0.0663;0.0663 | 345;211;716 | (0.0901;67.0610;-3.1626) | 60 | 5.7448 | 47 | 76.6025 | 60 | iodine | [138] | [10] | 1 | 5 | 65 | normal | none | 4.788 | 5.6344 | 26.9774 | 18.3385 | 21.5806 | 395.7548 | 0 | 0.0029 | 0.0096 | 0.0276 | 0.0024 | 0.0862 | 0.0131 | 0.0085 | 0.0035 | 0.0014 | 0.3068 | 0.0008 | 0.0018 | 0.0095 | 0.0405 | 0.0033 | 0.0257 | 0.0017 | 0.0025 | 0.0034 | 0.0087 | 0.0395 | 0.0047 | 0 | 0 | 0.0024 | 0.0005 | 0.0013 | 0.0106 | 0 | 0
4428212 | VCUG | 13 | 00m_051004_345x211x716.dat | 0.0663;0.0663;0.0663 | 345;211;716 | (0.0901;67.0610;-3.1626) | 60 | 6.3535 | 49 | 76.6025 | 60 | iodine | [138] | [10] | 1 | 5 | 65 | normal | none | 4.788 | 5.6344 | 26.9774 | 18.3385 | 21.5806 | 395.7548 | 0 | 0.003 | 0.0092 | 0.027 | 0.0024 | 0.0839 | 0.013 | 0.0087 | 0.0035 | 0.0014 | 0.3642 | 0.0008 | 0.0019 | 0.0095 | 0.0397 | 0.0033 | 0.0248 | 0.0017 | 0.0025 | 0.0034 | 0.0086 | 0.0382 | 0.0047 | 0 | 0 | 0.0024 | 0.0005 | 0.0013 | 0.0107 | 0 | 0
4428212 | VCUG | 13 | 00m_051004_345x211x716.dat | 0.0663;0.0663;0.0663 | 345;211;716 | (0.0901;67.0610;-3.1626) | 80 | 2.9 | 44 | 76.6025 | 60 | iodine | [138] | [10] | 1 | 5 | 65 | normal | none | 4.788 | 5.6344 | 26.9774 | 18.3385 | 21.5806 | 395.7548 | 0 | 0.0027 | 0.0107 | 0.0281 | 0.0024 | 0.0941 | 0.0132 | 0.0073 | 0.0037 | 0.0013 | 0.3146 | 0.0008 | 0.0018 | 0.0096 | 0.0449 | 0.0032 | 0.0282 | 0.0018 | 0.0023 | 0.0034 | 0.0095 | 0.0433 | 0.0048 | 0 | 0 | 0.0023 | 0.0005 | 0.0011 | 0.0104 | 0 | 0
4428212 | VCUG | 13 | 00m_051004_345x211x716.dat | 0.0663;0.0663;0.0663 | 345;211;716 | (0.0901;67.0610;-3.1626) | 80 | 7.702 | 57 | 76.6025 | 60 | iodine | [138] | [10] | 1 | 5 | 65 | normal | none | 4.788 | 5.6344 | 26.9774 | 18.3385 | 21.5806 | 395.7548 | 0 | 0.003 | 0.0082 | 0.0255 | 0.0024 | 0.0709 | 0.0126 | 0.0087 | 0.0035 | 0.0014 | 0.2252 | 0.0008 | 0.0019 | 0.0094 | 0.0384 | 0.0033 | 0.0234 | 0.0017 | 0.0025 | 0.0034 | 0.0084 | 0.0361 | 0.0046 | 0 | 0 | 0.0024 | 0.0005 | 0.0013 | 0.0106 | 0 | 0
4428212 | VCUG | 13 | 00m_051004_345x211x716.dat | 0.0663;0.0663;0.0663 | 345;211;716 | (0.0901;67.0610;-3.1626) | 80 | 8.502 | 60 | 76.6025 | 60 | iodine | [138] | [10] | 1 | 5 | 65 | normal | none | 4.788 | 5.6344 | 26.9774 | 18.3385 | 21.5806 | 395.7548 | 0 | 0.003 | 0.008 | 0.0254 | 0.0024 | 0.0708 | 0.0127 | 0.0088 | 0.0035 | 0.0014 | 0.2197 | 0.0008 | 0.0019 | 0.0094 | 0.0366 | 0.0033 | 0.0231 | 0.0017 | 0.0026 | 0.0034 | 0.0083 | 0.036 | 0.0046 | 0 | 0 | 0.0024 | 0.0005 | 0.0013 | 0.0105 | 0 | 0
4428212 | VCUG | 13 | 00m_051004_345x211x716.dat | 0.0663;0.0663;0.0663 | 345;211;716 | (0.0901;67.0610;-3.1626) | 110 | 3.9 | 52 | 76.6025 | 60 | iodine | [138] | [10] | 1 | 5 | 65 | normal | none | 4.788 | 5.6344 | 26.9774 | 18.3385 | 21.5806 | 395.7548 | 0 | 0.0028 | 0.0092 | 0.0261 | 0.0024 | 0.0806 | 0.0128 | 0.0076 | 0.0036 | 0.0013 | 0.2533 | 0.0008 | 0.0018 | 0.0094 | 0.0413 | 0.0032 | 0.0257 | 0.0017 | 0.0024 | 0.0033 | 0.0089 | 0.0399 | 0.0047 | 0 | 0 | 0.0023 | 0.0005 | 0.0011 | 0.0104 | 0 | 0
4428212 | VCUG | 13 | 00m_051004_345x211x716.dat | 0.0663;0.0663;0.0663 | 345;211;716 | (0.0901;67.0610;-3.1626) | 110 | 7.85 | 62 | 76.6025 | 60 | iodine | [138] | [10] | 1 | 5 | 65 | normal | none | 4.788 | 5.6344 | 26.9774 | 18.3385 | 21.5806 | 395.7548 | 0 | 0.0029 | 0.0079 | 0.0244 | 0.0023 | 0.0722 | 0.0124 | 0.0084 | 0.0034 | 0.0014 | 0.2454 | 0.0008 | 0.0018 | 0.0092 | 0.0358 | 0.0032 | 0.0228 | 0.0017 | 0.0025 | 0.0033 | 0.0083 | 0.0362 | 0.0045 | 0 | 0 | 0.0024 | 0.0005 | 0.0012 | 0.0103 | 0 | 0
4428212 | VCUG | 13 | 00m_051004_345x211x716.dat | 0.0663;0.0663;0.0663 | 345;211;716 | (0.0901;67.0610;-3.1626) | 110 | 9.9905 | 69 | 76.6025 | 60 | iodine | [138] | [10] | 1 | 5 | 65 | normal | none | 4.788 | 5.6344 | 26.9774 | 18.3385 | 21.5806 | 395.7548 | 0 | 0.0029 | 0.0074 | 0.0232 | 0.0023 | 0.0669 | 0.0121 | 0.0084 | 0.0034 | 0.0014 | 0.272 | 0.0008 | 0.0018 | 0.009 | 0.0349 | 0.0032 | 0.0216 | 0.0017 | 0.0025 | 0.0032 | 0.008 | 0.0342 | 0.0045 | 0 | 0 | 0.0023 | 0.0005 | 0.0013 | 0.0101 | 0 | 0
4428212 | VCUG | 1 | 01f_076010_393x248x546.dat | 0.0663;0.0663;0.1400 | 393;248;546 | (0.1855;68.2875;0.8176) | 60 | 2.5 | 38 | 81.3761 | 60 | iodine | [138] | [0] | 1 | 5 | 60 | normal | none | 6.6306 | 7.5625 | 50.144 | 26.9788 | 30.7702 | 830.1433 | 0 | 0.0049 | 0.013 | 0.0207 | 0.0021 | 0.1138 | 0.0118 | 0.016 | 0.0028 | 0.0011 | 0.6786 | 0.0008 | 0.0013 | 0.0119 | 0.0775 | 0.0028 | 0.0241 | 0.0016 | 0.002 | 0.0032 | 0.011 | 0.0456 | 0.0044 | 0 | 0 | 0.0031 | 0.0006 | 0.0011 | 0.0111 | 0 | 0
4428212 | VCUG | 1 | 01f_076010_393x248x546.dat | 0.0663;0.0663;0.1400 | 393;248;546 | (0.1855;68.2875;0.8176) | 60 | 5.7448 | 47 | 81.3761 | 60 | iodine | [138] | [0] | 1 | 5 | 60 | normal | none | 6.6306 | 7.5625 | 50.144 | 26.9788 | 30.7702 | 830.1433 | 0 | 0.0051 | 0.0095 | 0.0181 | 0.002 | 0.0899 | 0.0109 | 0.0149 | 0.0026 | 0.0012 | 0.6096 | 0.0008 | 0.0013 | 0.0108 | 0.0575 | 0.0027 | 0.0191 | 0.0015 | 0.0021 | 0.003 | 0.0093 | 0.0363 | 0.0042 | 0 | 0 | 0.0031 | 0.0006 | 0.0013 | 0.0103 | 0 | 0
4428212 | VCUG | 1 | 01f_076010_393x248x546.dat | 0.0663;0.0663;0.1400 | 393;248;546 | (0.1855;68.2875;0.8176) | 60 | 6.3535 | 49 | 81.3761 | 60 | iodine | [138] | [0] | 1 | 5 | 60 | normal | none | 6.6306 | 7.5625 | 50.144 | 26.9788 | 30.7702 | 830.1433 | 0 | 0.0051 | 0.009 | 0.0177 | 0.002 | 0.091 | 0.0108 | 0.0148 | 0.0026 | 0.0012 | 0.4588 | 0.0008 | 0.0014 | 0.0108 | 0.0564 | 0.0027 | 0.0187 | 0.0015 | 0.0022 | 0.003 | 0.0091 | 0.0358 | 0.0042 | 0 | 0 | 0.0031 | 0.0006 | 0.0013 | 0.0103 | 0 | 0
4428212 | VCUG | 1 | 01f_076010_393x248x546.dat | 0.0663;0.0663;0.1400 | 393;248;546 | (0.1855;68.2875;0.8176) | 80 | 2.9 | 44 | 81.3761 | 60 | iodine | [138] | [0] | 1 | 5 | 60 | normal | none | 6.6306 | 7.5625 | 50.144 | 26.9788 | 30.7702 | 830.1433 | 0 | 0.005 | 0.0104 | 0.0188 | 0.002 | 0.109 | 0.0115 | 0.0156 | 0.0028 | 0.0011 | 0.6463 | 0.0008 | 0.0013 | 0.0115 | 0.0647 | 0.0028 | 0.0212 | 0.0015 | 0.0021 | 0.0031 | 0.0102 | 0.0394 | 0.0043 | 0 | 0 | 0.0031 | 0.0006 | 0.0011 | 0.0107 | 0 | 0
4428212 | VCUG | 1 | 01f_076010_393x248x546.dat | 0.0663;0.0663;0.1400 | 393;248;546 | (0.1855;68.2875;0.8176) | 80 | 7.702 | 57 | 81.3761 | 60 | iodine | [138] | [0] | 1 | 5 | 60 | normal | none | 6.6306 | 7.5625 | 50.144 | 26.9788 | 30.7702 | 830.1433 | 0 | 0.0051 | 0.0078 | 0.0162 | 0.0019 | 0.0767 | 0.0106 | 0.0145 | 0.0026 | 0.0012 | 0.369 | 0.0008 | 0.0014 | 0.0105 | 0.0525 | 0.0027 | 0.017 | 0.0014 | 0.0022 | 0.0029 | 0.0088 | 0.0336 | 0.0042 | 0 | 0 | 0.003 | 0.0006 | 0.0013 | 0.01 | 0 | 0
4428212 | VCUG | 1 | 01f_076010_393x248x546.dat | 0.0663;0.0663;0.1400 | 393;248;546 | (0.1855;68.2875;0.8176) | 80 | 8.502 | 60 | 81.3761 | 60 | iodine | [138] | [0] | 1 | 5 | 60 | normal | none | 6.6306 | 7.5625 | 50.144 | 26.9788 | 30.7702 | 830.1433 | 0 | 0.0051 | 0.0076 | 0.0157 | 0.0019 | 0.0712 | 0.0105 | 0.0143 | 0.0025 | 0.0012 | 0.3669 | 0.0008 | 0.0014 | 0.0104 | 0.05 | 0.0027 | 0.0165 | 0.0014 | 0.0022 | 0.0029 | 0.0087 | 0.0336 | 0.0042 | 0 | 0 | 0.003 | 0.0006 | 0.0013 | 0.0099 | 0 | 0
4428212 | VCUG | 1 | 01f_076010_393x248x546.dat | 0.0663;0.0663;0.1400 | 393;248;546 | (0.1855;68.2875;0.8176) | 110 | 3.9 | 52 | 81.3761 | 60 | iodine | [138] | [0] | 1 | 5 | 60 | normal | none | 6.6306 | 7.5625 | 50.144 | 26.9788 | 30.7702 | 830.1433 | 0 | 0.0049 | 0.0087 | 0.0168 | 0.002 | 0.0825 | 0.0109 | 0.0147 | 0.0026 | 0.0012 | 0.4009 | 0.0008 | 0.0013 | 0.0109 | 0.0556 | 0.0027 | 0.0185 | 0.0015 | 0.0021 | 0.003 | 0.0095 | 0.0375 | 0.0042 | 0 | 0 | 0.003 | 0.0006 | 0.0011 | 0.0102 | 0 | 0
4428212 | VCUG | 1 | 01f_076010_393x248x546.dat | 0.0663;0.0663;0.1400 | 393;248;546 | (0.1855;68.2875;0.8176) | 110 | 7.85 | 62 | 81.3761 | 60 | iodine | [138] | [0] | 1 | 5 | 60 | normal | none | 6.6306 | 7.5625 | 50.144 | 26.9788 | 30.7702 | 830.1433 | 0 | 0.005 | 0.0074 | 0.0153 | 0.0019 | 0.0686 | 0.0103 | 0.0141 | 0.0025 | 0.0012 | 0.3458 | 0.0008 | 0.0013 | 0.0103 | 0.0506 | 0.0027 | 0.0163 | 0.0014 | 0.0021 | 0.0029 | 0.0086 | 0.0339 | 0.0041 | 0 | 0 | 0.0029 | 0.0006 | 0.0012 | 0.0097 | 0 | 0
4428212 | VCUG | 1 | 01f_076010_393x248x546.dat | 0.0663;0.0663;0.1400 | 393;248;546 | (0.1855;68.2875;0.8176) | 110 | 9.9905 | 69 | 81.3761 | 60 | iodine | [138] | [0] | 1 | 5 | 60 | normal | none | 6.6306 | 7.5625 | 50.144 | 26.9788 | 30.7702 | 830.1433 | 0 | 0.005 | 0.0069 | 0.0143 | 0.0018 | 0.0656 | 0.0101 | 0.0136 | 0.0024 | 0.0012 | 0.4517 | 0.0008 | 0.0013 | 0.01 | 0.0481 | 0.0026 | 0.0154 | 0.0014 | 0.0021 | 0.0028 | 0.0083 | 0.0322 | 0.004 | 0 | 0 | 0.0029 | 0.0006 | 0.0013 | 0.0095 | 0 | 0
4428212 | VCUG | 2 | 01f_076010_393x248x546.dat | 0.0663;0.0663;0.1400 | 393;248;546 | (0.1745;68.2875;-6.4272) | 60 | 2.5 | 38 | 81.3761 | 60 | iodine | [138] | [10] | 0 | 5 | 60 | normal | none | 4.4204 | 3.1204 | 13.7936 | 17.9858 | 12.6964 | 228.3554 | 0 | 0.0349 | 0.0322 | 0.1267 | 0.0015 | 0.4226 | 0.0331 | 0.0093 | 0.0186 | 0.0038 | 1 | 0.0031 | 0.0107 | 0.0785 | 0.2865 | 0.0074 | 0.0888 | 0.0015 | 0.0123 | 0.0105 | 0.0563 | 0.2072 | 0.0024 | 0 | 0 | 0.0033 | 0.0004 | 0.0011 | 0.0062 | 0 | 0
4428212 | VCUG | 2 | 01f_076010_393x248x546.dat | 0.0663;0.0663;0.1400 | 393;248;546 | (0.1745;68.2875;-6.4272) | 60 | 5.7448 | 47 | 81.3761 | 60 | iodine | [138] | [10] | 0 | 5 | 60 | normal | none | 4.4204 | 3.1204 | 13.7936 | 17.9858 | 12.6964 | 228.3554 | 0 | 0.0269 | 0.0246 | 0.088 | 0.0015 | 0.278 | 0.0258 | 0.0089 | 0.0133 | 0.0032 | 1 | 0.0024 | 0.008 | 0.0544 | 0.1811 | 0.0061 | 0.0703 | 0.0014 | 0.0098 | 0.0083 | 0.0401 | 0.1361 | 0.0024 | 0 | 0 | 0.0031 | 0.0004 | 0.0013 | 0.0059 | 0 | 0
4428212 | VCUG | 2 | 01f_076010_393x248x546.dat | 0.0663;0.0663;0.1400 | 393;248;546 | (0.1745;68.2875;-6.4272) | 60 | 6.3535 | 49 | 81.3761 | 60 | iodine | [138] | [10] | 0 | 5 | 60 | normal | none | 4.4204 | 3.1204 | 13.7936 | 17.9858 | 12.6964 | 228.3554 | 0 | 0.0268 | 0.0236 | 0.0827 | 0.0015 | 0.2411 | 0.0254 | 0.0089 | 0.0127 | 0.0032 | 1 | 0.0024 | 0.0077 | 0.0515 | 0.1865 | 0.006 | 0.0637 | 0.0013 | 0.0096 | 0.0081 | 0.0378 | 0.146 | 0.0024 | 0 | 0 | 0.0031 | 0.0004 | 0.0013 | 0.0059 | 0 | 0
4428212 | VCUG | 2 | 01f_076010_393x248x546.dat | 0.0663;0.0663;0.1400 | 393;248;546 | (0.1745;68.2875;-6.4272) | 80 | 2.9 | 44 | 81.3761 | 60 | iodine | [138] | [10] | 0 | 5 | 60 | normal | none | 4.4204 | 3.1204 | 13.7936 | 17.9858 | 12.6964 | 228.3554 | 0 | 0.0304 | 0.026 | 0.0965 | 0.0015 | 0.3316 | 0.0288 | 0.0091 | 0.0148 | 0.0035 | 0.5892 | 0.0027 | 0.0088 | 0.0621 | 0.1935 | 0.0068 | 0.0755 | 0.0015 | 0.0109 | 0.0093 | 0.0434 | 0.1733 | 0.0024 | 0 | 0 | 0.0032 | 0.0004 | 0.0011 | 0.0061 | 0 | 0
4428212 | VCUG | 2 | 01f_076010_393x248x546.dat | 0.0663;0.0663;0.1400 | 393;248;546 | (0.1745;68.2875;-6.4272) | 80 | 7.702 | 57 | 81.3761 | 60 | iodine | [138] | [10] | 0 | 5 | 60 | normal | none | 4.4204 | 3.1204 | 13.7936 | 17.9858 | 12.6964 | 228.3554 | 0 | 0.0243 | 0.0202 | 0.0726 | 0.0015 | 0.2582 | 0.0235 | 0.0087 | 0.0112 | 0.0031 | 0.6847 | 0.0022 | 0.0069 | 0.0474 | 0.1528 | 0.0057 | 0.0535 | 0.0013 | 0.0089 | 0.0075 | 0.0313 | 0.1217 | 0.0024 | 0 | 0 | 0.003 | 0.0004 | 0.0013 | 0.0058 | 0 | 0
4428212 | VCUG | 2 | 01f_076010_393x248x546.dat | 0.0663;0.0663;0.1400 | 393;248;546 | (0.1745;68.2875;-6.4272) | 80 | 8.502 | 60 | 81.3761 | 60 | iodine | [138] | [10] | 0 | 5 | 60 | normal | none | 4.4204 | 3.1204 | 13.7936 | 17.9858 | 12.6964 | 228.3554 | 0 | 0.0238 | 0.0194 | 0.0711 | 0.0015 | 0.2114 | 0.0233 | 0.0086 | 0.0108 | 0.003 | 0.8379 | 0.0022 | 0.0066 | 0.0446 | 0.1656 | 0.0056 | 0.0534 | 0.0013 | 0.0088 | 0.0073 | 0.0302 | 0.1091 | 0.0024 | 0 | 0 | 0.0029 | 0.0004 | 0.0013 | 0.0057 | 0 | 0
4428212 | VCUG | 2 | 01f_076010_393x248x546.dat | 0.0663;0.0663;0.1400 | 393;248;546 | (0.1745;68.2875;-6.4272) | 110 | 3.9 | 52 | 81.3761 | 60 | iodine | [138] | [10] | 0 | 5 | 60 | normal | none | 4.4204 | 3.1204 | 13.7936 | 17.9858 | 12.6964 | 228.3554 | 0 | 0.0276 | 0.0215 | 0.0789 | 0.0015 | 0.2563 | 0.0259 | 0.0088 | 0.0126 | 0.0033 | 0.761 | 0.0025 | 0.0076 | 0.052 | 0.1775 | 0.0062 | 0.0597 | 0.0014 | 0.0099 | 0.0083 | 0.0355 | 0.1305 | 0.0024 | 0 | 0 | 0.003 | 0.0004 | 0.0012 | 0.0059 | 0 | 0
4428212 | VCUG | 2 | 01f_076010_393x248x546.dat | 0.0663;0.0663;0.1400 | 393;248;546 | (0.1745;68.2875;-6.4272) | 110 | 7.85 | 62 | 81.3761 | 60 | iodine | [138] | [10] | 0 | 5 | 60 | normal | none | 4.4204 | 3.1204 | 13.7936 | 17.9858 | 12.6964 | 228.3554 | 0 | 0.0235 | 0.0188 | 0.0702 | 0.0014 | 0.1795 | 0.023 | 0.0084 | 0.0108 | 0.003 | 0.8483 | 0.0022 | 0.0066 | 0.0438 | 0.1481 | 0.0056 | 0.0491 | 0.0013 | 0.0087 | 0.0074 | 0.0299 | 0.1149 | 0.0023 | 0 | 0 | 0.0029 | 0.0004 | 0.0013 | 0.0057 | 0 | 0
4428212 | VCUG | 2 | 01f_076010_393x248x546.dat | 0.0663;0.0663;0.1400 | 393;248;546 | (0.1745;68.2875;-6.4272) | 110 | 9.9905 | 69 | 81.3761 | 60 | iodine | [138] | [10] | 0 | 5 | 60 | normal | none | 4.4204 | 3.1204 | 13.7936 | 17.9858 | 12.6964 | 228.3554 | 0 | 0.0224 | 0.0172 | 0.0621 | 0.0014 | 0.1713 | 0.0217 | 0.0082 | 0.0099 | 0.0029 | 0.5756 | 0.0021 | 0.0061 | 0.0408 | 0.1203 | 0.0054 | 0.046 | 0.0012 | 0.0083 | 0.007 | 0.0273 | 0.0974 | 0.0023 | 0 | 0 | 0.0028 | 0.0004 | 0.0013 | 0.0055 | 0 | 0
4428212 | VCUG | 3 | 01f_076010_393x248x546.dat | 0.0663;0.0663;0.1400 | 393;248;546 | (0.1745;68.2875;-6.4272) | 60 | 2.5 | 38 | 81.3761 | 60 | iodine | [138] | [30] | 0 | 5 | 60 | normal | none | 4.4204 | 3.1204 | 13.7936 | 17.9858 | 12.6964 | 228.3554 | 0 | 0.0351 | 0.0323 | 0.128 | 0.0015 | 0.4226 | 0.0331 | 0.0093 | 0.0186 | 0.0038 | 1 | 0.0031 | 0.0107 | 0.0784 | 0.2865 | 0.0074 | 0.0901 | 0.0015 | 0.0123 | 0.0105 | 0.0561 | 0.2072 | 0.0025 | 0 | 0 | 0.0033 | 0.0004 | 0.0011 | 0.0062 | 0 | 0
4428212 | VCUG | 3 | 01f_076010_393x248x546.dat | 0.0663;0.0663;0.1400 | 393;248;546 | (0.1745;68.2875;-6.4272) | 60 | 5.7448 | 47 | 81.3761 | 60 | iodine | [138] | [30] | 0 | 5 | 60 | normal | none | 4.4204 | 3.1204 | 13.7936 | 17.9858 | 12.6964 | 228.3554 | 0 | 0.0271 | 0.0246 | 0.0885 | 0.0015 | 0.2779 | 0.0258 | 0.0089 | 0.0133 | 0.0032 | 1 | 0.0024 | 0.008 | 0.0543 | 0.1843 | 0.0061 | 0.0706 | 0.0014 | 0.0098 | 0.0083 | 0.0403 | 0.1364 | 0.0024 | 0 | 0 | 0.0031 | 0.0004 | 0.0013 | 0.0058 | 0 | 0
4428212 | VCUG | 3 | 01f_076010_393x248x546.dat | 0.0663;0.0663;0.1400 | 393;248;546 | (0.1745;68.2875;-6.4272) | 60 | 6.3535 | 49 | 81.3761 | 60 | iodine | [138] | [30] | 0 | 5 | 60 | normal | none | 4.4204 | 3.1204 | 13.7936 | 17.9858 | 12.6964 | 228.3554 | 0 | 0.027 | 0.0236 | 0.0833 | 0.0015 | 0.2344 | 0.0254 | 0.0088 | 0.0127 | 0.0032 | 1 | 0.0024 | 0.0077 | 0.0519 | 0.1876 | 0.006 | 0.0638 | 0.0014 | 0.0096 | 0.0081 | 0.038 | 0.1467 | 0.0024 | 0 | 0 | 0.0031 | 0.0004 | 0.0013 | 0.0058 | 0 | 0
4428212 | VCUG | 3 | 01f_076010_393x248x546.dat | 0.0663;0.0663;0.1400 | 393;248;546 | (0.1745;68.2875;-6.4272) | 80 | 2.9 | 44 | 81.3761 | 60 | iodine | [138] | [30] | 0 | 5 | 60 | normal | none | 4.4204 | 3.1204 | 13.7936 | 17.9858 | 12.6964 | 228.3554 | 0 | 0.0304 | 0.026 | 0.0968 | 0.0015 | 0.3305 | 0.0289 | 0.0091 | 0.0149 | 0.0035 | 0.5892 | 0.0027 | 0.0089 | 0.0618 | 0.1914 | 0.0068 | 0.0751 | 0.0015 | 0.0109 | 0.0093 | 0.0435 | 0.1726 | 0.0024 | 0 | 0 | 0.0032 | 0.0004 | 0.0011 | 0.006 | 0 | 0
4428212 | VCUG | 3 | 01f_076010_393x248x546.dat | 0.0663;0.0663;0.1400 | 393;248;546 | (0.1745;68.2875;-6.4272) | 80 | 7.702 | 57 | 81.3761 | 60 | iodine | [138] | [30] | 0 | 5 | 60 | normal | none | 4.4204 | 3.1204 | 13.7936 | 17.9858 | 12.6964 | 228.3554 | 0 | 0.0244 | 0.0202 | 0.0731 | 0.0015 | 0.2582 | 0.0236 | 0.0087 | 0.0112 | 0.0031 | 0.6847 | 0.0022 | 0.0069 | 0.0476 | 0.1503 | 0.0057 | 0.054 | 0.0013 | 0.009 | 0.0075 | 0.0314 | 0.1199 | 0.0024 | 0 | 0 | 0.003 | 0.0004 | 0.0013 | 0.0057 | 0 | 0
4428212 | VCUG | 3 | 01f_076010_393x248x546.dat | 0.0663;0.0663;0.1400 | 393;248;546 | (0.1745;68.2875;-6.4272) | 80 | 8.502 | 60 | 81.3761 | 60 | iodine | [138] | [30] | 0 | 5 | 60 | normal | none | 4.4204 | 3.1204 | 13.7936 | 17.9858 | 12.6964 | 228.3554 | 0 | 0.0238 | 0.0194 | 0.0712 | 0.0015 | 0.2129 | 0.0235 | 0.0086 | 0.0109 | 0.003 | 0.8379 | 0.0022 | 0.0067 | 0.0447 | 0.1631 | 0.0056 | 0.0534 | 0.0013 | 0.0088 | 0.0074 | 0.0303 | 0.1085 | 0.0024 | 0 | 0 | 0.0029 | 0.0004 | 0.0013 | 0.0057 | 0 | 0
4428212 | VCUG | 3 | 01f_076010_393x248x546.dat | 0.0663;0.0663;0.1400 | 393;248;546 | (0.1745;68.2875;-6.4272) | 110 | 3.9 | 52 | 81.3761 | 60 | iodine | [138] | [30] | 0 | 5 | 60 | normal | none | 4.4204 | 3.1204 | 13.7936 | 17.9858 | 12.6964 | 228.3554 | 0 | 0.0276 | 0.0215 | 0.0795 | 0.0015 | 0.2563 | 0.026 | 0.0088 | 0.0127 | 0.0033 | 0.6101 | 0.0025 | 0.0076 | 0.0521 | 0.1765 | 0.0062 | 0.0601 | 0.0014 | 0.0099 | 0.0083 | 0.0356 | 0.1296 | 0.0024 | 0 | 0 | 0.003 | 0.0004 | 0.0012 | 0.0058 | 0 | 0
4428212 | VCUG | 3 | 01f_076010_393x248x546.dat | 0.0663;0.0663;0.1400 | 393;248;546 | (0.1745;68.2875;-6.4272) | 110 | 7.85 | 62 | 81.3761 | 60 | iodine | [138] | [30] | 0 | 5 | 60 | normal | none | 4.4204 | 3.1204 | 13.7936 | 17.9858 | 12.6964 | 228.3554 | 0 | 0.0235 | 0.0188 | 0.0697 | 0.0014 | 0.1801 | 0.0231 | 0.0084 | 0.0108 | 0.003 | 0.8483 | 0.0022 | 0.0066 | 0.0439 | 0.1444 | 0.0056 | 0.0491 | 0.0013 | 0.0087 | 0.0074 | 0.03 | 0.1151 | 0.0023 | 0 | 0 | 0.0029 | 0.0004 | 0.0013 | 0.0056 | 0 | 0
4428212 | VCUG | 3 | 01f_076010_393x248x546.dat | 0.0663;0.0663;0.1400 | 393;248;546 | (0.1745;68.2875;-6.4272) | 110 | 9.9905 | 69 | 81.3761 | 60 | iodine | [138] | [30] | 0 | 5 | 60 | normal | none | 4.4204 | 3.1204 | 13.7936 | 17.9858 | 12.6964 | 228.3554 | 0 | 0.0224 | 0.0173 | 0.0631 | 0.0014 | 0.1722 | 0.0218 | 0.0082 | 0.01 | 0.0029 | 0.6998 | 0.0021 | 0.0062 | 0.0411 | 0.1222 | 0.0054 | 0.046 | 0.0012 | 0.0083 | 0.007 | 0.0275 | 0.0969 | 0.0023 | 0 | 0 | 0.0028 | 0.0004 | 0.0013 | 0.0055 | 0 | 0
4428212 | VCUG | 4 | 01f_076010_393x248x546.dat | 0.0663;0.0663;0.1400 | 393;248;546 | (0.1745;68.2875;-6.4272) | 60 | 2.5 | 38 | 81.3761 | 60 | iodine | [138] | [50] | 0 | 5 | 60 | normal | none | 4.4204 | 3.1204 | 13.7936 | 17.9858 | 12.6964 | 228.3554 | 0 | 0.035 | 0.0324 | 0.1272 | 0.0015 | 0.4181 | 0.0333 | 0.0093 | 0.0187 | 0.0038 | 1 | 0.0031 | 0.0108 | 0.0788 | 0.2865 | 0.0074 | 0.09 | 0.0015 | 0.0123 | 0.0105 | 0.0563 | 0.2029 | 0.0025 | 0 | 0 | 0.0033 | 0.0004 | 0.0011 | 0.0062 | 0 | 0
4428212 | VCUG | 4 | 01f_076010_393x248x546.dat | 0.0663;0.0663;0.1400 | 393;248;546 | (0.1745;68.2875;-6.4272) | 60 | 5.7448 | 47 | 81.3761 | 60 | iodine | [138] | [50] | 0 | 5 | 60 | normal | none | 4.4204 | 3.1204 | 13.7936 | 17.9858 | 12.6964 | 228.3554 | 0 | 0.0271 | 0.0246 | 0.0891 | 0.0015 | 0.2738 | 0.026 | 0.0089 | 0.0134 | 0.0032 | 1 | 0.0025 | 0.008 | 0.0544 | 0.1852 | 0.0061 | 0.0713 | 0.0014 | 0.0098 | 0.0084 | 0.0403 | 0.1365 | 0.0024 | 0 | 0 | 0.0031 | 0.0004 | 0.0013 | 0.0058 | 0 | 0
4428212 | VCUG | 4 | 01f_076010_393x248x546.dat | 0.0663;0.0663;0.1400 | 393;248;546 | (0.1745;68.2875;-6.4272) | 60 | 6.3535 | 49 | 81.3761 | 60 | iodine | [138] | [50] | 0 | 5 | 60 | normal | none | 4.4204 | 3.1204 | 13.7936 | 17.9858 | 12.6964 | 228.3554 | 0 | 0.027 | 0.0237 | 0.0835 | 0.0015 | 0.2389 | 0.0255 | 0.0089 | 0.0127 | 0.0032 | 1 | 0.0024 | 0.0077 | 0.052 | 0.1856 | 0.006 | 0.0641 | 0.0014 | 0.0096 | 0.0082 | 0.038 | 0.1468 | 0.0024 | 0 | 0 | 0.0031 | 0.0004 | 0.0013 | 0.0058 | 0 | 0
4428212 | VCUG | 4 | 01f_076010_393x248x546.dat | 0.0663;0.0663;0.1400 | 393;248;546 | (0.1745;68.2875;-6.4272) | 80 | 2.9 | 44 | 81.3761 | 60 | iodine | [138] | [50] | 0 | 5 | 60 | normal | none | 4.4204 | 3.1204 | 13.7936 | 17.9858 | 12.6964 | 228.3554 | 0 | 0.0304 | 0.026 | 0.0975 | 0.0015 | 0.3372 | 0.029 | 0.0092 | 0.0149 | 0.0035 | 0.5892 | 0.0027 | 0.0089 | 0.0624 | 0.1948 | 0.0068 | 0.0755 | 0.0015 | 0.011 | 0.0094 | 0.0437 | 0.176 | 0.0025 | 0 | 0 | 0.0032 | 0.0004 | 0.0011 | 0.006 | 0 | 0
4428212 | VCUG | 4 | 01f_076010_393x248x546.dat | 0.0663;0.0663;0.1400 | 393;248;546 | (0.1745;68.2875;-6.4272) | 80 | 7.702 | 57 | 81.3761 | 60 | iodine | [138] | [50] | 0 | 5 | 60 | normal | none | 4.4204 | 3.1204 | 13.7936 | 17.9858 | 12.6964 | 228.3554 | 0 | 0.0245 | 0.0202 | 0.0732 | 0.0015 | 0.2548 | 0.0237 | 0.0087 | 0.0113 | 0.0031 | 0.6847 | 0.0023 | 0.0069 | 0.0475 | 0.154 | 0.0057 | 0.0542 | 0.0013 | 0.009 | 0.0076 | 0.0315 | 0.1203 | 0.0024 | 0 | 0 | 0.003 | 0.0004 | 0.0013 | 0.0057 | 0 | 0
4428212 | VCUG | 4 | 01f_076010_393x248x546.dat | 0.0663;0.0663;0.1400 | 393;248;546 | (0.1745;68.2875;-6.4272) | 80 | 8.502 | 60 | 81.3761 | 60 | iodine | [138] | [50] | 0 | 5 | 60 | normal | none | 4.4204 | 3.1204 | 13.7936 | 17.9858 | 12.6964 | 228.3554 | 0 | 0.0238 | 0.0195 | 0.0716 | 0.0015 | 0.2084 | 0.0235 | 0.0086 | 0.0109 | 0.003 | 0.8379 | 0.0022 | 0.0067 | 0.0449 | 0.1621 | 0.0056 | 0.0535 | 0.0013 | 0.0088 | 0.0074 | 0.0304 | 0.1077 | 0.0024 | 0 | 0 | 0.003 | 0.0004 | 0.0013 | 0.0056 | 0 | 0
4428212 | VCUG | 4 | 01f_076010_393x248x546.dat | 0.0663;0.0663;0.1400 | 393;248;546 | (0.1745;68.2875;-6.4272) | 110 | 3.9 | 52 | 81.3761 | 60 | iodine | [138] | [50] | 0 | 5 | 60 | normal | none | 4.4204 | 3.1204 | 13.7936 | 17.9858 | 12.6964 | 228.3554 | 0 | 0.0277 | 0.0216 | 0.0797 | 0.0015 | 0.2418 | 0.026 | 0.0088 | 0.0127 | 0.0033 | 0.761 | 0.0025 | 0.0076 | 0.052 | 0.1763 | 0.0062 | 0.0603 | 0.0014 | 0.0099 | 0.0083 | 0.0356 | 0.132 | 0.0024 | 0 | 0 | 0.003 | 0.0004 | 0.0012 | 0.0058 | 0 | 0
4428212 | VCUG | 4 | 01f_076010_393x248x546.dat | 0.0663;0.0663;0.1400 | 393;248;546 | (0.1745;68.2875;-6.4272) | 110 | 7.85 | 62 | 81.3761 | 60 | iodine | [138] | [50] | 0 | 5 | 60 | normal | none | 4.4204 | 3.1204 | 13.7936 | 17.9858 | 12.6964 | 228.3554 | 0 | 0.0236 | 0.0189 | 0.0705 | 0.0014 | 0.1806 | 0.0231 | 0.0085 | 0.0108 | 0.003 | 0.8483 | 0.0022 | 0.0066 | 0.044 | 0.1489 | 0.0056 | 0.0492 | 0.0013 | 0.0087 | 0.0074 | 0.03 | 0.1169 | 0.0023 | 0 | 0 | 0.0029 | 0.0004 | 0.0013 | 0.0056 | 0 | 0
4428212 | VCUG | 4 | 01f_076010_393x248x546.dat | 0.0663;0.0663;0.1400 | 393;248;546 | (0.1745;68.2875;-6.4272) | 110 | 9.9905 | 69 | 81.3761 | 60 | iodine | [138] | [50] | 0 | 5 | 60 | normal | none | 4.4204 | 3.1204 | 13.7936 | 17.9858 | 12.6964 | 228.3554 | 0 | 0.0225 | 0.0173 | 0.0628 | 0.0014 | 0.173 | 0.0218 | 0.0082 | 0.01 | 0.0029 | 0.5756 | 0.0021 | 0.0062 | 0.041 | 0.1221 | 0.0054 | 0.0463 | 0.0013 | 0.0083 | 0.007 | 0.0276 | 0.0981 | 0.0023 | 0 | 0 | 0.0028 | 0.0004 | 0.0013 | 0.0054 | 0 | 0
4428212 | VCUG | 5 | 01f_076010_393x248x546.dat | 0.0663;0.0663;0.1400 | 393;248;546 | (-0.1549;69.7747;-4.0074) | 60 | 2.5 | 38 | 82.0179 | 60 | iodine | [138] | [50] | 0 | 5 | 60 | normal | none | 6.2672 | 4.4337 | 27.787 | 25.7011 | 18.1822 | 467.3026 | 0 | 0.0228 | 0.0252 | 0.0848 | 0.0017 | 0.2321 | 0.0212 | 0.0146 | 0.0118 | 0.0019 | 0.7105 | 0.002 | 0.007 | 0.0521 | 0.1624 | 0.0034 | 0.0627 | 0.0014 | 0.0068 | 0.0058 | 0.0384 | 0.1474 | 0.0039 | 0 | 0 | 0.0027 | 0.0006 | 0.0011 | 0.0091 | 0 | 0
4428212 | VCUG | 5 | 01f_076010_393x248x546.dat | 0.0663;0.0663;0.1400 | 393;248;546 | (-0.1549;69.7747;-4.0074) | 60 | 5.7448 | 47 | 82.0179 | 60 | iodine | [138] | [50] | 0 | 5 | 60 | normal | none | 6.2672 | 4.4337 | 27.787 | 25.7011 | 18.1822 | 467.3026 | 0 | 0.0189 | 0.0194 | 0.0618 | 0.0017 | 0.2056 | 0.0184 | 0.0131 | 0.0092 | 0.0019 | 0.7038 | 0.0017 | 0.0056 | 0.0386 | 0.1249 | 0.0033 | 0.0502 | 0.0013 | 0.006 | 0.0052 | 0.0287 | 0.1085 | 0.0036 | 0 | 0 | 0.0028 | 0.0006 | 0.0013 | 0.0086 | 0 | 0
4428212 | VCUG | 5 | 01f_076010_393x248x546.dat | 0.0663;0.0663;0.1400 | 393;248;546 | (-0.1549;69.7747;-4.0074) | 60 | 6.3535 | 49 | 82.0179 | 60 | iodine | [138] | [50] | 0 | 5 | 60 | normal | none | 6.2672 | 4.4337 | 27.787 | 25.7011 | 18.1822 | 467.3026 | 0 | 0.0188 | 0.0187 | 0.0604 | 0.0017 | 0.2018 | 0.0179 | 0.013 | 0.0089 | 0.0019 | 0 | 0.0017 | 0.0054 | 0.0377 | 0.1166 | 0.0033 | 0.0482 | 0.0013 | 0.006 | 0.0051 | 0.0273 | 0.0963 | 0.0036 | 0 | 0 | 0.0028 | 0.0006 | 0.0013 | 0.0086 | 0 | 0
4428212 | VCUG | 5 | 01f_076010_393x248x546.dat | 0.0663;0.0663;0.1400 | 393;248;546 | (-0.1549;69.7747;-4.0074) | 80 | 2.9 | 44 | 82.0179 | 60 | iodine | [138] | [50] | 0 | 5 | 60 | normal | none | 6.2672 | 4.4337 | 27.787 | 25.7011 | 18.1822 | 467.3026 | 0 | 0.0211 | 0.0212 | 0.07 | 0.0017 | 0.2454 | 0.0199 | 0.0139 | 0.0103 | 0.0019 | 0.6909 | 0.0019 | 0.0062 | 0.0422 | 0.1338 | 0.0034 | 0.0544 | 0.0014 | 0.0065 | 0.0055 | 0.0318 | 0.131 | 0.0038 | 0 | 0 | 0.0027 | 0.0006 | 0.0011 | 0.0088 | 0 | 0
4428212 | VCUG | 5 | 01f_076010_393x248x546.dat | 0.0663;0.0663;0.1400 | 393;248;546 | (-0.1549;69.7747;-4.0074) | 80 | 7.702 | 57 | 82.0179 | 60 | iodine | [138] | [50] | 0 | 5 | 60 | normal | none | 6.2672 | 4.4337 | 27.787 | 25.7011 | 18.1822 | 467.3026 | 0 | 0.0177 | 0.0162 | 0.0549 | 0.0017 | 0.1549 | 0.0172 | 0.0126 | 0.0082 | 0.0019 | 0.5982 | 0.0016 | 0.005 | 0.034 | 0.1099 | 0.0033 | 0.0412 | 0.0013 | 0.0059 | 0.005 | 0.0242 | 0.09 | 0.0035 | 0 | 0 | 0.0027 | 0.0006 | 0.0013 | 0.0084 | 0 | 0
4428212 | VCUG | 5 | 01f_076010_393x248x546.dat | 0.0663;0.0663;0.1400 | 393;248;546 | (-0.1549;69.7747;-4.0074) | 80 | 8.502 | 60 | 82.0179 | 60 | iodine | [138] | [50] | 0 | 5 | 60 | normal | none | 6.2672 | 4.4337 | 27.787 | 25.7011 | 18.1822 | 467.3026 | 0 | 0.0172 | 0.0156 | 0.0514 | 0.0016 | 0.1561 | 0.0168 | 0.0124 | 0.008 | 0.0019 | 0.5072 | 0.0016 | 0.0049 | 0.0331 | 0.1062 | 0.0033 | 0.0393 | 0.0013 | 0.0059 | 0.0049 | 0.0232 | 0.0909 | 0.0035 | 0 | 0 | 0.0027 | 0.0006 | 0.0013 | 0.0083 | 0 | 0
4428212 | VCUG | 5 | 01f_076010_393x248x546.dat | 0.0663;0.0663;0.1400 | 393;248;546 | (-0.1549;69.7747;-4.0074) | 110 | 3.9 | 52 | 82.0179 | 60 | iodine | [138] | [50] | 0 | 5 | 60 | normal | none | 6.2672 | 4.4337 | 27.787 | 25.7011 | 18.1822 | 467.3026 | 0 | 0.0191 | 0.0176 | 0.0582 | 0.0017 | 0.1822 | 0.0181 | 0.0131 | 0.009 | 0.0019 | 0.6733 | 0.0018 | 0.0055 | 0.0384 | 0.123 | 0.0034 | 0.0453 | 0.0013 | 0.0062 | 0.0052 | 0.0271 | 0.1051 | 0.0036 | 0 | 0 | 0.0027 | 0.0006 | 0.0012 | 0.0085 | 0 | 0
4428212 | VCUG | 5 | 01f_076010_393x248x546.dat | 0.0663;0.0663;0.1400 | 393;248;546 | (-0.1549;69.7747;-4.0074) | 110 | 7.85 | 62 | 82.0179 | 60 | iodine | [138] | [50] | 0 | 5 | 60 | normal | none | 6.2672 | 4.4337 | 27.787 | 25.7011 | 18.1822 | 467.3026 | 0 | 0.0172 | 0.0151 | 0.05 | 0.0016 | 0.1536 | 0.0167 | 0.0122 | 0.008 | 0.0018 | 0.845 | 0.0016 | 0.0049 | 0.0324 | 0.1051 | 0.0033 | 0.0385 | 0.0012 | 0.0058 | 0.0049 | 0.0231 | 0.0842 | 0.0034 | 0 | 0 | 0.0027 | 0.0006 | 0.0013 | 0.0081 | 0 | 0
4428212 | VCUG | 5 | 01f_076010_393x248x546.dat | 0.0663;0.0663;0.1400 | 393;248;546 | (-0.1549;69.7747;-4.0074) | 110 | 9.9905 | 69 | 82.0179 | 60 | iodine | [138] | [50] | 0 | 5 | 60 | normal | none | 6.2672 | 4.4337 | 27.787 | 25.7011 | 18.1822 | 467.3026 | 0 | 0.0167 | 0.014 | 0.0464 | 0.0016 | 0.1482 | 0.0158 | 0.0119 | 0.0076 | 0.0018 | 0.6121 | 0.0016 | 0.0047 | 0.0306 | 0.1003 | 0.0033 | 0.0351 | 0.0012 | 0.0057 | 0.0048 | 0.0213 | 0.074 | 0.0033 | 0 | 0 | 0.0026 | 0.0006 | 0.0013 | 0.0079 | 0 | 0
4428212 | VCUG | 6 | 01f_076010_393x248x546.dat | 0.0663;0.0663;0.1400 | 393;248;546 | (0.4895;69.3997;-4.0032) | 60 | 2.5 | 38 | 81.7835 | 60 | iodine | [138] | [50] | 0 | 5 | 60 | normal | none | 6.3724 | 4.4697 | 28.4829 | 26.0579 | 18.2775 | 476.2729 | 0 | 0.0228 | 0.0261 | 0.0852 | 0.0017 | 0.2861 | 0.0168 | 0.0148 | 0.0124 | 0.0018 | 0 | 0.0014 | 0.0071 | 0.0521 | 0.1757 | 0.0045 | 0.0667 | 0.0014 | 0.0088 | 0.0068 | 0.0383 | 0.1492 | 0.0039 | 0 | 0 | 0.0027 | 0.0006 | 0.0011 | 0.009 | 0 | 0
4428212 | VCUG | 6 | 01f_076010_393x248x546.dat | 0.0663;0.0663;0.1400 | 393;248;546 | (0.4895;69.3997;-4.0032) | 60 | 5.7448 | 47 | 81.7835 | 60 | iodine | [138] | [50] | 0 | 5 | 60 | normal | none | 6.3724 | 4.4697 | 28.4829 | 26.0579 | 18.2775 | 476.2729 | 0 | 0.019 | 0.0198 | 0.0629 | 0.0017 | 0.2067 | 0.0151 | 0.013 | 0.0095 | 0.0018 | 1 | 0.0013 | 0.0057 | 0.0386 | 0.1293 | 0.004 | 0.0487 | 0.0013 | 0.0074 | 0.0058 | 0.0286 | 0.1047 | 0.0036 | 0 | 0 | 0.0027 | 0.0006 | 0.0013 | 0.0085 | 0 | 0
4428212 | VCUG | 6 | 01f_076010_393x248x546.dat | 0.0663;0.0663;0.1400 | 393;248;546 | (0.4895;69.3997;-4.0032) | 60 | 6.3535 | 49 | 81.7835 | 60 | iodine | [138] | [50] | 0 | 5 | 60 | normal | none | 6.3724 | 4.4697 | 28.4829 | 26.0579 | 18.2775 | 476.2729 | 0 | 0.0188 | 0.019 | 0.0627 | 0.0017 | 0.182 | 0.0152 | 0.013 | 0.0091 | 0.0018 | 0.7446 | 0.0013 | 0.0055 | 0.0384 | 0.1393 | 0.004 | 0.0465 | 0.0013 | 0.0073 | 0.0057 | 0.0269 | 0.0983 | 0.0036 | 0 | 0 | 0.0028 | 0.0006 | 0.0013 | 0.0084 | 0 | 0
4428212 | VCUG | 6 | 01f_076010_393x248x546.dat | 0.0663;0.0663;0.1400 | 393;248;546 | (0.4895;69.3997;-4.0032) | 80 | 2.9 | 44 | 81.7835 | 60 | iodine | [138] | [50] | 0 | 5 | 60 | normal | none | 6.3724 | 4.4697 | 28.4829 | 26.0579 | 18.2775 | 476.2729 | 0 | 0.0209 | 0.0213 | 0.0692 | 0.0017 | 0.2367 | 0.016 | 0.0139 | 0.0107 | 0.0018 | 0.9856 | 0.0014 | 0.0063 | 0.0424 | 0.1375 | 0.0043 | 0.0527 | 0.0014 | 0.0081 | 0.0063 | 0.0313 | 0.1257 | 0.0038 | 0 | 0 | 0.0027 | 0.0006 | 0.0011 | 0.0088 | 0 | 0
4428212 | VCUG | 6 | 01f_076010_393x248x546.dat | 0.0663;0.0663;0.1400 | 393;248;546 | (0.4895;69.3997;-4.0032) | 80 | 7.702 | 57 | 81.7835 | 60 | iodine | [138] | [50] | 0 | 5 | 60 | normal | none | 6.3724 | 4.4697 | 28.4829 | 26.0579 | 18.2775 | 476.2729 | 0 | 0.0176 | 0.0162 | 0.0521 | 0.0017 | 0.1674 | 0.0149 | 0.0125 | 0.0084 | 0.0018 | 0.5759 | 0.0013 | 0.0051 | 0.0345 | 0.1175 | 0.0039 | 0.041 | 0.0013 | 0.0069 | 0.0055 | 0.0247 | 0.0881 | 0.0035 | 0 | 0 | 0.0027 | 0.0006 | 0.0013 | 0.0082 | 0 | 0
4428212 | VCUG | 6 | 01f_076010_393x248x546.dat | 0.0663;0.0663;0.1400 | 393;248;546 | (0.4895;69.3997;-4.0032) | 80 | 8.502 | 60 | 81.7835 | 60 | iodine | [138] | [50] | 0 | 5 | 60 | normal | none | 6.3724 | 4.4697 | 28.4829 | 26.0579 | 18.2775 | 476.2729 | 0 | 0.0172 | 0.0157 | 0.0506 | 0.0016 | 0.1758 | 0.0146 | 0.0124 | 0.0082 | 0.0018 | 0.5203 | 0.0013 | 0.005 | 0.033 | 0.1073 | 0.0038 | 0.0395 | 0.0013 | 0.0068 | 0.0054 | 0.0234 | 0.0845 | 0.0035 | 0 | 0 | 0.0027 | 0.0006 | 0.0013 | 0.0082 | 0 | 0
4428212 | VCUG | 6 | 01f_076010_393x248x546.dat | 0.0663;0.0663;0.1400 | 393;248;546 | (0.4895;69.3997;-4.0032) | 110 | 3.9 | 52 | 81.7835 | 60 | iodine | [138] | [50] | 0 | 5 | 60 | normal | none | 6.3724 | 4.4697 | 28.4829 | 26.0579 | 18.2775 | 476.2729 | 0 | 0.0192 | 0.0177 | 0.0582 | 0.0017 | 0.2024 | 0.0157 | 0.0131 | 0.0093 | 0.0018 | 0.8754 | 0.0013 | 0.0056 | 0.0369 | 0.1321 | 0.0041 | 0.0456 | 0.0013 | 0.0075 | 0.0058 | 0.0269 | 0.1003 | 0.0036 | 0 | 0 | 0.0027 | 0.0006 | 0.0012 | 0.0084 | 0 | 0
4428212 | VCUG | 6 | 01f_076010_393x248x546.dat | 0.0663;0.0663;0.1400 | 393;248;546 | (0.4895;69.3997;-4.0032) | 110 | 7.85 | 62 | 81.7835 | 60 | iodine | [138] | [50] | 0 | 5 | 60 | normal | none | 6.3724 | 4.4697 | 28.4829 | 26.0579 | 18.2775 | 476.2729 | 0 | 0.0173 | 0.0153 | 0.0507 | 0.0016 | 0.1673 | 0.0146 | 0.0121 | 0.0081 | 0.0018 | 0.5705 | 0.0013 | 0.005 | 0.0334 | 0.1121 | 0.0038 | 0.0385 | 0.0013 | 0.0068 | 0.0054 | 0.0232 | 0.079 | 0.0034 | 0 | 0 | 0.0026 | 0.0006 | 0.0013 | 0.008 | 0 | 0
4428212 | VCUG | 6 | 01f_076010_393x248x546.dat | 0.0663;0.0663;0.1400 | 393;248;546 | (0.4895;69.3997;-4.0032) | 110 | 9.9905 | 69 | 81.7835 | 60 | iodine | [138] | [50] | 0 | 5 | 60 | normal | none | 6.3724 | 4.4697 | 28.4829 | 26.0579 | 18.2775 | 476.2729 | 0 | 0.0166 | 0.0139 | 0.0476 | 0.0016 | 0.1497 | 0.0141 | 0.0117 | 0.0077 | 0.0018 | 0.5945 | 0.0013 | 0.0047 | 0.0311 | 0.0987 | 0.0037 | 0.0358 | 0.0012 | 0.0066 | 0.0052 | 0.0216 | 0.0819 | 0.0034 | 0 | 0 | 0.0026 | 0.0006 | 0.0013 | 0.0079 | 0 | 0
4428212 | VCUG | 7 | 01f_076010_393x248x546.dat | 0.0663;0.0663;0.1400 | 393;248;546 | (0.1745;68.2875;-6.4272) | 60 | 2.5 | 38 | 81.3761 | 60 | iodine | [138] | [70] | 0 | 5 | 60 | normal | none | 4.4204 | 3.1204 | 13.7936 | 17.9858 | 12.6964 | 228.3554 | 0 | 0.0351 | 0.0324 | 0.128 | 0.0015 | 0.393 | 0.0332 | 0.0094 | 0.0187 | 0.0038 | 1 | 0.0031 | 0.0108 | 0.0786 | 0.2662 | 0.0074 | 0.0901 | 0.0015 | 0.0123 | 0.0105 | 0.0563 | 0.2072 | 0.0025 | 0 | 0 | 0.0033 | 0.0004 | 0.0011 | 0.0062 | 0 | 0
4428212 | VCUG | 7 | 01f_076010_393x248x546.dat | 0.0663;0.0663;0.1400 | 393;248;546 | (0.1745;68.2875;-6.4272) | 60 | 5.7448 | 47 | 81.3761 | 60 | iodine | [138] | [70] | 0 | 5 | 60 | normal | none | 4.4204 | 3.1204 | 13.7936 | 17.9858 | 12.6964 | 228.3554 | 0 | 0.0271 | 0.0246 | 0.0893 | 0.0015 | 0.2776 | 0.026 | 0.0089 | 0.0134 | 0.0032 | 1 | 0.0025 | 0.008 | 0.0547 | 0.1787 | 0.0061 | 0.0714 | 0.0014 | 0.0099 | 0.0084 | 0.0403 | 0.1364 | 0.0024 | 0 | 0 | 0.0031 | 0.0004 | 0.0013 | 0.0058 | 0 | 0
4428212 | VCUG | 7 | 01f_076010_393x248x546.dat | 0.0663;0.0663;0.1400 | 393;248;546 | (0.1745;68.2875;-6.4272) | 60 | 6.3535 | 49 | 81.3761 | 60 | iodine | [138] | [70] | 0 | 5 | 60 | normal | none | 4.4204 | 3.1204 | 13.7936 | 17.9858 | 12.6964 | 228.3554 | 0 | 0.027 | 0.0237 | 0.0838 | 0.0015 | 0.2411 | 0.0255 | 0.0089 | 0.0127 | 0.0032 | 1 | 0.0024 | 0.0077 | 0.052 | 0.1838 | 0.006 | 0.0646 | 0.0014 | 0.0096 | 0.0082 | 0.0381 | 0.1468 | 0.0024 | 0 | 0 | 0.0031 | 0.0004 | 0.0013 | 0.0058 | 0 | 0
4428212 | VCUG | 7 | 01f_076010_393x248x546.dat | 0.0663;0.0663;0.1400 | 393;248;546 | (0.1745;68.2875;-6.4272) | 80 | 2.9 | 44 | 81.3761 | 60 | iodine | [138] | [70] | 0 | 5 | 60 | normal | none | 4.4204 | 3.1204 | 13.7936 | 17.9858 | 12.6964 | 228.3554 | 0 | 0.0304 | 0.026 | 0.0979 | 0.0015 | 0.3381 | 0.0291 | 0.0092 | 0.0149 | 0.0035 | 0.5892 | 0.0027 | 0.0089 | 0.0625 | 0.1946 | 0.0068 | 0.0756 | 0.0015 | 0.011 | 0.0094 | 0.0437 | 0.176 | 0.0025 | 0 | 0 | 0.0032 | 0.0004 | 0.0011 | 0.006 | 0 | 0
4428212 | VCUG | 7 | 01f_076010_393x248x546.dat | 0.0663;0.0663;0.1400 | 393;248;546 | (0.1745;68.2875;-6.4272) | 80 | 7.702 | 57 | 81.3761 | 60 | iodine | [138] | [70] | 0 | 5 | 60 | normal | none | 4.4204 | 3.1204 | 13.7936 | 17.9858 | 12.6964 | 228.3554 | 0 | 0.0245 | 0.0202 | 0.0736 | 0.0015 | 0.2582 | 0.0236 | 0.0087 | 0.0113 | 0.0031 | 0.6847 | 0.0023 | 0.0069 | 0.0475 | 0.153 | 0.0057 | 0.0542 | 0.0013 | 0.009 | 0.0076 | 0.0315 | 0.1214 | 0.0024 | 0 | 0 | 0.003 | 0.0004 | 0.0013 | 0.0057 | 0 | 0
4428212 | VCUG | 7 | 01f_076010_393x248x546.dat | 0.0663;0.0663;0.1400 | 393;248;546 | (0.1745;68.2875;-6.4272) | 80 | 8.502 | 60 | 81.3761 | 60 | iodine | [138] | [70] | 0 | 5 | 60 | normal | none | 4.4204 | 3.1204 | 13.7936 | 17.9858 | 12.6964 | 228.3554 | 0 | 0.0239 | 0.0195 | 0.0719 | 0.0015 | 0.2111 | 0.0235 | 0.0087 | 0.0109 | 0.003 | 0.8379 | 0.0022 | 0.0067 | 0.045 | 0.1639 | 0.0056 | 0.0533 | 0.0013 | 0.0088 | 0.0074 | 0.0305 | 0.108 | 0.0024 | 0 | 0 | 0.003 | 0.0004 | 0.0013 | 0.0056 | 0 | 0
4428212 | VCUG | 7 | 01f_076010_393x248x546.dat | 0.0663;0.0663;0.1400 | 393;248;546 | (0.1745;68.2875;-6.4272) | 110 | 3.9 | 52 | 81.3761 | 60 | iodine | [138] | [70] | 0 | 5 | 60 | normal | none | 4.4204 | 3.1204 | 13.7936 | 17.9858 | 12.6964 | 228.3554 | 0 | 0.0277 | 0.0216 | 0.0791 | 0.0015 | 0.2528 | 0.0261 | 0.0088 | 0.0127 | 0.0033 | 0.761 | 0.0025 | 0.0077 | 0.0525 | 0.1751 | 0.0062 | 0.0601 | 0.0014 | 0.0099 | 0.0083 | 0.0358 | 0.1307 | 0.0024 | 0 | 0 | 0.003 | 0.0004 | 0.0012 | 0.0058 | 0 | 0
4428212 | VCUG | 7 | 01f_076010_393x248x546.dat | 0.0663;0.0663;0.1400 | 393;248;546 | (0.1745;68.2875;-6.4272) | 110 | 7.85 | 62 | 81.3761 | 60 | iodine | [138] | [70] | 0 | 5 | 60 | normal | none | 4.4204 | 3.1204 | 13.7936 | 17.9858 | 12.6964 | 228.3554 | 0 | 0.0236 | 0.0189 | 0.0707 | 0.0014 | 0.1815 | 0.0232 | 0.0085 | 0.0108 | 0.003 | 0.8483 | 0.0022 | 0.0066 | 0.0438 | 0.1487 | 0.0056 | 0.0492 | 0.0013 | 0.0088 | 0.0074 | 0.0301 | 0.1166 | 0.0023 | 0 | 0 | 0.0029 | 0.0004 | 0.0013 | 0.0056 | 0 | 0
4428212 | VCUG | 7 | 01f_076010_393x248x546.dat | 0.0663;0.0663;0.1400 | 393;248;546 | (0.1745;68.2875;-6.4272) | 110 | 9.9905 | 69 | 81.3761 | 60 | iodine | [138] | [70] | 0 | 5 | 60 | normal | none | 4.4204 | 3.1204 | 13.7936 | 17.9858 | 12.6964 | 228.3554 | 0 | 0.0225 | 0.0173 | 0.063 | 0.0014 | 0.1718 | 0.0219 | 0.0083 | 0.01 | 0.0029 | 0.5756 | 0.0021 | 0.0062 | 0.0412 | 0.1218 | 0.0054 | 0.0461 | 0.0013 | 0.0083 | 0.007 | 0.0274 | 0.0987 | 0.0023 | 0 | 0 | 0.0028 | 0.0004 | 0.0013 | 0.0054 | 0 | 0
4428212 | VCUG | 8 | 01f_076010_393x248x546.dat | 0.0663;0.0663;0.1400 | 393;248;546 | (0.1745;68.2875;-6.4272) | 60 | 2.5 | 38 | 81.3761 | 60 | iodine | [138] | [100] | 0 | 5 | 60 | normal | none | 4.4204 | 3.1204 | 13.7936 | 17.9858 | 12.6964 | 228.3554 | 0 | 0.0351 | 0.0324 | 0.1259 | 0.0015 | 0.4226 | 0.0333 | 0.0094 | 0.0187 | 0.0038 | 1 | 0.0031 | 0.0108 | 0.0791 | 0.2865 | 0.0074 | 0.0902 | 0.0015 | 0.0123 | 0.0105 | 0.0563 | 0.2072 | 0.0026 | 0 | 0 | 0.0033 | 0.0004 | 0.0011 | 0.0062 | 0 | 0
4428212 | VCUG | 8 | 01f_076010_393x248x546.dat | 0.0663;0.0663;0.1400 | 393;248;546 | (0.1745;68.2875;-6.4272) | 60 | 5.7448 | 47 | 81.3761 | 60 | iodine | [138] | [100] | 0 | 5 | 60 | normal | none | 4.4204 | 3.1204 | 13.7936 | 17.9858 | 12.6964 | 228.3554 | 0 | 0.0271 | 0.0247 | 0.0905 | 0.0015 | 0.2749 | 0.026 | 0.0089 | 0.0134 | 0.0033 | 1 | 0.0025 | 0.008 | 0.0548 | 0.1835 | 0.0061 | 0.0715 | 0.0014 | 0.0099 | 0.0084 | 0.0404 | 0.1365 | 0.0024 | 0 | 0 | 0.0031 | 0.0004 | 0.0013 | 0.0058 | 0 | 0
4428212 | VCUG | 8 | 01f_076010_393x248x546.dat | 0.0663;0.0663;0.1400 | 393;248;546 | (0.1745;68.2875;-6.4272) | 60 | 6.3535 | 49 | 81.3761 | 60 | iodine | [138] | [100] | 0 | 5 | 60 | normal | none | 4.4204 | 3.1204 | 13.7936 | 17.9858 | 12.6964 | 228.3554 | 0 | 0.0271 | 0.0237 | 0.0836 | 0.0015 | 0.2296 | 0.0256 | 0.0089 | 0.0128 | 0.0032 | 1 | 0.0024 | 0.0077 | 0.0521 | 0.1877 | 0.006 | 0.0643 | 0.0014 | 0.0096 | 0.0082 | 0.0381 | 0.1468 | 0.0024 | 0 | 0 | 0.0031 | 0.0004 | 0.0013 | 0.0058 | 0 | 0
4428212 | VCUG | 8 | 01f_076010_393x248x546.dat | 0.0663;0.0663;0.1400 | 393;248;546 | (0.1745;68.2875;-6.4272) | 80 | 2.9 | 44 | 81.3761 | 60 | iodine | [138] | [100] | 0 | 5 | 60 | normal | none | 4.4204 | 3.1204 | 13.7936 | 17.9858 | 12.6964 | 228.3554 | 0 | 0.0305 | 0.0261 | 0.098 | 0.0015 | 0.3381 | 0.0291 | 0.0092 | 0.015 | 0.0035 | 0.5892 | 0.0027 | 0.0089 | 0.0627 | 0.1907 | 0.0068 | 0.0759 | 0.0015 | 0.011 | 0.0094 | 0.0437 | 0.176 | 0.0025 | 0 | 0 | 0.0032 | 0.0004 | 0.0011 | 0.006 | 0 | 0
4428212 | VCUG | 8 | 01f_076010_393x248x546.dat | 0.0663;0.0663;0.1400 | 393;248;546 | (0.1745;68.2875;-6.4272) | 80 | 7.702 | 57 | 81.3761 | 60 | iodine | [138] | [100] | 0 | 5 | 60 | normal | none | 4.4204 | 3.1204 | 13.7936 | 17.9858 | 12.6964 | 228.3554 | 0 | 0.0245 | 0.0202 | 0.0739 | 0.0015 | 0.2551 | 0.0236 | 0.0087 | 0.0113 | 0.0031 | 0.6847 | 0.0023 | 0.0069 | 0.0476 | 0.1527 | 0.0057 | 0.0541 | 0.0013 | 0.009 | 0.0076 | 0.0316 | 0.1219 | 0.0024 | 0 | 0 | 0.003 | 0.0004 | 0.0013 | 0.0057 | 0 | 0
4428212 | VCUG | 8 | 01f_076010_393x248x546.dat | 0.0663;0.0663;0.1400 | 393;248;546 | (0.1745;68.2875;-6.4272) | 80 | 8.502 | 60 | 81.3761 | 60 | iodine | [138] | [100] | 0 | 5 | 60 | normal | none | 4.4204 | 3.1204 | 13.7936 | 17.9858 | 12.6964 | 228.3554 | 0 | 0.0239 | 0.0195 | 0.0718 | 0.0015 | 0.2129 | 0.0236 | 0.0087 | 0.0109 | 0.003 | 0.8379 | 0.0022 | 0.0067 | 0.0448 | 0.1655 | 0.0057 | 0.0535 | 0.0013 | 0.0088 | 0.0074 | 0.0305 | 0.1093 | 0.0024 | 0 | 0 | 0.003 | 0.0004 | 0.0013 | 0.0056 | 0 | 0
4428212 | VCUG | 8 | 01f_076010_393x248x546.dat | 0.0663;0.0663;0.1400 | 393;248;546 | (0.1745;68.2875;-6.4272) | 110 | 3.9 | 52 | 81.3761 | 60 | iodine | [138] | [100] | 0 | 5 | 60 | normal | none | 4.4204 | 3.1204 | 13.7936 | 17.9858 | 12.6964 | 228.3554 | 0 | 0.0277 | 0.0216 | 0.0796 | 0.0015 | 0.2508 | 0.0261 | 0.0089 | 0.0127 | 0.0033 | 0.761 | 0.0025 | 0.0077 | 0.0524 | 0.1742 | 0.0062 | 0.0602 | 0.0014 | 0.0099 | 0.0083 | 0.0359 | 0.132 | 0.0024 | 0 | 0 | 0.003 | 0.0004 | 0.0012 | 0.0058 | 0 | 0
4428212 | VCUG | 8 | 01f_076010_393x248x546.dat | 0.0663;0.0663;0.1400 | 393;248;546 | (0.1745;68.2875;-6.4272) | 110 | 7.85 | 62 | 81.3761 | 60 | iodine | [138] | [100] | 0 | 5 | 60 | normal | none | 4.4204 | 3.1204 | 13.7936 | 17.9858 | 12.6964 | 228.3554 | 0 | 0.0237 | 0.0189 | 0.0704 | 0.0014 | 0.1815 | 0.0233 | 0.0085 | 0.0109 | 0.003 | 0.8483 | 0.0022 | 0.0066 | 0.0439 | 0.1472 | 0.0057 | 0.0492 | 0.0013 | 0.0088 | 0.0074 | 0.0302 | 0.1161 | 0.0024 | 0 | 0 | 0.0029 | 0.0004 | 0.0013 | 0.0056 | 0 | 0
4428212 | VCUG | 8 | 01f_076010_393x248x546.dat | 0.0663;0.0663;0.1400 | 393;248;546 | (0.1745;68.2875;-6.4272) | 110 | 9.9905 | 69 | 81.3761 | 60 | iodine | [138] | [100] | 0 | 5 | 60 | normal | none | 4.4204 | 3.1204 | 13.7936 | 17.9858 | 12.6964 | 228.3554 | 0 | 0.0225 | 0.0173 | 0.063 | 0.0014 | 0.1729 | 0.0219 | 0.0083 | 0.01 | 0.0029 | 0.5756 | 0.0021 | 0.0062 | 0.0412 | 0.122 | 0.0054 | 0.0463 | 0.0013 | 0.0084 | 0.007 | 0.0276 | 0.0976 | 0.0023 | 0 | 0 | 0.0028 | 0.0004 | 0.0013 | 0.0054 | 0 | 0
4428212 | VCUG | 9 | 01f_076010_393x248x546.dat | 0.0663;0.0663;0.1400 | 393;248;546 | (-0.1549;69.7747;-4.0074) | 60 | 2.5 | 38 | 82.0179 | 60 | iodine | [138] | [100] | 1 | 5 | 60 | normal | none | 6.2672 | 4.4337 | 27.787 | 25.7011 | 18.1822 | 467.3026 | 0 | 0.0228 | 0.0252 | 0.0848 | 0.0017 | 0.2321 | 0.0212 | 0.0147 | 0.0118 | 0.0019 | 0.7105 | 0.002 | 0.007 | 0.0522 | 0.1624 | 0.0034 | 0.0627 | 0.0014 | 0.0068 | 0.0058 | 0.0384 | 0.1474 | 0.0039 | 0 | 0 | 0.0027 | 0.0006 | 0.0011 | 0.0092 | 0 | 0
4428212 | VCUG | 9 | 01f_076010_393x248x546.dat | 0.0663;0.0663;0.1400 | 393;248;546 | (-0.1549;69.7747;-4.0074) | 60 | 5.7448 | 47 | 82.0179 | 60 | iodine | [138] | [100] | 1 | 5 | 60 | normal | none | 6.2672 | 4.4337 | 27.787 | 25.7011 | 18.1822 | 467.3026 | 0 | 0.0189 | 0.0195 | 0.062 | 0.0017 | 0.2056 | 0.0184 | 0.0132 | 0.0092 | 0.0019 | 0.7038 | 0.0017 | 0.0056 | 0.0386 | 0.1259 | 0.0033 | 0.0502 | 0.0013 | 0.006 | 0.0052 | 0.0287 | 0.1086 | 0.0036 | 0 | 0 | 0.0028 | 0.0006 | 0.0013 | 0.0086 | 0 | 0
4428212 | VCUG | 9 | 01f_076010_393x248x546.dat | 0.0663;0.0663;0.1400 | 393;248;546 | (-0.1549;69.7747;-4.0074) | 60 | 6.3535 | 49 | 82.0179 | 60 | iodine | [138] | [100] | 1 | 5 | 60 | normal | none | 6.2672 | 4.4337 | 27.787 | 25.7011 | 18.1822 | 467.3026 | 0 | 0.0188 | 0.0187 | 0.0607 | 0.0017 | 0.2018 | 0.0179 | 0.013 | 0.0089 | 0.0019 | 0 | 0.0017 | 0.0054 | 0.0376 | 0.1173 | 0.0033 | 0.0483 | 0.0013 | 0.006 | 0.0051 | 0.0274 | 0.0972 | 0.0036 | 0 | 0 | 0.0028 | 0.0006 | 0.0013 | 0.0086 | 0 | 0
4428212 | VCUG | 9 | 01f_076010_393x248x546.dat | 0.0663;0.0663;0.1400 | 393;248;546 | (-0.1549;69.7747;-4.0074) | 80 | 2.9 | 44 | 82.0179 | 60 | iodine | [138] | [100] | 1 | 5 | 60 | normal | none | 6.2672 | 4.4337 | 27.787 | 25.7011 | 18.1822 | 467.3026 | 0 | 0.0211 | 0.0212 | 0.0702 | 0.0017 | 0.2454 | 0.0199 | 0.014 | 0.0103 | 0.0019 | 0.6909 | 0.0019 | 0.0062 | 0.0422 | 0.1337 | 0.0034 | 0.0545 | 0.0014 | 0.0065 | 0.0055 | 0.0318 | 0.131 | 0.0038 | 0 | 0 | 0.0027 | 0.0006 | 0.0011 | 0.0089 | 0 | 0
4428212 | VCUG | 9 | 01f_076010_393x248x546.dat | 0.0663;0.0663;0.1400 | 393;248;546 | (-0.1549;69.7747;-4.0074) | 80 | 7.702 | 57 | 82.0179 | 60 | iodine | [138] | [100] | 1 | 5 | 60 | normal | none | 6.2672 | 4.4337 | 27.787 | 25.7011 | 18.1822 | 467.3026 | 0 | 0.0177 | 0.0162 | 0.0549 | 0.0017 | 0.1531 | 0.0172 | 0.0126 | 0.0082 | 0.0019 | 0.5982 | 0.0016 | 0.0051 | 0.034 | 0.1096 | 0.0033 | 0.0413 | 0.0013 | 0.0059 | 0.005 | 0.0242 | 0.09 | 0.0035 | 0 | 0 | 0.0027 | 0.0006 | 0.0013 | 0.0084 | 0 | 0
4428212 | VCUG | 9 | 01f_076010_393x248x546.dat | 0.0663;0.0663;0.1400 | 393;248;546 | (-0.1549;69.7747;-4.0074) | 80 | 8.502 | 60 | 82.0179 | 60 | iodine | [138] | [100] | 1 | 5 | 60 | normal | none | 6.2672 | 4.4337 | 27.787 | 25.7011 | 18.1822 | 467.3026 | 0 | 0.0172 | 0.0156 | 0.0515 | 0.0017 | 0.1557 | 0.0169 | 0.0124 | 0.008 | 0.0019 | 0.5072 | 0.0016 | 0.0049 | 0.0331 | 0.106 | 0.0033 | 0.0394 | 0.0013 | 0.0059 | 0.0049 | 0.0232 | 0.0905 | 0.0035 | 0 | 0 | 0.0027 | 0.0006 | 0.0013 | 0.0083 | 0 | 0
4428212 | VCUG | 9 | 01f_076010_393x248x546.dat | 0.0663;0.0663;0.1400 | 393;248;546 | (-0.1549;69.7747;-4.0074) | 110 | 3.9 | 52 | 82.0179 | 60 | iodine | [138] | [100] | 1 | 5 | 60 | normal | none | 6.2672 | 4.4337 | 27.787 | 25.7011 | 18.1822 | 467.3026 | 0 | 0.0192 | 0.0176 | 0.0581 | 0.0017 | 0.1822 | 0.0181 | 0.0132 | 0.0091 | 0.0019 | 0.6733 | 0.0018 | 0.0055 | 0.0384 | 0.123 | 0.0034 | 0.0452 | 0.0013 | 0.0062 | 0.0052 | 0.0272 | 0.1056 | 0.0037 | 0 | 0 | 0.0027 | 0.0006 | 0.0012 | 0.0085 | 0 | 0
4428212 | VCUG | 9 | 01f_076010_393x248x546.dat | 0.0663;0.0663;0.1400 | 393;248;546 | (-0.1549;69.7747;-4.0074) | 110 | 7.85 | 62 | 82.0179 | 60 | iodine | [138] | [100] | 1 | 5 | 60 | normal | none | 6.2672 | 4.4337 | 27.787 | 25.7011 | 18.1822 | 467.3026 | 0 | 0.0173 | 0.0152 | 0.0501 | 0.0016 | 0.1536 | 0.0167 | 0.0123 | 0.008 | 0.0018 | 0.845 | 0.0016 | 0.0049 | 0.0324 | 0.1051 | 0.0033 | 0.0386 | 0.0012 | 0.0058 | 0.0049 | 0.0231 | 0.0843 | 0.0035 | 0 | 0 | 0.0027 | 0.0006 | 0.0013 | 0.0081 | 0 | 0
4428212 | VCUG | 9 | 01f_076010_393x248x546.dat | 0.0663;0.0663;0.1400 | 393;248;546 | (-0.1549;69.7747;-4.0074) | 110 | 9.9905 | 69 | 82.0179 | 60 | iodine | [138] | [100] | 1 | 5 | 60 | normal | none | 6.2672 | 4.4337 | 27.787 | 25.7011 | 18.1822 | 467.3026 | 0 | 0.0167 | 0.014 | 0.0466 | 0.0016 | 0.1475 | 0.0158 | 0.0119 | 0.0076 | 0.0018 | 0.6121 | 0.0016 | 0.0047 | 0.0306 | 0.1004 | 0.0033 | 0.0351 | 0.0012 | 0.0058 | 0.0048 | 0.0213 | 0.0742 | 0.0034 | 0 | 0 | 0.0026 | 0.0006 | 0.0013 | 0.0079 | 0 | 0
4428212 | VCUG | 10 | 01f_076010_393x248x546.dat | 0.0663;0.0663;0.1400 | 393;248;546 | (0.4895;69.3997;-4.0032) | 60 | 2.5 | 38 | 81.7835 | 60 | iodine | [138] | [100] | 1 | 5 | 60 | normal | none | 6.3724 | 4.4697 | 28.4829 | 26.0579 | 18.2775 | 476.2729 | 0 | 0.0228 | 0.0261 | 0.0852 | 0.0017 | 0.2861 | 0.0168 | 0.0148 | 0.0124 | 0.0018 | 0 | 0.0014 | 0.0071 | 0.052 | 0.1757 | 0.0045 | 0.0667 | 0.0014 | 0.0088 | 0.0068 | 0.0383 | 0.1492 | 0.004 | 0 | 0 | 0.0027 | 0.0006 | 0.0011 | 0.009 | 0 | 0
4428212 | VCUG | 10 | 01f_076010_393x248x546.dat | 0.0663;0.0663;0.1400 | 393;248;546 | (0.4895;69.3997;-4.0032) | 60 | 5.7448 | 47 | 81.7835 | 60 | iodine | [138] | [100] | 1 | 5 | 60 | normal | none | 6.3724 | 4.4697 | 28.4829 | 26.0579 | 18.2775 | 476.2729 | 0 | 0.019 | 0.0198 | 0.063 | 0.0017 | 0.2067 | 0.0151 | 0.0131 | 0.0095 | 0.0018 | 1 | 0.0013 | 0.0057 | 0.0385 | 0.1293 | 0.004 | 0.0487 | 0.0013 | 0.0074 | 0.0058 | 0.0287 | 0.1045 | 0.0037 | 0 | 0 | 0.0027 | 0.0006 | 0.0013 | 0.0084 | 0 | 0
4428212 | VCUG | 10 | 01f_076010_393x248x546.dat | 0.0663;0.0663;0.1400 | 393;248;546 | (0.4895;69.3997;-4.0032) | 60 | 6.3535 | 49 | 81.7835 | 60 | iodine | [138] | [100] | 1 | 5 | 60 | normal | none | 6.3724 | 4.4697 | 28.4829 | 26.0579 | 18.2775 | 476.2729 | 0 | 0.0188 | 0.019 | 0.0629 | 0.0017 | 0.1821 | 0.0152 | 0.0131 | 0.0091 | 0.0018 | 0.7446 | 0.0013 | 0.0055 | 0.0384 | 0.1393 | 0.004 | 0.0465 | 0.0013 | 0.0073 | 0.0057 | 0.0269 | 0.0977 | 0.0036 | 0 | 0 | 0.0028 | 0.0006 | 0.0013 | 0.0084 | 0 | 0
4428212 | VCUG | 10 | 01f_076010_393x248x546.dat | 0.0663;0.0663;0.1400 | 393;248;546 | (0.4895;69.3997;-4.0032) | 80 | 2.9 | 44 | 81.7835 | 60 | iodine | [138] | [100] | 1 | 5 | 60 | normal | none | 6.3724 | 4.4697 | 28.4829 | 26.0579 | 18.2775 | 476.2729 | 0 | 0.021 | 0.0213 | 0.0691 | 0.0017 | 0.2367 | 0.016 | 0.014 | 0.0107 | 0.0018 | 0.9856 | 0.0014 | 0.0063 | 0.0425 | 0.1375 | 0.0043 | 0.0527 | 0.0014 | 0.0081 | 0.0063 | 0.0312 | 0.1257 | 0.0038 | 0 | 0 | 0.0027 | 0.0006 | 0.0011 | 0.0088 | 0 | 0
4428212 | VCUG | 10 | 01f_076010_393x248x546.dat | 0.0663;0.0663;0.1400 | 393;248;546 | (0.4895;69.3997;-4.0032) | 80 | 7.702 | 57 | 81.7835 | 60 | iodine | [138] | [100] | 1 | 5 | 60 | normal | none | 6.3724 | 4.4697 | 28.4829 | 26.0579 | 18.2775 | 476.2729 | 0 | 0.0176 | 0.0162 | 0.0524 | 0.0017 | 0.1674 | 0.0149 | 0.0125 | 0.0084 | 0.0018 | 0.5759 | 0.0013 | 0.0051 | 0.0346 | 0.1175 | 0.0039 | 0.041 | 0.0013 | 0.0069 | 0.0055 | 0.0248 | 0.088 | 0.0035 | 0 | 0 | 0.0027 | 0.0006 | 0.0013 | 0.0082 | 0 | 0
4428212 | VCUG | 10 | 01f_076010_393x248x546.dat | 0.0663;0.0663;0.1400 | 393;248;546 | (0.4895;69.3997;-4.0032) | 80 | 8.502 | 60 | 81.7835 | 60 | iodine | [138] | [100] | 1 | 5 | 60 | normal | none | 6.3724 | 4.4697 | 28.4829 | 26.0579 | 18.2775 | 476.2729 | 0 | 0.0172 | 0.0157 | 0.0507 | 0.0016 | 0.1758 | 0.0146 | 0.0124 | 0.0082 | 0.0018 | 0.5203 | 0.0013 | 0.005 | 0.033 | 0.1068 | 0.0038 | 0.0395 | 0.0013 | 0.0068 | 0.0054 | 0.0234 | 0.0847 | 0.0035 | 0 | 0 | 0.0027 | 0.0006 | 0.0013 | 0.0082 | 0 | 0
4428212 | VCUG | 10 | 01f_076010_393x248x546.dat | 0.0663;0.0663;0.1400 | 393;248;546 | (0.4895;69.3997;-4.0032) | 110 | 3.9 | 52 | 81.7835 | 60 | iodine | [138] | [100] | 1 | 5 | 60 | normal | none | 6.3724 | 4.4697 | 28.4829 | 26.0579 | 18.2775 | 476.2729 | 0 | 0.0192 | 0.0177 | 0.058 | 0.0017 | 0.2001 | 0.0157 | 0.0132 | 0.0093 | 0.0018 | 0.8754 | 0.0013 | 0.0056 | 0.037 | 0.1317 | 0.0041 | 0.0457 | 0.0013 | 0.0075 | 0.0059 | 0.0269 | 0.1003 | 0.0037 | 0 | 0 | 0.0027 | 0.0006 | 0.0012 | 0.0084 | 0 | 0
4428212 | VCUG | 10 | 01f_076010_393x248x546.dat | 0.0663;0.0663;0.1400 | 393;248;546 | (0.4895;69.3997;-4.0032) | 110 | 7.85 | 62 | 81.7835 | 60 | iodine | [138] | [100] | 1 | 5 | 60 | normal | none | 6.3724 | 4.4697 | 28.4829 | 26.0579 | 18.2775 | 476.2729 | 0 | 0.0174 | 0.0153 | 0.0507 | 0.0016 | 0.1662 | 0.0145 | 0.0122 | 0.0081 | 0.0018 | 0.5705 | 0.0013 | 0.005 | 0.0334 | 0.1104 | 0.0038 | 0.0385 | 0.0013 | 0.0068 | 0.0054 | 0.0232 | 0.079 | 0.0035 | 0 | 0 | 0.0026 | 0.0006 | 0.0013 | 0.008 | 0 | 0
4428212 | VCUG | 10 | 01f_076010_393x248x546.dat | 0.0663;0.0663;0.1400 | 393;248;546 | (0.4895;69.3997;-4.0032) | 110 | 9.9905 | 69 | 81.7835 | 60 | iodine | [138] | [100] | 1 | 5 | 60 | normal | none | 6.3724 | 4.4697 | 28.4829 | 26.0579 | 18.2775 | 476.2729 | 0 | 0.0167 | 0.014 | 0.0477 | 0.0016 | 0.1486 | 0.0142 | 0.0117 | 0.0077 | 0.0018 | 0.5945 | 0.0013 | 0.0047 | 0.0311 | 0.0988 | 0.0037 | 0.0358 | 0.0012 | 0.0066 | 0.0052 | 0.0216 | 0.0819 | 0.0034 | 0 | 0 | 0.0026 | 0.0006 | 0.0013 | 0.0079 | 0 | 0
4428212 | VCUG | 11 | 01f_076010_393x248x546.dat | 0.0663;0.0663;0.1400 | 393;248;546 | (0.1855;68.2875;0.8176) | 60 | 2.5 | 38 | 81.3761 | 60 | iodine | [138] | [75] | 1 | 5 | 60 | normal | none | 6.6306 | 7.5625 | 50.144 | 26.9788 | 30.7702 | 830.1433 | 0 | 0.0049 | 0.013 | 0.0207 | 0.0021 | 0.1138 | 0.0118 | 0.016 | 0.0028 | 0.0011 | 0.6786 | 0.0008 | 0.0013 | 0.0119 | 0.0775 | 0.0028 | 0.0241 | 0.0016 | 0.002 | 0.0032 | 0.011 | 0.0456 | 0.0045 | 0 | 0 | 0.0031 | 0.0006 | 0.0011 | 0.011 | 0 | 0
4428212 | VCUG | 11 | 01f_076010_393x248x546.dat | 0.0663;0.0663;0.1400 | 393;248;546 | (0.1855;68.2875;0.8176) | 60 | 5.7448 | 47 | 81.3761 | 60 | iodine | [138] | [75] | 1 | 5 | 60 | normal | none | 6.6306 | 7.5625 | 50.144 | 26.9788 | 30.7702 | 830.1433 | 0 | 0.0051 | 0.0095 | 0.0181 | 0.002 | 0.0899 | 0.0109 | 0.0149 | 0.0026 | 0.0012 | 0.6096 | 0.0008 | 0.0013 | 0.0108 | 0.0575 | 0.0027 | 0.0191 | 0.0015 | 0.0021 | 0.003 | 0.0093 | 0.0363 | 0.0042 | 0 | 0 | 0.0031 | 0.0006 | 0.0013 | 0.01 | 0 | 0
4428212 | VCUG | 11 | 01f_076010_393x248x546.dat | 0.0663;0.0663;0.1400 | 393;248;546 | (0.1855;68.2875;0.8176) | 60 | 6.3535 | 49 | 81.3761 | 60 | iodine | [138] | [75] | 1 | 5 | 60 | normal | none | 6.6306 | 7.5625 | 50.144 | 26.9788 | 30.7702 | 830.1433 | 0 | 0.0051 | 0.009 | 0.0177 | 0.002 | 0.091 | 0.0108 | 0.0148 | 0.0026 | 0.0012 | 0.4588 | 0.0008 | 0.0014 | 0.0108 | 0.0565 | 0.0027 | 0.0187 | 0.0015 | 0.0022 | 0.003 | 0.0091 | 0.0358 | 0.0042 | 0 | 0 | 0.0031 | 0.0006 | 0.0013 | 0.01 | 0 | 0
4428212 | VCUG | 11 | 01f_076010_393x248x546.dat | 0.0663;0.0663;0.1400 | 393;248;546 | (0.1855;68.2875;0.8176) | 80 | 2.9 | 44 | 81.3761 | 60 | iodine | [138] | [75] | 1 | 5 | 60 | normal | none | 6.6306 | 7.5625 | 50.144 | 26.9788 | 30.7702 | 830.1433 | 0 | 0.005 | 0.0104 | 0.0188 | 0.002 | 0.109 | 0.0115 | 0.0156 | 0.0028 | 0.0011 | 0.6463 | 0.0008 | 0.0013 | 0.0115 | 0.0648 | 0.0028 | 0.0212 | 0.0015 | 0.0021 | 0.0031 | 0.0102 | 0.0394 | 0.0044 | 0 | 0 | 0.0031 | 0.0006 | 0.0011 | 0.0105 | 0 | 0
4428212 | VCUG | 11 | 01f_076010_393x248x546.dat | 0.0663;0.0663;0.1400 | 393;248;546 | (0.1855;68.2875;0.8176) | 80 | 7.702 | 57 | 81.3761 | 60 | iodine | [138] | [75] | 1 | 5 | 60 | normal | none | 6.6306 | 7.5625 | 50.144 | 26.9788 | 30.7702 | 830.1433 | 0 | 0.0051 | 0.0078 | 0.0162 | 0.0019 | 0.077 | 0.0106 | 0.0145 | 0.0026 | 0.0012 | 0.369 | 0.0008 | 0.0014 | 0.0105 | 0.0526 | 0.0027 | 0.017 | 0.0014 | 0.0022 | 0.0029 | 0.0088 | 0.0336 | 0.0041 | 0 | 0 | 0.003 | 0.0006 | 0.0013 | 0.0097 | 0 | 0
4428212 | VCUG | 11 | 01f_076010_393x248x546.dat | 0.0663;0.0663;0.1400 | 393;248;546 | (0.1855;68.2875;0.8176) | 80 | 8.502 | 60 | 81.3761 | 60 | iodine | [138] | [75] | 1 | 5 | 60 | normal | none | 6.6306 | 7.5625 | 50.144 | 26.9788 | 30.7702 | 830.1433 | 0 | 0.0051 | 0.0076 | 0.0157 | 0.0019 | 0.0713 | 0.0105 | 0.0143 | 0.0025 | 0.0012 | 0.3669 | 0.0008 | 0.0014 | 0.0104 | 0.0501 | 0.0027 | 0.0165 | 0.0014 | 0.0022 | 0.0029 | 0.0087 | 0.0336 | 0.0041 | 0 | 0 | 0.003 | 0.0006 | 0.0013 | 0.0096 | 0 | 0
4428212 | VCUG | 11 | 01f_076010_393x248x546.dat | 0.0663;0.0663;0.1400 | 393;248;546 | (0.1855;68.2875;0.8176) | 110 | 3.9 | 52 | 81.3761 | 60 | iodine | [138] | [75] | 1 | 5 | 60 | normal | none | 6.6306 | 7.5625 | 50.144 | 26.9788 | 30.7702 | 830.1433 | 0 | 0.0049 | 0.0087 | 0.0168 | 0.002 | 0.0825 | 0.0109 | 0.0147 | 0.0026 | 0.0012 | 0.4009 | 0.0008 | 0.0013 | 0.0109 | 0.0557 | 0.0027 | 0.0185 | 0.0015 | 0.0021 | 0.003 | 0.0095 | 0.0375 | 0.0042 | 0 | 0 | 0.003 | 0.0006 | 0.0011 | 0.01 | 0 | 0
4428212 | VCUG | 11 | 01f_076010_393x248x546.dat | 0.0663;0.0663;0.1400 | 393;248;546 | (0.1855;68.2875;0.8176) | 110 | 7.85 | 62 | 81.3761 | 60 | iodine | [138] | [75] | 1 | 5 | 60 | normal | none | 6.6306 | 7.5625 | 50.144 | 26.9788 | 30.7702 | 830.1433 | 0 | 0.005 | 0.0074 | 0.0153 | 0.0019 | 0.0688 | 0.0103 | 0.014 | 0.0025 | 0.0012 | 0.3458 | 0.0008 | 0.0013 | 0.0103 | 0.0505 | 0.0027 | 0.0163 | 0.0014 | 0.0021 | 0.0029 | 0.0086 | 0.0339 | 0.0041 | 0 | 0 | 0.0029 | 0.0006 | 0.0013 | 0.0095 | 0 | 0
4428212 | VCUG | 11 | 01f_076010_393x248x546.dat | 0.0663;0.0663;0.1400 | 393;248;546 | (0.1855;68.2875;0.8176) | 110 | 9.9905 | 69 | 81.3761 | 60 | iodine | [138] | [75] | 1 | 5 | 60 | normal | none | 6.6306 | 7.5625 | 50.144 | 26.9788 | 30.7702 | 830.1433 | 0 | 0.005 | 0.0069 | 0.0143 | 0.0018 | 0.0658 | 0.0101 | 0.0136 | 0.0024 | 0.0012 | 0.4517 | 0.0008 | 0.0013 | 0.01 | 0.0482 | 0.0026 | 0.0154 | 0.0014 | 0.0021 | 0.0028 | 0.0083 | 0.0322 | 0.004 | 0 | 0 | 0.0029 | 0.0006 | 0.0013 | 0.0092 | 0 | 0
4428212 | VCUG | 12 | 01f_076010_393x248x546.dat | 0.0663;0.0663;0.1400 | 393;248;546 | (0.1855;68.2875;0.8176) | 60 | 2.5 | 38 | 81.3761 | 60 | iodine | [138] | [10] | 1 | 5 | 60 | normal | none | 6.6306 | 7.5625 | 50.144 | 26.9788 | 30.7702 | 830.1433 | 0 | 0.0049 | 0.013 | 0.0207 | 0.0021 | 0.1138 | 0.0118 | 0.016 | 0.0028 | 0.0011 | 0.6786 | 0.0008 | 0.0013 | 0.0119 | 0.0775 | 0.0028 | 0.0241 | 0.0016 | 0.002 | 0.0032 | 0.011 | 0.0456 | 0.0044 | 0 | 0 | 0.0031 | 0.0006 | 0.0011 | 0.011 | 0 | 0
4428212 | VCUG | 12 | 01f_076010_393x248x546.dat | 0.0663;0.0663;0.1400 | 393;248;546 | (0.1855;68.2875;0.8176) | 60 | 5.7448 | 47 | 81.3761 | 60 | iodine | [138] | [10] | 1 | 5 | 60 | normal | none | 6.6306 | 7.5625 | 50.144 | 26.9788 | 30.7702 | 830.1433 | 0 | 0.0051 | 0.0095 | 0.0181 | 0.002 | 0.0897 | 0.0109 | 0.0149 | 0.0026 | 0.0012 | 0.6096 | 0.0008 | 0.0013 | 0.0108 | 0.0575 | 0.0027 | 0.0191 | 0.0015 | 0.0021 | 0.003 | 0.0093 | 0.0363 | 0.0042 | 0 | 0 | 0.0031 | 0.0006 | 0.0013 | 0.0102 | 0 | 0
4428212 | VCUG | 12 | 01f_076010_393x248x546.dat | 0.0663;0.0663;0.1400 | 393;248;546 | (0.1855;68.2875;0.8176) | 60 | 6.3535 | 49 | 81.3761 | 60 | iodine | [138] | [10] | 1 | 5 | 60 | normal | none | 6.6306 | 7.5625 | 50.144 | 26.9788 | 30.7702 | 830.1433 | 0 | 0.0051 | 0.009 | 0.0177 | 0.002 | 0.091 | 0.0108 | 0.0148 | 0.0026 | 0.0012 | 0.4588 | 0.0008 | 0.0014 | 0.0108 | 0.0565 | 0.0027 | 0.0187 | 0.0015 | 0.0022 | 0.003 | 0.0091 | 0.0358 | 0.0042 | 0 | 0 | 0.0031 | 0.0006 | 0.0013 | 0.0102 | 0 | 0
4428212 | VCUG | 12 | 01f_076010_393x248x546.dat | 0.0663;0.0663;0.1400 | 393;248;546 | (0.1855;68.2875;0.8176) | 80 | 2.9 | 44 | 81.3761 | 60 | iodine | [138] | [10] | 1 | 5 | 60 | normal | none | 6.6306 | 7.5625 | 50.144 | 26.9788 | 30.7702 | 830.1433 | 0 | 0.005 | 0.0104 | 0.0188 | 0.002 | 0.109 | 0.0115 | 0.0156 | 0.0028 | 0.0011 | 0.6463 | 0.0008 | 0.0013 | 0.0115 | 0.0648 | 0.0028 | 0.0212 | 0.0015 | 0.0021 | 0.0031 | 0.0102 | 0.0394 | 0.0043 | 0 | 0 | 0.0031 | 0.0006 | 0.0011 | 0.0106 | 0 | 0
4428212 | VCUG | 12 | 01f_076010_393x248x546.dat | 0.0663;0.0663;0.1400 | 393;248;546 | (0.1855;68.2875;0.8176) | 80 | 7.702 | 57 | 81.3761 | 60 | iodine | [138] | [10] | 1 | 5 | 60 | normal | none | 6.6306 | 7.5625 | 50.144 | 26.9788 | 30.7702 | 830.1433 | 0 | 0.0051 | 0.0078 | 0.0162 | 0.0019 | 0.0769 | 0.0106 | 0.0144 | 0.0026 | 0.0012 | 0.369 | 0.0008 | 0.0014 | 0.0105 | 0.0525 | 0.0027 | 0.017 | 0.0014 | 0.0022 | 0.0029 | 0.0088 | 0.0336 | 0.0041 | 0 | 0 | 0.003 | 0.0006 | 0.0013 | 0.0099 | 0 | 0
4428212 | VCUG | 12 | 01f_076010_393x248x546.dat | 0.0663;0.0663;0.1400 | 393;248;546 | (0.1855;68.2875;0.8176) | 80 | 8.502 | 60 | 81.3761 | 60 | iodine | [138] | [10] | 1 | 5 | 60 | normal | none | 6.6306 | 7.5625 | 50.144 | 26.9788 | 30.7702 | 830.1433 | 0 | 0.0051 | 0.0076 | 0.0157 | 0.0019 | 0.0713 | 0.0105 | 0.0142 | 0.0025 | 0.0012 | 0.3669 | 0.0008 | 0.0014 | 0.0104 | 0.05 | 0.0027 | 0.0165 | 0.0014 | 0.0022 | 0.0029 | 0.0087 | 0.0336 | 0.0041 | 0 | 0 | 0.003 | 0.0006 | 0.0013 | 0.0098 | 0 | 0
4428212 | VCUG | 12 | 01f_076010_393x248x546.dat | 0.0663;0.0663;0.1400 | 393;248;546 | (0.1855;68.2875;0.8176) | 110 | 3.9 | 52 | 81.3761 | 60 | iodine | [138] | [10] | 1 | 5 | 60 | normal | none | 6.6306 | 7.5625 | 50.144 | 26.9788 | 30.7702 | 830.1433 | 0 | 0.0049 | 0.0087 | 0.0168 | 0.002 | 0.0825 | 0.0109 | 0.0147 | 0.0026 | 0.0012 | 0.4009 | 0.0008 | 0.0013 | 0.0109 | 0.0556 | 0.0027 | 0.0185 | 0.0015 | 0.0021 | 0.003 | 0.0095 | 0.0375 | 0.0042 | 0 | 0 | 0.003 | 0.0006 | 0.0011 | 0.0101 | 0 | 0
4428212 | VCUG | 12 | 01f_076010_393x248x546.dat | 0.0663;0.0663;0.1400 | 393;248;546 | (0.1855;68.2875;0.8176) | 110 | 7.85 | 62 | 81.3761 | 60 | iodine | [138] | [10] | 1 | 5 | 60 | normal | none | 6.6306 | 7.5625 | 50.144 | 26.9788 | 30.7702 | 830.1433 | 0 | 0.005 | 0.0074 | 0.0153 | 0.0019 | 0.0688 | 0.0103 | 0.014 | 0.0025 | 0.0012 | 0.3458 | 0.0008 | 0.0013 | 0.0103 | 0.0505 | 0.0027 | 0.0163 | 0.0014 | 0.0021 | 0.0029 | 0.0086 | 0.034 | 0.004 | 0 | 0 | 0.0029 | 0.0006 | 0.0012 | 0.0096 | 0 | 0
4428212 | VCUG | 12 | 01f_076010_393x248x546.dat | 0.0663;0.0663;0.1400 | 393;248;546 | (0.1855;68.2875;0.8176) | 110 | 9.9905 | 69 | 81.3761 | 60 | iodine | [138] | [10] | 1 | 5 | 60 | normal | none | 6.6306 | 7.5625 | 50.144 | 26.9788 | 30.7702 | 830.1433 | 0 | 0.005 | 0.0069 | 0.0143 | 0.0018 | 0.0658 | 0.0101 | 0.0136 | 0.0024 | 0.0012 | 0.4517 | 0.0008 | 0.0013 | 0.01 | 0.0482 | 0.0026 | 0.0155 | 0.0014 | 0.0021 | 0.0028 | 0.0083 | 0.0322 | 0.004 | 0 | 0 | 0.0029 | 0.0006 | 0.0013 | 0.0094 | 0 | 0
4428212 | VCUG | 1 | 01m_076010_393x248x546.dat | 0.0663;0.0663;0.1400 | 393;248;546 | (0.1855;68.2875;0.7692) | 60 | 2.5 | 38 | 81.3761 | 60 | iodine | [138] | [0] | 1 | 5 | 65 | normal | none | 6.6306 | 7.5935 | 50.3498 | 26.9788 | 30.8965 | 833.5498 | 0 | 0.0048 | 0.013 | 0.0209 | 0.0021 | 0.1345 | 0.0117 | 0.0132 | 0.0028 | 0.0011 | 0.5642 | 0.0008 | 0.0013 | 0.0119 | 0.0768 | 0.0028 | 0.0242 | 0.0016 | 0.002 | 0.0032 | 0.011 | 0.0446 | 0.0043 | 0 | 0 | 0.0031 | 0.0006 | 0.001 | 0.0122 | 0 | 0
4428212 | VCUG | 1 | 01m_076010_393x248x546.dat | 0.0663;0.0663;0.1400 | 393;248;546 | (0.1855;68.2875;0.7692) | 60 | 5.7448 | 47 | 81.3761 | 60 | iodine | [138] | [0] | 1 | 5 | 65 | normal | none | 6.6306 | 7.5935 | 50.3498 | 26.9788 | 30.8965 | 833.5498 | 0 | 0.0051 | 0.0095 | 0.0181 | 0.002 | 0.092 | 0.011 | 0.0134 | 0.0026 | 0.0012 | 0.5325 | 0.0008 | 0.0013 | 0.0109 | 0.0566 | 0.0027 | 0.0192 | 0.0015 | 0.0021 | 0.003 | 0.0092 | 0.0371 | 0.0041 | 0 | 0 | 0.0031 | 0.0006 | 0.0013 | 0.0123 | 0 | 0
4428212 | VCUG | 1 | 01m_076010_393x248x546.dat | 0.0663;0.0663;0.1400 | 393;248;546 | (0.1855;68.2875;0.7692) | 60 | 6.3535 | 49 | 81.3761 | 60 | iodine | [138] | [0] | 1 | 5 | 65 | normal | none | 6.6306 | 7.5935 | 50.3498 | 26.9788 | 30.8965 | 833.5498 | 0 | 0.0051 | 0.0091 | 0.0179 | 0.002 | 0.0893 | 0.0109 | 0.0135 | 0.0026 | 0.0012 | 0.4916 | 0.0008 | 0.0014 | 0.0108 | 0.0547 | 0.0027 | 0.0188 | 0.0015 | 0.0022 | 0.003 | 0.0091 | 0.0354 | 0.0041 | 0 | 0 | 0.0031 | 0.0006 | 0.0013 | 0.0124 | 0 | 0
4428212 | VCUG | 1 | 01m_076010_393x248x546.dat | 0.0663;0.0663;0.1400 | 393;248;546 | (0.1855;68.2875;0.7692) | 80 | 2.9 | 44 | 81.3761 | 60 | iodine | [138] | [0] | 1 | 5 | 65 | normal | none | 6.6306 | 7.5935 | 50.3498 | 26.9788 | 30.8965 | 833.5498 | 0 | 0.005 | 0.0104 | 0.0189 | 0.002 | 0.1006 | 0.0115 | 0.0131 | 0.0028 | 0.0011 | 0.7611 | 0.0008 | 0.0013 | 0.0115 | 0.0645 | 0.0028 | 0.0213 | 0.0015 | 0.0021 | 0.0031 | 0.0102 | 0.0402 | 0.0043 | 0 | 0 | 0.0031 | 0.0006 | 0.0011 | 0.0123 | 0 | 0
4428212 | VCUG | 1 | 01m_076010_393x248x546.dat | 0.0663;0.0663;0.1400 | 393;248;546 | (0.1855;68.2875;0.7692) | 80 | 7.702 | 57 | 81.3761 | 60 | iodine | [138] | [0] | 1 | 5 | 65 | normal | none | 6.6306 | 7.5935 | 50.3498 | 26.9788 | 30.8965 | 833.5498 | 0 | 0.0051 | 0.0078 | 0.0162 | 0.0019 | 0.078 | 0.0106 | 0.0132 | 0.0026 | 0.0012 | 0.3074 | 0.0008 | 0.0014 | 0.0105 | 0.0531 | 0.0027 | 0.0169 | 0.0014 | 0.0022 | 0.0029 | 0.0088 | 0.0336 | 0.0041 | 0 | 0 | 0.003 | 0.0006 | 0.0013 | 0.0122 | 0 | 0
4428212 | VCUG | 1 | 01m_076010_393x248x546.dat | 0.0663;0.0663;0.1400 | 393;248;546 | (0.1855;68.2875;0.7692) | 80 | 8.502 | 60 | 81.3761 | 60 | iodine | [138] | [0] | 1 | 5 | 65 | normal | none | 6.6306 | 7.5935 | 50.3498 | 26.9788 | 30.8965 | 833.5498 | 0 | 0.0051 | 0.0076 | 0.0159 | 0.0019 | 0.0726 | 0.0105 | 0.0132 | 0.0025 | 0.0012 | 0.3707 | 0.0008 | 0.0014 | 0.0104 | 0.0513 | 0.0027 | 0.0165 | 0.0014 | 0.0022 | 0.0029 | 0.0087 | 0.0331 | 0.0041 | 0 | 0 | 0.003 | 0.0006 | 0.0013 | 0.0123 | 0 | 0
4428212 | VCUG | 1 | 01m_076010_393x248x546.dat | 0.0663;0.0663;0.1400 | 393;248;546 | (0.1855;68.2875;0.7692) | 110 | 3.9 | 52 | 81.3761 | 60 | iodine | [138] | [0] | 1 | 5 | 65 | normal | none | 6.6306 | 7.5935 | 50.3498 | 26.9788 | 30.8965 | 833.5498 | 0 | 0.005 | 0.0087 | 0.0168 | 0.002 | 0.0834 | 0.0109 | 0.013 | 0.0026 | 0.0012 | 0.3251 | 0.0008 | 0.0013 | 0.0109 | 0.058 | 0.0027 | 0.0187 | 0.0015 | 0.0021 | 0.003 | 0.0095 | 0.0369 | 0.0042 | 0 | 0 | 0.003 | 0.0006 | 0.0011 | 0.0123 | 0 | 0
4428212 | VCUG | 1 | 01m_076010_393x248x546.dat | 0.0663;0.0663;0.1400 | 393;248;546 | (0.1855;68.2875;0.7692) | 110 | 7.85 | 62 | 81.3761 | 60 | iodine | [138] | [0] | 1 | 5 | 65 | normal | none | 6.6306 | 7.5935 | 50.3498 | 26.9788 | 30.8965 | 833.5498 | 0 | 0.005 | 0.0075 | 0.0153 | 0.0019 | 0.071 | 0.0103 | 0.0128 | 0.0025 | 0.0012 | 0.3253 | 0.0008 | 0.0013 | 0.0102 | 0.0506 | 0.0027 | 0.0164 | 0.0014 | 0.0021 | 0.0029 | 0.0087 | 0.0341 | 0.004 | 0 | 0 | 0.0029 | 0.0006 | 0.0012 | 0.012 | 0 | 0
4428212 | VCUG | 1 | 01m_076010_393x248x546.dat | 0.0663;0.0663;0.1400 | 393;248;546 | (0.1855;68.2875;0.7692) | 110 | 9.9905 | 69 | 81.3761 | 60 | iodine | [138] | [0] | 1 | 5 | 65 | normal | none | 6.6306 | 7.5935 | 50.3498 | 26.9788 | 30.8965 | 833.5498 | 0 | 0.005 | 0.0069 | 0.0144 | 0.0018 | 0.0663 | 0.0101 | 0.0126 | 0.0024 | 0.0012 | 0.3823 | 0.0008 | 0.0013 | 0.01 | 0.0478 | 0.0026 | 0.0154 | 0.0014 | 0.0021 | 0.0028 | 0.0083 | 0.0319 | 0.004 | 0 | 0 | 0.0029 | 0.0006 | 0.0013 | 0.0119 | 0 | 0
4428212 | VCUG | 2 | 01m_076010_393x248x546.dat | 0.0663;0.0663;0.1400 | 393;248;546 | (-0.1549;69.7747;-6.8090) | 60 | 2.5 | 38 | 82.0179 | 60 | iodine | [138] | [10] | 0 | 5 | 65 | normal | none | 6.2672 | 3.212 | 20.1302 | 25.7011 | 13.1721 | 338.5365 | 0 | 0.0475 | 0.034 | 0.1545 | 0.0021 | 0.5521 | 0.0468 | 0.0115 | 0.0232 | 0.0052 | 0.9767 | 0.0043 | 0.0138 | 0.0898 | 0.2429 | 0.0089 | 0.1103 | 0.002 | 0.0145 | 0.013 | 0.0791 | 0.2304 | 0.0035 | 0 | 0 | 0.0042 | 0.0005 | 0.0012 | 0.0095 | 0 | 0
4428212 | VCUG | 2 | 01m_076010_393x248x546.dat | 0.0663;0.0663;0.1400 | 393;248;546 | (-0.1549;69.7747;-6.8090) | 60 | 5.7448 | 47 | 82.0179 | 60 | iodine | [138] | [10] | 0 | 5 | 65 | normal | none | 6.2672 | 3.212 | 20.1302 | 25.7011 | 13.1721 | 338.5365 | 0 | 0.0366 | 0.0275 | 0.1065 | 0.0021 | 0.3783 | 0.0354 | 0.011 | 0.0173 | 0.0044 | 0.7071 | 0.0034 | 0.0103 | 0.0711 | 0.1954 | 0.0075 | 0.0876 | 0.0018 | 0.0119 | 0.0105 | 0.0519 | 0.1773 | 0.0033 | 0 | 0 | 0.004 | 0.0006 | 0.0014 | 0.0096 | 0 | 0
4428212 | VCUG | 2 | 01m_076010_393x248x546.dat | 0.0663;0.0663;0.1400 | 393;248;546 | (-0.1549;69.7747;-6.8090) | 60 | 6.3535 | 49 | 82.0179 | 60 | iodine | [138] | [10] | 0 | 5 | 65 | normal | none | 6.2672 | 3.212 | 20.1302 | 25.7011 | 13.1721 | 338.5365 | 0 | 0.036 | 0.0266 | 0.1065 | 0.0021 | 0.3099 | 0.0352 | 0.011 | 0.0166 | 0.0043 | 0.7134 | 0.0033 | 0.0099 | 0.069 | 0.2164 | 0.0074 | 0.0827 | 0.0018 | 0.0115 | 0.0103 | 0.0476 | 0.188 | 0.0033 | 0 | 0 | 0.004 | 0.0006 | 0.0014 | 0.0096 | 0 | 0
4428212 | VCUG | 2 | 01m_076010_393x248x546.dat | 0.0663;0.0663;0.1400 | 393;248;546 | (-0.1549;69.7747;-6.8090) | 80 | 2.9 | 44 | 82.0179 | 60 | iodine | [138] | [10] | 0 | 5 | 65 | normal | none | 6.2672 | 3.212 | 20.1302 | 25.7011 | 13.1721 | 338.5365 | 0 | 0.0403 | 0.0292 | 0.12 | 0.0021 | 0.3738 | 0.0402 | 0.0113 | 0.0195 | 0.0048 | 0.7331 | 0.0038 | 0.0114 | 0.0796 | 0.2028 | 0.0083 | 0.0897 | 0.0019 | 0.0131 | 0.0117 | 0.0563 | 0.1728 | 0.0034 | 0 | 0 | 0.0041 | 0.0005 | 0.0012 | 0.0095 | 0 | 0
4428212 | VCUG | 2 | 01m_076010_393x248x546.dat | 0.0663;0.0663;0.1400 | 393;248;546 | (-0.1549;69.7747;-6.8090) | 80 | 7.702 | 57 | 82.0179 | 60 | iodine | [138] | [10] | 0 | 5 | 65 | normal | none | 6.2672 | 3.212 | 20.1302 | 25.7011 | 13.1721 | 338.5365 | 0 | 0.0317 | 0.024 | 0.0944 | 0.002 | 0.2913 | 0.0329 | 0.0108 | 0.0146 | 0.0041 | 1 | 0.0031 | 0.0089 | 0.0587 | 0.1804 | 0.0072 | 0.0683 | 0.0017 | 0.0109 | 0.0097 | 0.0415 | 0.1462 | 0.0033 | 0 | 0 | 0.0039 | 0.0006 | 0.0014 | 0.0095 | 0 | 0
4428212 | VCUG | 2 | 01m_076010_393x248x546.dat | 0.0663;0.0663;0.1400 | 393;248;546 | (-0.1549;69.7747;-6.8090) | 80 | 8.502 | 60 | 82.0179 | 60 | iodine | [138] | [10] | 0 | 5 | 65 | normal | none | 6.2672 | 3.212 | 20.1302 | 25.7011 | 13.1721 | 338.5365 | 0 | 0.0311 | 0.023 | 0.1006 | 0.002 | 0.299 | 0.0325 | 0.0108 | 0.014 | 0.004 | 0 | 0.003 | 0.0087 | 0.0601 | 0.1644 | 0.0071 | 0.0669 | 0.0017 | 0.0107 | 0.0094 | 0.0398 | 0.1389 | 0.0033 | 0 | 0 | 0.0039 | 0.0006 | 0.0014 | 0.0094 | 0 | 0
4428212 | VCUG | 2 | 01m_076010_393x248x546.dat | 0.0663;0.0663;0.1400 | 393;248;546 | (-0.1549;69.7747;-6.8090) | 110 | 3.9 | 52 | 82.0179 | 60 | iodine | [138] | [10] | 0 | 5 | 65 | normal | none | 6.2672 | 3.212 | 20.1302 | 25.7011 | 13.1721 | 338.5365 | 0 | 0.035 | 0.0251 | 0.1091 | 0.002 | 0.2543 | 0.0359 | 0.0109 | 0.0163 | 0.0044 | 0.9502 | 0.0034 | 0.0098 | 0.0694 | 0.1857 | 0.0077 | 0.0722 | 0.0018 | 0.012 | 0.0106 | 0.0476 | 0.17 | 0.0033 | 0 | 0 | 0.004 | 0.0005 | 0.0013 | 0.0094 | 0 | 0
4428212 | VCUG | 2 | 01m_076010_393x248x546.dat | 0.0663;0.0663;0.1400 | 393;248;546 | (-0.1549;69.7747;-6.8090) | 110 | 7.85 | 62 | 82.0179 | 60 | iodine | [138] | [10] | 0 | 5 | 65 | normal | none | 6.2672 | 3.212 | 20.1302 | 25.7011 | 13.1721 | 338.5365 | 0 | 0.031 | 0.0223 | 0.0863 | 0.002 | 0.2264 | 0.032 | 0.0105 | 0.014 | 0.0041 | 0.7426 | 0.003 | 0.0085 | 0.06 | 0.1813 | 0.0071 | 0.0629 | 0.0017 | 0.0108 | 0.0095 | 0.0391 | 0.141 | 0.0032 | 0 | 0 | 0.0038 | 0.0006 | 0.0014 | 0.0092 | 0 | 0
4428212 | VCUG | 2 | 01m_076010_393x248x546.dat | 0.0663;0.0663;0.1400 | 393;248;546 | (-0.1549;69.7747;-6.8090) | 110 | 9.9905 | 69 | 82.0179 | 60 | iodine | [138] | [10] | 0 | 5 | 65 | normal | none | 6.2672 | 3.212 | 20.1302 | 25.7011 | 13.1721 | 338.5365 | 0 | 0.0293 | 0.0208 | 0.0781 | 0.0019 | 0.2281 | 0.0298 | 0.0102 | 0.013 | 0.0039 | 1 | 0.0029 | 0.008 | 0.0528 | 0.158 | 0.0068 | 0.0575 | 0.0017 | 0.0103 | 0.009 | 0.0362 | 0.1297 | 0.0032 | 0 | 0 | 0.0037 | 0.0006 | 0.0014 | 0.0091 | 0 | 0
4428212 | VCUG | 3 | 01m_076010_393x248x546.dat | 0.0663;0.0663;0.1400 | 393;248;546 | (-0.1549;69.7747;-6.8090) | 60 | 2.5 | 38 | 82.0179 | 60 | iodine | [138] | [30] | 0 | 5 | 65 | normal | none | 6.2672 | 3.212 | 20.1302 | 25.7011 | 13.1721 | 338.5365 | 0 | 0.0472 | 0.0341 | 0.1552 | 0.0021 | 0.5521 | 0.0472 | 0.0116 | 0.0233 | 0.0052 | 0.9767 | 0.0043 | 0.0138 | 0.089 | 0.2429 | 0.0089 | 0.1111 | 0.002 | 0.0145 | 0.013 | 0.0796 | 0.2317 | 0.0035 | 0 | 0 | 0.0042 | 0.0005 | 0.0012 | 0.0095 | 0 | 0
4428212 | VCUG | 3 | 01m_076010_393x248x546.dat | 0.0663;0.0663;0.1400 | 393;248;546 | (-0.1549;69.7747;-6.8090) | 60 | 5.7448 | 47 | 82.0179 | 60 | iodine | [138] | [30] | 0 | 5 | 65 | normal | none | 6.2672 | 3.212 | 20.1302 | 25.7011 | 13.1721 | 338.5365 | 0 | 0.0367 | 0.0275 | 0.1057 | 0.0021 | 0.3866 | 0.0359 | 0.011 | 0.0174 | 0.0044 | 0.7071 | 0.0034 | 0.0103 | 0.072 | 0.1954 | 0.0076 | 0.0877 | 0.0018 | 0.0119 | 0.0106 | 0.0518 | 0.1801 | 0.0033 | 0 | 0 | 0.004 | 0.0006 | 0.0014 | 0.0095 | 0 | 0
4428212 | VCUG | 3 | 01m_076010_393x248x546.dat | 0.0663;0.0663;0.1400 | 393;248;546 | (-0.1549;69.7747;-6.8090) | 60 | 6.3535 | 49 | 82.0179 | 60 | iodine | [138] | [30] | 0 | 5 | 65 | normal | none | 6.2672 | 3.212 | 20.1302 | 25.7011 | 13.1721 | 338.5365 | 0 | 0.0359 | 0.0266 | 0.1059 | 0.0021 | 0.2963 | 0.0354 | 0.011 | 0.0166 | 0.0043 | 0.7134 | 0.0033 | 0.0099 | 0.0696 | 0.2268 | 0.0074 | 0.0833 | 0.0018 | 0.0116 | 0.0103 | 0.0476 | 0.1894 | 0.0033 | 0 | 0 | 0.004 | 0.0006 | 0.0014 | 0.0096 | 0 | 0
4428212 | VCUG | 3 | 01m_076010_393x248x546.dat | 0.0663;0.0663;0.1400 | 393;248;546 | (-0.1549;69.7747;-6.8090) | 80 | 2.9 | 44 | 82.0179 | 60 | iodine | [138] | [30] | 0 | 5 | 65 | normal | none | 6.2672 | 3.212 | 20.1302 | 25.7011 | 13.1721 | 338.5365 | 0 | 0.0404 | 0.0292 | 0.1186 | 0.0021 | 0.3743 | 0.0404 | 0.0114 | 0.0196 | 0.0048 | 0.7331 | 0.0038 | 0.0115 | 0.0802 | 0.1967 | 0.0083 | 0.0894 | 0.0019 | 0.0132 | 0.0117 | 0.0564 | 0.1709 | 0.0034 | 0 | 0 | 0.0041 | 0.0005 | 0.0012 | 0.0095 | 0 | 0
4428212 | VCUG | 3 | 01m_076010_393x248x546.dat | 0.0663;0.0663;0.1400 | 393;248;546 | (-0.1549;69.7747;-6.8090) | 80 | 7.702 | 57 | 82.0179 | 60 | iodine | [138] | [30] | 0 | 5 | 65 | normal | none | 6.2672 | 3.212 | 20.1302 | 25.7011 | 13.1721 | 338.5365 | 0 | 0.0318 | 0.024 | 0.095 | 0.002 | 0.2983 | 0.033 | 0.0109 | 0.0147 | 0.0041 | 1 | 0.0031 | 0.0089 | 0.0585 | 0.1803 | 0.0072 | 0.068 | 0.0017 | 0.0109 | 0.0097 | 0.0414 | 0.1499 | 0.0033 | 0 | 0 | 0.0039 | 0.0006 | 0.0014 | 0.0095 | 0 | 0
4428212 | VCUG | 3 | 01m_076010_393x248x546.dat | 0.0663;0.0663;0.1400 | 393;248;546 | (-0.1549;69.7747;-6.8090) | 80 | 8.502 | 60 | 82.0179 | 60 | iodine | [138] | [30] | 0 | 5 | 65 | normal | none | 6.2672 | 3.212 | 20.1302 | 25.7011 | 13.1721 | 338.5365 | 0 | 0.0313 | 0.0231 | 0.1011 | 0.002 | 0.293 | 0.0324 | 0.0108 | 0.0141 | 0.0041 | 0 | 0.003 | 0.0087 | 0.0604 | 0.1644 | 0.0071 | 0.067 | 0.0017 | 0.0108 | 0.0095 | 0.0399 | 0.1407 | 0.0032 | 0 | 0 | 0.0039 | 0.0006 | 0.0014 | 0.0094 | 0 | 0
4428212 | VCUG | 3 | 01m_076010_393x248x546.dat | 0.0663;0.0663;0.1400 | 393;248;546 | (-0.1549;69.7747;-6.8090) | 110 | 3.9 | 52 | 82.0179 | 60 | iodine | [138] | [30] | 0 | 5 | 65 | normal | none | 6.2672 | 3.212 | 20.1302 | 25.7011 | 13.1721 | 338.5365 | 0 | 0.035 | 0.0251 | 0.1095 | 0.002 | 0.2654 | 0.0358 | 0.011 | 0.0164 | 0.0044 | 0.9502 | 0.0034 | 0.0099 | 0.0692 | 0.185 | 0.0077 | 0.0725 | 0.0018 | 0.012 | 0.0107 | 0.0476 | 0.1722 | 0.0033 | 0 | 0 | 0.004 | 0.0005 | 0.0013 | 0.0093 | 0 | 0
4428212 | VCUG | 3 | 01m_076010_393x248x546.dat | 0.0663;0.0663;0.1400 | 393;248;546 | (-0.1549;69.7747;-6.8090) | 110 | 7.85 | 62 | 82.0179 | 60 | iodine | [138] | [30] | 0 | 5 | 65 | normal | none | 6.2672 | 3.212 | 20.1302 | 25.7011 | 13.1721 | 338.5365 | 0 | 0.0311 | 0.0223 | 0.0865 | 0.002 | 0.2279 | 0.032 | 0.0105 | 0.014 | 0.0041 | 0.7426 | 0.003 | 0.0085 | 0.0602 | 0.1783 | 0.0071 | 0.0632 | 0.0017 | 0.0108 | 0.0095 | 0.0394 | 0.1416 | 0.0032 | 0 | 0 | 0.0038 | 0.0006 | 0.0014 | 0.0092 | 0 | 0
4428212 | VCUG | 3 | 01m_076010_393x248x546.dat | 0.0663;0.0663;0.1400 | 393;248;546 | (-0.1549;69.7747;-6.8090) | 110 | 9.9905 | 69 | 82.0179 | 60 | iodine | [138] | [30] | 0 | 5 | 65 | normal | none | 6.2672 | 3.212 | 20.1302 | 25.7011 | 13.1721 | 338.5365 | 0 | 0.0294 | 0.0208 | 0.0778 | 0.0019 | 0.2282 | 0.0301 | 0.0103 | 0.0131 | 0.0039 | 1 | 0.0029 | 0.008 | 0.0526 | 0.1573 | 0.0068 | 0.0577 | 0.0017 | 0.0103 | 0.009 | 0.0364 | 0.1292 | 0.0031 | 0 | 0 | 0.0037 | 0.0006 | 0.0014 | 0.0091 | 0 | 0
4428212 | VCUG | 4 | 01m_076010_393x248x546.dat | 0.0663;0.0663;0.1400 | 393;248;546 | (-0.1549;69.7747;-4.3213) | 60 | 2.5 | 38 | 82.0179 | 60 | iodine | [138] | [30] | 0 | 5 | 65 | normal | none | 6.2672 | 4.6263 | 28.9938 | 25.7011 | 18.9719 | 487.5985 | 0 | 0.0233 | 0.0255 | 0.0824 | 0.0018 | 0.2531 | 0.0213 | 0.0128 | 0.012 | 0.0019 | 0.5666 | 0.002 | 0.0071 | 0.0524 | 0.1666 | 0.0035 | 0.062 | 0.0014 | 0.0069 | 0.0059 | 0.039 | 0.1423 | 0.0038 | 0 | 0 | 0.0028 | 0.0006 | 0.0011 | 0.0104 | 0 | 0
4428212 | VCUG | 4 | 01m_076010_393x248x546.dat | 0.0663;0.0663;0.1400 | 393;248;546 | (-0.1549;69.7747;-4.3213) | 60 | 5.7448 | 47 | 82.0179 | 60 | iodine | [138] | [30] | 0 | 5 | 65 | normal | none | 6.2672 | 4.6263 | 28.9938 | 25.7011 | 18.9719 | 487.5985 | 0 | 0.0192 | 0.0197 | 0.0658 | 0.0017 | 0.2345 | 0.0184 | 0.0121 | 0.0093 | 0.0019 | 0.7627 | 0.0017 | 0.0056 | 0.0402 | 0.1296 | 0.0034 | 0.0486 | 0.0013 | 0.0061 | 0.0052 | 0.0287 | 0.1081 | 0.0035 | 0 | 0 | 0.0028 | 0.0006 | 0.0013 | 0.0105 | 0 | 0
4428212 | VCUG | 4 | 01m_076010_393x248x546.dat | 0.0663;0.0663;0.1400 | 393;248;546 | (-0.1549;69.7747;-4.3213) | 60 | 6.3535 | 49 | 82.0179 | 60 | iodine | [138] | [30] | 0 | 5 | 65 | normal | none | 6.2672 | 4.6263 | 28.9938 | 25.7011 | 18.9719 | 487.5985 | 0 | 0.0189 | 0.0187 | 0.0637 | 0.0017 | 0.1957 | 0.018 | 0.0121 | 0.009 | 0.0019 | 0.8413 | 0.0017 | 0.0055 | 0.0384 | 0.1217 | 0.0034 | 0.0479 | 0.0013 | 0.006 | 0.0051 | 0.0278 | 0.1093 | 0.0035 | 0 | 0 | 0.0028 | 0.0006 | 0.0013 | 0.0105 | 0 | 0
4428212 | VCUG | 4 | 01m_076010_393x248x546.dat | 0.0663;0.0663;0.1400 | 393;248;546 | (-0.1549;69.7747;-4.3213) | 80 | 2.9 | 44 | 82.0179 | 60 | iodine | [138] | [30] | 0 | 5 | 65 | normal | none | 6.2672 | 4.6263 | 28.9938 | 25.7011 | 18.9719 | 487.5985 | 0 | 0.0213 | 0.0213 | 0.0714 | 0.0017 | 0.2218 | 0.0198 | 0.0126 | 0.0104 | 0.0019 | 0.6997 | 0.0019 | 0.0063 | 0.0426 | 0.1391 | 0.0035 | 0.0538 | 0.0014 | 0.0066 | 0.0056 | 0.0322 | 0.1218 | 0.0037 | 0 | 0 | 0.0028 | 0.0006 | 0.0011 | 0.0104 | 0 | 0
4428212 | VCUG | 4 | 01m_076010_393x248x546.dat | 0.0663;0.0663;0.1400 | 393;248;546 | (-0.1549;69.7747;-4.3213) | 80 | 7.702 | 57 | 82.0179 | 60 | iodine | [138] | [30] | 0 | 5 | 65 | normal | none | 6.2672 | 4.6263 | 28.9938 | 25.7011 | 18.9719 | 487.5985 | 0 | 0.0179 | 0.0163 | 0.0554 | 0.0017 | 0.1571 | 0.0172 | 0.0119 | 0.0083 | 0.0019 | 0.7249 | 0.0017 | 0.0051 | 0.035 | 0.1088 | 0.0034 | 0.0424 | 0.0013 | 0.006 | 0.005 | 0.0243 | 0.0913 | 0.0035 | 0 | 0 | 0.0028 | 0.0006 | 0.0013 | 0.0104 | 0 | 0
4428212 | VCUG | 4 | 01m_076010_393x248x546.dat | 0.0663;0.0663;0.1400 | 393;248;546 | (-0.1549;69.7747;-4.3213) | 80 | 8.502 | 60 | 82.0179 | 60 | iodine | [138] | [30] | 0 | 5 | 65 | normal | none | 6.2672 | 4.6263 | 28.9938 | 25.7011 | 18.9719 | 487.5985 | 0 | 0.0175 | 0.0157 | 0.0523 | 0.0017 | 0.1731 | 0.0169 | 0.0118 | 0.0081 | 0.0019 | 0.8815 | 0.0016 | 0.005 | 0.0328 | 0.1071 | 0.0034 | 0.0405 | 0.0013 | 0.0059 | 0.005 | 0.0236 | 0.0863 | 0.0034 | 0 | 0 | 0.0028 | 0.0006 | 0.0013 | 0.0104 | 0 | 0
4428212 | VCUG | 4 | 01m_076010_393x248x546.dat | 0.0663;0.0663;0.1400 | 393;248;546 | (-0.1549;69.7747;-4.3213) | 110 | 3.9 | 52 | 82.0179 | 60 | iodine | [138] | [30] | 0 | 5 | 65 | normal | none | 6.2672 | 4.6263 | 28.9938 | 25.7011 | 18.9719 | 487.5985 | 0 | 0.0193 | 0.0176 | 0.0603 | 0.0017 | 0.1672 | 0.0183 | 0.0121 | 0.0092 | 0.0019 | 0.5426 | 0.0018 | 0.0056 | 0.0386 | 0.124 | 0.0034 | 0.0451 | 0.0013 | 0.0063 | 0.0053 | 0.0275 | 0.1019 | 0.0036 | 0 | 0 | 0.0027 | 0.0006 | 0.0012 | 0.0103 | 0 | 0
4428212 | VCUG | 4 | 01m_076010_393x248x546.dat | 0.0663;0.0663;0.1400 | 393;248;546 | (-0.1549;69.7747;-4.3213) | 110 | 7.85 | 62 | 82.0179 | 60 | iodine | [138] | [30] | 0 | 5 | 65 | normal | none | 6.2672 | 4.6263 | 28.9938 | 25.7011 | 18.9719 | 487.5985 | 0 | 0.0173 | 0.0153 | 0.0501 | 0.0016 | 0.1498 | 0.0169 | 0.0115 | 0.0081 | 0.0019 | 0.9232 | 0.0016 | 0.005 | 0.0333 | 0.1056 | 0.0033 | 0.0391 | 0.0013 | 0.0059 | 0.0049 | 0.0233 | 0.0828 | 0.0034 | 0 | 0 | 0.0027 | 0.0006 | 0.0013 | 0.0101 | 0 | 0
4428212 | VCUG | 4 | 01m_076010_393x248x546.dat | 0.0663;0.0663;0.1400 | 393;248;546 | (-0.1549;69.7747;-4.3213) | 110 | 9.9905 | 69 | 82.0179 | 60 | iodine | [138] | [30] | 0 | 5 | 65 | normal | none | 6.2672 | 4.6263 | 28.9938 | 25.7011 | 18.9719 | 487.5985 | 0 | 0.0167 | 0.014 | 0.0467 | 0.0016 | 0.1458 | 0.0162 | 0.0111 | 0.0076 | 0.0018 | 0.5264 | 0.0016 | 0.0047 | 0.0311 | 0.0975 | 0.0033 | 0.0355 | 0.0012 | 0.0058 | 0.0048 | 0.0216 | 0.0778 | 0.0033 | 0 | 0 | 0.0026 | 0.0006 | 0.0013 | 0.0099 | 0 | 0
4428212 | VCUG | 5 | 01m_076010_393x248x546.dat | 0.0663;0.0663;0.1400 | 393;248;546 | (0.4895;69.3997;-4.3049) | 60 | 2.5 | 38 | 81.7835 | 60 | iodine | [138] | [50] | 0 | 5 | 65 | normal | none | 6.3724 | 4.6564 | 29.6726 | 26.0579 | 19.0409 | 496.1663 | 0 | 0.0226 | 0.026 | 0.0832 | 0.0017 | 0.2701 | 0.0168 | 0.0129 | 0.0125 | 0.0018 | 0.9272 | 0.0014 | 0.0072 | 0.051 | 0.1754 | 0.0046 | 0.0672 | 0.0014 | 0.0089 | 0.0068 | 0.0387 | 0.1578 | 0.0038 | 0 | 0 | 0.0027 | 0.0006 | 0.0011 | 0.0106 | 0 | 0
4428212 | VCUG | 5 | 01m_076010_393x248x546.dat | 0.0663;0.0663;0.1400 | 393;248;546 | (0.4895;69.3997;-4.3049) | 60 | 5.7448 | 47 | 81.7835 | 60 | iodine | [138] | [50] | 0 | 5 | 65 | normal | none | 6.3724 | 4.6564 | 29.6726 | 26.0579 | 19.0409 | 496.1663 | 0 | 0.0192 | 0.0199 | 0.0658 | 0.0017 | 0.1809 | 0.0154 | 0.0122 | 0.0096 | 0.0018 | 0.7017 | 0.0013 | 0.0057 | 0.04 | 0.1512 | 0.0041 | 0.0501 | 0.0013 | 0.0075 | 0.0059 | 0.029 | 0.1138 | 0.0036 | 0 | 0 | 0.0028 | 0.0006 | 0.0013 | 0.0105 | 0 | 0
4428212 | VCUG | 5 | 01m_076010_393x248x546.dat | 0.0663;0.0663;0.1400 | 393;248;546 | (0.4895;69.3997;-4.3049) | 60 | 6.3535 | 49 | 81.7835 | 60 | iodine | [138] | [50] | 0 | 5 | 65 | normal | none | 6.3724 | 4.6564 | 29.6726 | 26.0579 | 19.0409 | 496.1663 | 0 | 0.0189 | 0.0191 | 0.0638 | 0.0017 | 0.1728 | 0.0152 | 0.0122 | 0.0093 | 0.0018 | 0.9398 | 0.0013 | 0.0056 | 0.0374 | 0.1451 | 0.004 | 0.0464 | 0.0013 | 0.0074 | 0.0058 | 0.0275 | 0.1004 | 0.0035 | 0 | 0 | 0.0028 | 0.0006 | 0.0013 | 0.0106 | 0 | 0
4428212 | VCUG | 5 | 01m_076010_393x248x546.dat | 0.0663;0.0663;0.1400 | 393;248;546 | (0.4895;69.3997;-4.3049) | 80 | 2.9 | 44 | 81.7835 | 60 | iodine | [138] | [50] | 0 | 5 | 65 | normal | none | 6.3724 | 4.6564 | 29.6726 | 26.0579 | 19.0409 | 496.1663 | 0 | 0.0211 | 0.0212 | 0.0701 | 0.0017 | 0.2065 | 0.0163 | 0.0127 | 0.0107 | 0.0018 | 0.9714 | 0.0014 | 0.0064 | 0.0441 | 0.1376 | 0.0043 | 0.0535 | 0.0014 | 0.0082 | 0.0064 | 0.0319 | 0.1207 | 0.0037 | 0 | 0 | 0.0027 | 0.0006 | 0.0011 | 0.0105 | 0 | 0
4428212 | VCUG | 5 | 01m_076010_393x248x546.dat | 0.0663;0.0663;0.1400 | 393;248;546 | (0.4895;69.3997;-4.3049) | 80 | 7.702 | 57 | 81.7835 | 60 | iodine | [138] | [50] | 0 | 5 | 65 | normal | none | 6.3724 | 4.6564 | 29.6726 | 26.0579 | 19.0409 | 496.1663 | 0 | 0.018 | 0.0164 | 0.056 | 0.0017 | 0.1756 | 0.0151 | 0.0119 | 0.0085 | 0.0018 | 0.7778 | 0.0013 | 0.0051 | 0.0342 | 0.1106 | 0.0039 | 0.0407 | 0.0013 | 0.007 | 0.0055 | 0.0249 | 0.0878 | 0.0035 | 0 | 0 | 0.0027 | 0.0006 | 0.0013 | 0.0105 | 0 | 0
4428212 | VCUG | 5 | 01m_076010_393x248x546.dat | 0.0663;0.0663;0.1400 | 393;248;546 | (0.4895;69.3997;-4.3049) | 80 | 8.502 | 60 | 81.7835 | 60 | iodine | [138] | [50] | 0 | 5 | 65 | normal | none | 6.3724 | 4.6564 | 29.6726 | 26.0579 | 19.0409 | 496.1663 | 0 | 0.0177 | 0.0157 | 0.0525 | 0.0017 | 0.1676 | 0.015 | 0.0118 | 0.0082 | 0.0018 | 0.9659 | 0.0013 | 0.005 | 0.0334 | 0.1153 | 0.0039 | 0.0394 | 0.0013 | 0.0069 | 0.0054 | 0.024 | 0.087 | 0.0035 | 0 | 0 | 0.0027 | 0.0006 | 0.0013 | 0.0104 | 0 | 0
4428212 | VCUG | 5 | 01m_076010_393x248x546.dat | 0.0663;0.0663;0.1400 | 393;248;546 | (0.4895;69.3997;-4.3049) | 110 | 3.9 | 52 | 81.7835 | 60 | iodine | [138] | [50] | 0 | 5 | 65 | normal | none | 6.3724 | 4.6564 | 29.6726 | 26.0579 | 19.0409 | 496.1663 | 0 | 0.0195 | 0.0178 | 0.0604 | 0.0017 | 0.2078 | 0.0156 | 0.0122 | 0.0094 | 0.0018 | 0.7972 | 0.0014 | 0.0057 | 0.0376 | 0.1354 | 0.0041 | 0.045 | 0.0013 | 0.0076 | 0.0059 | 0.0273 | 0.1036 | 0.0036 | 0 | 0 | 0.0027 | 0.0006 | 0.0012 | 0.0102 | 0 | 0
4428212 | VCUG | 5 | 01m_076010_393x248x546.dat | 0.0663;0.0663;0.1400 | 393;248;546 | (0.4895;69.3997;-4.3049) | 110 | 7.85 | 62 | 81.7835 | 60 | iodine | [138] | [50] | 0 | 5 | 65 | normal | none | 6.3724 | 4.6564 | 29.6726 | 26.0579 | 19.0409 | 496.1663 | 0 | 0.0177 | 0.0153 | 0.0513 | 0.0016 | 0.1543 | 0.0147 | 0.0116 | 0.0083 | 0.0018 | 0.6193 | 0.0013 | 0.005 | 0.0338 | 0.1106 | 0.0038 | 0.0394 | 0.0013 | 0.0069 | 0.0054 | 0.0236 | 0.0878 | 0.0034 | 0 | 0 | 0.0027 | 0.0006 | 0.0013 | 0.0101 | 0 | 0
4428212 | VCUG | 5 | 01m_076010_393x248x546.dat | 0.0663;0.0663;0.1400 | 393;248;546 | (0.4895;69.3997;-4.3049) | 110 | 9.9905 | 69 | 81.7835 | 60 | iodine | [138] | [50] | 0 | 5 | 65 | normal | none | 6.3724 | 4.6564 | 29.6726 | 26.0579 | 19.0409 | 496.1663 | 0 | 0.0168 | 0.0141 | 0.0496 | 0.0016 | 0.1623 | 0.0144 | 0.0114 | 0.0078 | 0.0018 | 0.6002 | 0.0013 | 0.0048 | 0.0315 | 0.1012 | 0.0037 | 0.0358 | 0.0013 | 0.0066 | 0.0052 | 0.0217 | 0.0777 | 0.0033 | 0 | 0 | 0.0026 | 0.0006 | 0.0013 | 0.01 | 0 | 0
4428212 | VCUG | 6 | 01m_076010_393x248x546.dat | 0.0663;0.0663;0.1400 | 393;248;546 | (-0.1549;69.7747;-4.3213) | 60 | 2.5 | 38 | 82.0179 | 60 | iodine | [138] | [75] | 0 | 5 | 65 | normal | none | 6.2672 | 4.6263 | 28.9938 | 25.7011 | 18.9719 | 487.5985 | 0 | 0.0233 | 0.0255 | 0.0822 | 0.0018 | 0.2531 | 0.0214 | 0.0129 | 0.012 | 0.0019 | 0.5666 | 0.002 | 0.0071 | 0.0524 | 0.1666 | 0.0035 | 0.0619 | 0.0014 | 0.0069 | 0.0059 | 0.039 | 0.1423 | 0.0039 | 0 | 0 | 0.0028 | 0.0006 | 0.0011 | 0.0105 | 0 | 0
4428212 | VCUG | 6 | 01m_076010_393x248x546.dat | 0.0663;0.0663;0.1400 | 393;248;546 | (-0.1549;69.7747;-4.3213) | 60 | 5.7448 | 47 | 82.0179 | 60 | iodine | [138] | [75] | 0 | 5 | 65 | normal | none | 6.2672 | 4.6263 | 28.9938 | 25.7011 | 18.9719 | 487.5985 | 0 | 0.0192 | 0.0197 | 0.0658 | 0.0017 | 0.2345 | 0.0185 | 0.0122 | 0.0093 | 0.0019 | 0.7627 | 0.0017 | 0.0056 | 0.0402 | 0.1311 | 0.0034 | 0.0486 | 0.0013 | 0.0061 | 0.0052 | 0.0287 | 0.1095 | 0.0036 | 0 | 0 | 0.0028 | 0.0006 | 0.0013 | 0.0105 | 0 | 0
4428212 | VCUG | 6 | 01m_076010_393x248x546.dat | 0.0663;0.0663;0.1400 | 393;248;546 | (-0.1549;69.7747;-4.3213) | 60 | 6.3535 | 49 | 82.0179 | 60 | iodine | [138] | [75] | 0 | 5 | 65 | normal | none | 6.2672 | 4.6263 | 28.9938 | 25.7011 | 18.9719 | 487.5985 | 0 | 0.0189 | 0.0187 | 0.0638 | 0.0017 | 0.1957 | 0.018 | 0.0121 | 0.009 | 0.0019 | 0.8413 | 0.0017 | 0.0055 | 0.0384 | 0.1221 | 0.0034 | 0.048 | 0.0013 | 0.006 | 0.0051 | 0.0278 | 0.1093 | 0.0036 | 0 | 0 | 0.0028 | 0.0006 | 0.0013 | 0.0105 | 0 | 0
4428212 | VCUG | 6 | 01m_076010_393x248x546.dat | 0.0663;0.0663;0.1400 | 393;248;546 | (-0.1549;69.7747;-4.3213) | 80 | 2.9 | 44 | 82.0179 | 60 | iodine | [138] | [75] | 0 | 5 | 65 | normal | none | 6.2672 | 4.6263 | 28.9938 | 25.7011 | 18.9719 | 487.5985 | 0 | 0.0213 | 0.0213 | 0.0714 | 0.0017 | 0.2191 | 0.0198 | 0.0126 | 0.0104 | 0.0019 | 0.6997 | 0.0019 | 0.0063 | 0.0427 | 0.1391 | 0.0035 | 0.0539 | 0.0014 | 0.0066 | 0.0056 | 0.0322 | 0.1218 | 0.0038 | 0 | 0 | 0.0028 | 0.0006 | 0.0011 | 0.0105 | 0 | 0
4428212 | VCUG | 6 | 01m_076010_393x248x546.dat | 0.0663;0.0663;0.1400 | 393;248;546 | (-0.1549;69.7747;-4.3213) | 80 | 7.702 | 57 | 82.0179 | 60 | iodine | [138] | [75] | 0 | 5 | 65 | normal | none | 6.2672 | 4.6263 | 28.9938 | 25.7011 | 18.9719 | 487.5985 | 0 | 0.018 | 0.0163 | 0.0553 | 0.0017 | 0.1571 | 0.0172 | 0.0119 | 0.0083 | 0.0019 | 0.7249 | 0.0017 | 0.0051 | 0.035 | 0.1088 | 0.0034 | 0.0425 | 0.0013 | 0.006 | 0.005 | 0.0243 | 0.0913 | 0.0035 | 0 | 0 | 0.0028 | 0.0006 | 0.0013 | 0.0104 | 0 | 0
4428212 | VCUG | 6 | 01m_076010_393x248x546.dat | 0.0663;0.0663;0.1400 | 393;248;546 | (-0.1549;69.7747;-4.3213) | 80 | 8.502 | 60 | 82.0179 | 60 | iodine | [138] | [75] | 0 | 5 | 65 | normal | none | 6.2672 | 4.6263 | 28.9938 | 25.7011 | 18.9719 | 487.5985 | 0 | 0.0175 | 0.0157 | 0.0524 | 0.0017 | 0.1731 | 0.017 | 0.0118 | 0.0081 | 0.0019 | 0.8815 | 0.0016 | 0.005 | 0.0329 | 0.1071 | 0.0034 | 0.0406 | 0.0013 | 0.0059 | 0.005 | 0.0236 | 0.0862 | 0.0035 | 0 | 0 | 0.0028 | 0.0006 | 0.0013 | 0.0104 | 0 | 0
4428212 | VCUG | 6 | 01m_076010_393x248x546.dat | 0.0663;0.0663;0.1400 | 393;248;546 | (-0.1549;69.7747;-4.3213) | 110 | 3.9 | 52 | 82.0179 | 60 | iodine | [138] | [75] | 0 | 5 | 65 | normal | none | 6.2672 | 4.6263 | 28.9938 | 25.7011 | 18.9719 | 487.5985 | 0 | 0.0194 | 0.0176 | 0.0602 | 0.0017 | 0.1672 | 0.0184 | 0.0122 | 0.0092 | 0.0019 | 0.5426 | 0.0018 | 0.0056 | 0.0386 | 0.1238 | 0.0034 | 0.0452 | 0.0013 | 0.0063 | 0.0053 | 0.0275 | 0.1025 | 0.0036 | 0 | 0 | 0.0027 | 0.0006 | 0.0012 | 0.0103 | 0 | 0
4428212 | VCUG | 6 | 01m_076010_393x248x546.dat | 0.0663;0.0663;0.1400 | 393;248;546 | (-0.1549;69.7747;-4.3213) | 110 | 7.85 | 62 | 82.0179 | 60 | iodine | [138] | [75] | 0 | 5 | 65 | normal | none | 6.2672 | 4.6263 | 28.9938 | 25.7011 | 18.9719 | 487.5985 | 0 | 0.0173 | 0.0153 | 0.0502 | 0.0016 | 0.1502 | 0.0169 | 0.0116 | 0.0081 | 0.0019 | 0.9232 | 0.0016 | 0.005 | 0.0334 | 0.1059 | 0.0033 | 0.0391 | 0.0013 | 0.0059 | 0.0049 | 0.0233 | 0.0833 | 0.0034 | 0 | 0 | 0.0027 | 0.0006 | 0.0013 | 0.0101 | 0 | 0
4428212 | VCUG | 6 | 01m_076010_393x248x546.dat | 0.0663;0.0663;0.1400 | 393;248;546 | (-0.1549;69.7747;-4.3213) | 110 | 9.9905 | 69 | 82.0179 | 60 | iodine | [138] | [75] | 0 | 5 | 65 | normal | none | 6.2672 | 4.6263 | 28.9938 | 25.7011 | 18.9719 | 487.5985 | 0 | 0.0168 | 0.014 | 0.0467 | 0.0016 | 0.1452 | 0.0162 | 0.0112 | 0.0076 | 0.0018 | 0.5264 | 0.0016 | 0.0047 | 0.0311 | 0.0973 | 0.0033 | 0.0356 | 0.0012 | 0.0058 | 0.0048 | 0.0216 | 0.078 | 0.0033 | 0 | 0 | 0.0026 | 0.0006 | 0.0013 | 0.01 | 0 | 0
4428212 | VCUG | 7 | 01m_076010_393x248x546.dat | 0.0663;0.0663;0.1400 | 393;248;546 | (-0.1549;69.7747;-4.3213) | 60 | 2.5 | 38 | 82.0179 | 60 | iodine | [138] | [100] | 1 | 5 | 65 | normal | none | 6.2672 | 4.6263 | 28.9938 | 25.7011 | 18.9719 | 487.5985 | 0 | 0.0233 | 0.0255 | 0.0825 | 0.0018 | 0.2531 | 0.0214 | 0.0129 | 0.012 | 0.0019 | 0.5666 | 0.002 | 0.0071 | 0.0525 | 0.1666 | 0.0035 | 0.0618 | 0.0014 | 0.0069 | 0.0059 | 0.0391 | 0.1423 | 0.0039 | 0 | 0 | 0.0028 | 0.0006 | 0.0011 | 0.0106 | 0 | 0
4428212 | VCUG | 7 | 01m_076010_393x248x546.dat | 0.0663;0.0663;0.1400 | 393;248;546 | (-0.1549;69.7747;-4.3213) | 60 | 5.7448 | 47 | 82.0179 | 60 | iodine | [138] | [100] | 1 | 5 | 65 | normal | none | 6.2672 | 4.6263 | 28.9938 | 25.7011 | 18.9719 | 487.5985 | 0 | 0.0192 | 0.0197 | 0.0659 | 0.0017 | 0.2345 | 0.0185 | 0.0122 | 0.0093 | 0.0019 | 0.7627 | 0.0017 | 0.0056 | 0.0402 | 0.1301 | 0.0034 | 0.0487 | 0.0013 | 0.0061 | 0.0052 | 0.0287 | 0.1092 | 0.0036 | 0 | 0 | 0.0028 | 0.0006 | 0.0013 | 0.0106 | 0 | 0
4428212 | VCUG | 7 | 01m_076010_393x248x546.dat | 0.0663;0.0663;0.1400 | 393;248;546 | (-0.1549;69.7747;-4.3213) | 60 | 6.3535 | 49 | 82.0179 | 60 | iodine | [138] | [100] | 1 | 5 | 65 | normal | none | 6.2672 | 4.6263 | 28.9938 | 25.7011 | 18.9719 | 487.5985 | 0 | 0.0189 | 0.0187 | 0.0638 | 0.0017 | 0.1957 | 0.018 | 0.0122 | 0.009 | 0.0019 | 0.8413 | 0.0017 | 0.0055 | 0.0384 | 0.1223 | 0.0034 | 0.0479 | 0.0013 | 0.0061 | 0.0052 | 0.0279 | 0.1091 | 0.0036 | 0 | 0 | 0.0028 | 0.0006 | 0.0013 | 0.0106 | 0 | 0
4428212 | VCUG | 7 | 01m_076010_393x248x546.dat | 0.0663;0.0663;0.1400 | 393;248;546 | (-0.1549;69.7747;-4.3213) | 80 | 2.9 | 44 | 82.0179 | 60 | iodine | [138] | [100] | 1 | 5 | 65 | normal | none | 6.2672 | 4.6263 | 28.9938 | 25.7011 | 18.9719 | 487.5985 | 0 | 0.0213 | 0.0213 | 0.0715 | 0.0017 | 0.2191 | 0.0199 | 0.0126 | 0.0104 | 0.0019 | 0.6997 | 0.0019 | 0.0063 | 0.0427 | 0.1377 | 0.0035 | 0.0538 | 0.0014 | 0.0066 | 0.0056 | 0.0322 | 0.1218 | 0.0038 | 0 | 0 | 0.0028 | 0.0006 | 0.0011 | 0.0106 | 0 | 0
4428212 | VCUG | 7 | 01m_076010_393x248x546.dat | 0.0663;0.0663;0.1400 | 393;248;546 | (-0.1549;69.7747;-4.3213) | 80 | 7.702 | 57 | 82.0179 | 60 | iodine | [138] | [100] | 1 | 5 | 65 | normal | none | 6.2672 | 4.6263 | 28.9938 | 25.7011 | 18.9719 | 487.5985 | 0 | 0.018 | 0.0163 | 0.0553 | 0.0017 | 0.1562 | 0.0172 | 0.012 | 0.0083 | 0.0019 | 0.7249 | 0.0017 | 0.0051 | 0.0351 | 0.1087 | 0.0034 | 0.0425 | 0.0013 | 0.006 | 0.005 | 0.0243 | 0.0913 | 0.0035 | 0 | 0 | 0.0028 | 0.0006 | 0.0013 | 0.0105 | 0 | 0
4428212 | VCUG | 7 | 01m_076010_393x248x546.dat | 0.0663;0.0663;0.1400 | 393;248;546 | (-0.1549;69.7747;-4.3213) | 80 | 8.502 | 60 | 82.0179 | 60 | iodine | [138] | [100] | 1 | 5 | 65 | normal | none | 6.2672 | 4.6263 | 28.9938 | 25.7011 | 18.9719 | 487.5985 | 0 | 0.0175 | 0.0157 | 0.0524 | 0.0017 | 0.1717 | 0.017 | 0.0119 | 0.0081 | 0.0019 | 0.8815 | 0.0016 | 0.005 | 0.0329 | 0.1065 | 0.0034 | 0.0406 | 0.0013 | 0.0059 | 0.005 | 0.0236 | 0.0863 | 0.0035 | 0 | 0 | 0.0028 | 0.0006 | 0.0013 | 0.0104 | 0 | 0
4428212 | VCUG | 7 | 01m_076010_393x248x546.dat | 0.0663;0.0663;0.1400 | 393;248;546 | (-0.1549;69.7747;-4.3213) | 110 | 3.9 | 52 | 82.0179 | 60 | iodine | [138] | [100] | 1 | 5 | 65 | normal | none | 6.2672 | 4.6263 | 28.9938 | 25.7011 | 18.9719 | 487.5985 | 0 | 0.0194 | 0.0177 | 0.0604 | 0.0017 | 0.1672 | 0.0184 | 0.0122 | 0.0092 | 0.0019 | 0.5426 | 0.0018 | 0.0056 | 0.0386 | 0.124 | 0.0034 | 0.0452 | 0.0013 | 0.0063 | 0.0053 | 0.0275 | 0.1025 | 0.0036 | 0 | 0 | 0.0027 | 0.0006 | 0.0012 | 0.0104 | 0 | 0
4428212 | VCUG | 7 | 01m_076010_393x248x546.dat | 0.0663;0.0663;0.1400 | 393;248;546 | (-0.1549;69.7747;-4.3213) | 110 | 7.85 | 62 | 82.0179 | 60 | iodine | [138] | [100] | 1 | 5 | 65 | normal | none | 6.2672 | 4.6263 | 28.9938 | 25.7011 | 18.9719 | 487.5985 | 0 | 0.0173 | 0.0153 | 0.0503 | 0.0016 | 0.1502 | 0.0169 | 0.0116 | 0.0081 | 0.0019 | 0.9232 | 0.0016 | 0.005 | 0.0334 | 0.1059 | 0.0033 | 0.0391 | 0.0013 | 0.0059 | 0.005 | 0.0233 | 0.0833 | 0.0035 | 0 | 0 | 0.0027 | 0.0006 | 0.0013 | 0.0102 | 0 | 0
4428212 | VCUG | 7 | 01m_076010_393x248x546.dat | 0.0663;0.0663;0.1400 | 393;248;546 | (-0.1549;69.7747;-4.3213) | 110 | 9.9905 | 69 | 82.0179 | 60 | iodine | [138] | [100] | 1 | 5 | 65 | normal | none | 6.2672 | 4.6263 | 28.9938 | 25.7011 | 18.9719 | 487.5985 | 0 | 0.0168 | 0.014 | 0.0468 | 0.0016 | 0.1457 | 0.0162 | 0.0112 | 0.0077 | 0.0018 | 0.5264 | 0.0016 | 0.0047 | 0.0311 | 0.0975 | 0.0033 | 0.0356 | 0.0012 | 0.0058 | 0.0048 | 0.0216 | 0.078 | 0.0034 | 0 | 0 | 0.0026 | 0.0006 | 0.0013 | 0.01 | 0 | 0
4428212 | VCUG | 8 | 01m_076010_393x248x546.dat | 0.0663;0.0663;0.1400 | 393;248;546 | (0.4895;69.3997;-4.3049) | 60 | 2.5 | 38 | 81.7835 | 60 | iodine | [138] | [100] | 1 | 5 | 65 | normal | none | 6.3724 | 4.6564 | 29.6726 | 26.0579 | 19.0409 | 496.1663 | 0 | 0.0226 | 0.026 | 0.0832 | 0.0017 | 0.2701 | 0.0169 | 0.013 | 0.0125 | 0.0018 | 0.9272 | 0.0014 | 0.0072 | 0.0511 | 0.1754 | 0.0046 | 0.0673 | 0.0014 | 0.0089 | 0.0068 | 0.0387 | 0.1578 | 0.0039 | 0 | 0 | 0.0027 | 0.0006 | 0.0011 | 0.0106 | 0 | 0
4428212 | VCUG | 8 | 01m_076010_393x248x546.dat | 0.0663;0.0663;0.1400 | 393;248;546 | (0.4895;69.3997;-4.3049) | 60 | 5.7448 | 47 | 81.7835 | 60 | iodine | [138] | [100] | 1 | 5 | 65 | normal | none | 6.3724 | 4.6564 | 29.6726 | 26.0579 | 19.0409 | 496.1663 | 0 | 0.0192 | 0.0199 | 0.0658 | 0.0017 | 0.1784 | 0.0154 | 0.0122 | 0.0096 | 0.0018 | 0.7017 | 0.0013 | 0.0057 | 0.0401 | 0.1512 | 0.0041 | 0.0502 | 0.0013 | 0.0075 | 0.0059 | 0.029 | 0.1138 | 0.0036 | 0 | 0 | 0.0028 | 0.0006 | 0.0013 | 0.0106 | 0 | 0
4428212 | VCUG | 8 | 01m_076010_393x248x546.dat | 0.0663;0.0663;0.1400 | 393;248;546 | (0.4895;69.3997;-4.3049) | 60 | 6.3535 | 49 | 81.7835 | 60 | iodine | [138] | [100] | 1 | 5 | 65 | normal | none | 6.3724 | 4.6564 | 29.6726 | 26.0579 | 19.0409 | 496.1663 | 0 | 0.0189 | 0.0191 | 0.0638 | 0.0017 | 0.1728 | 0.0152 | 0.0123 | 0.0093 | 0.0018 | 0.9398 | 0.0013 | 0.0056 | 0.0374 | 0.1458 | 0.004 | 0.0464 | 0.0013 | 0.0074 | 0.0058 | 0.0275 | 0.1009 | 0.0036 | 0 | 0 | 0.0028 | 0.0006 | 0.0013 | 0.0106 | 0 | 0
4428212 | VCUG | 8 | 01m_076010_393x248x546.dat | 0.0663;0.0663;0.1400 | 393;248;546 | (0.4895;69.3997;-4.3049) | 80 | 2.9 | 44 | 81.7835 | 60 | iodine | [138] | [100] | 1 | 5 | 65 | normal | none | 6.3724 | 4.6564 | 29.6726 | 26.0579 | 19.0409 | 496.1663 | 0 | 0.0211 | 0.0212 | 0.0703 | 0.0017 | 0.2066 | 0.0163 | 0.0127 | 0.0107 | 0.0018 | 0.9714 | 0.0014 | 0.0064 | 0.0441 | 0.1357 | 0.0043 | 0.0534 | 0.0014 | 0.0082 | 0.0064 | 0.0319 | 0.1207 | 0.0038 | 0 | 0 | 0.0027 | 0.0006 | 0.0011 | 0.0106 | 0 | 0
4428212 | VCUG | 8 | 01m_076010_393x248x546.dat | 0.0663;0.0663;0.1400 | 393;248;546 | (0.4895;69.3997;-4.3049) | 80 | 7.702 | 57 | 81.7835 | 60 | iodine | [138] | [100] | 1 | 5 | 65 | normal | none | 6.3724 | 4.6564 | 29.6726 | 26.0579 | 19.0409 | 496.1663 | 0 | 0.018 | 0.0164 | 0.056 | 0.0017 | 0.1756 | 0.0151 | 0.012 | 0.0085 | 0.0018 | 0.7778 | 0.0013 | 0.0051 | 0.0342 | 0.1106 | 0.0039 | 0.0407 | 0.0013 | 0.007 | 0.0055 | 0.0249 | 0.0877 | 0.0035 | 0 | 0 | 0.0027 | 0.0006 | 0.0013 | 0.0105 | 0 | 0
4428212 | VCUG | 8 | 01m_076010_393x248x546.dat | 0.0663;0.0663;0.1400 | 393;248;546 | (0.4895;69.3997;-4.3049) | 80 | 8.502 | 60 | 81.7835 | 60 | iodine | [138] | [100] | 1 | 5 | 65 | normal | none | 6.3724 | 4.6564 | 29.6726 | 26.0579 | 19.0409 | 496.1663 | 0 | 0.0177 | 0.0158 | 0.0524 | 0.0017 | 0.1679 | 0.015 | 0.0119 | 0.0082 | 0.0018 | 0.9659 | 0.0013 | 0.005 | 0.0334 | 0.1158 | 0.0039 | 0.0394 | 0.0013 | 0.0069 | 0.0054 | 0.024 | 0.0867 | 0.0035 | 0 | 0 | 0.0027 | 0.0006 | 0.0013 | 0.0105 | 0 | 0
4428212 | VCUG | 8 | 01m_076010_393x248x546.dat | 0.0663;0.0663;0.1400 | 393;248;546 | (0.4895;69.3997;-4.3049) | 110 | 3.9 | 52 | 81.7835 | 60 | iodine | [138] | [100] | 1 | 5 | 65 | normal | none | 6.3724 | 4.6564 | 29.6726 | 26.0579 | 19.0409 | 496.1663 | 0 | 0.0196 | 0.0179 | 0.0602 | 0.0017 | 0.2057 | 0.0156 | 0.0122 | 0.0094 | 0.0018 | 0.7972 | 0.0014 | 0.0057 | 0.0376 | 0.1334 | 0.0041 | 0.045 | 0.0013 | 0.0076 | 0.0059 | 0.0273 | 0.1034 | 0.0036 | 0 | 0 | 0.0027 | 0.0006 | 0.0012 | 0.0103 | 0 | 0
4428212 | VCUG | 8 | 01m_076010_393x248x546.dat | 0.0663;0.0663;0.1400 | 393;248;546 | (0.4895;69.3997;-4.3049) | 110 | 7.85 | 62 | 81.7835 | 60 | iodine | [138] | [100] | 1 | 5 | 65 | normal | none | 6.3724 | 4.6564 | 29.6726 | 26.0579 | 19.0409 | 496.1663 | 0 | 0.0177 | 0.0153 | 0.0514 | 0.0016 | 0.1543 | 0.0147 | 0.0116 | 0.0083 | 0.0018 | 0.6193 | 0.0013 | 0.005 | 0.0339 | 0.1106 | 0.0038 | 0.0395 | 0.0013 | 0.0069 | 0.0054 | 0.0236 | 0.0879 | 0.0035 | 0 | 0 | 0.0027 | 0.0006 | 0.0013 | 0.0102 | 0 | 0
4428212 | VCUG | 8 | 01m_076010_393x248x546.dat | 0.0663;0.0663;0.1400 | 393;248;546 | (0.4895;69.3997;-4.3049) | 110 | 9.9905 | 69 | 81.7835 | 60 | iodine | [138] | [100] | 1 | 5 | 65 | normal | none | 6.3724 | 4.6564 | 29.6726 | 26.0579 | 19.0409 | 496.1663 | 0 | 0.0168 | 0.0141 | 0.0495 | 0.0016 | 0.1628 | 0.0144 | 0.0114 | 0.0078 | 0.0018 | 0.6002 | 0.0013 | 0.0048 | 0.0315 | 0.1013 | 0.0037 | 0.0359 | 0.0013 | 0.0066 | 0.0052 | 0.0217 | 0.0778 | 0.0034 | 0 | 0 | 0.0026 | 0.0006 | 0.0013 | 0.0101 | 0 | 0
4428212 | VCUG | 9 | 01m_076010_393x248x546.dat | 0.0663;0.0663;0.1400 | 393;248;546 | (-0.1549;69.7747;-4.3213) | 60 | 2.5 | 38 | 82.0179 | 60 | iodine | [138] | [100] | 1 | 5 | 65 | normal | none | 6.2672 | 4.6263 | 28.9938 | 25.7011 | 18.9719 | 487.5985 | 0 | 0.0233 | 0.0255 | 0.0825 | 0.0018 | 0.2531 | 0.0214 | 0.0129 | 0.012 | 0.0019 | 0.5666 | 0.002 | 0.0071 | 0.0525 | 0.1666 | 0.0035 | 0.0618 | 0.0014 | 0.0069 | 0.0059 | 0.0391 | 0.1423 | 0.0039 | 0 | 0 | 0.0028 | 0.0006 | 0.0011 | 0.0106 | 0 | 0
4428212 | VCUG | 9 | 01m_076010_393x248x546.dat | 0.0663;0.0663;0.1400 | 393;248;546 | (-0.1549;69.7747;-4.3213) | 60 | 5.7448 | 47 | 82.0179 | 60 | iodine | [138] | [100] | 1 | 5 | 65 | normal | none | 6.2672 | 4.6263 | 28.9938 | 25.7011 | 18.9719 | 487.5985 | 0 | 0.0192 | 0.0197 | 0.0659 | 0.0017 | 0.2345 | 0.0185 | 0.0122 | 0.0093 | 0.0019 | 0.7627 | 0.0017 | 0.0056 | 0.0402 | 0.1301 | 0.0034 | 0.0487 | 0.0013 | 0.0061 | 0.0052 | 0.0287 | 0.1092 | 0.0036 | 0 | 0 | 0.0028 | 0.0006 | 0.0013 | 0.0106 | 0 | 0
4428212 | VCUG | 9 | 01m_076010_393x248x546.dat | 0.0663;0.0663;0.1400 | 393;248;546 | (-0.1549;69.7747;-4.3213) | 60 | 6.3535 | 49 | 82.0179 | 60 | iodine | [138] | [100] | 1 | 5 | 65 | normal | none | 6.2672 | 4.6263 | 28.9938 | 25.7011 | 18.9719 | 487.5985 | 0 | 0.0189 | 0.0187 | 0.0638 | 0.0017 | 0.1957 | 0.018 | 0.0122 | 0.009 | 0.0019 | 0.8413 | 0.0017 | 0.0055 | 0.0384 | 0.1223 | 0.0034 | 0.0479 | 0.0013 | 0.0061 | 0.0052 | 0.0279 | 0.1091 | 0.0036 | 0 | 0 | 0.0028 | 0.0006 | 0.0013 | 0.0106 | 0 | 0
4428212 | VCUG | 9 | 01m_076010_393x248x546.dat | 0.0663;0.0663;0.1400 | 393;248;546 | (-0.1549;69.7747;-4.3213) | 80 | 2.9 | 44 | 82.0179 | 60 | iodine | [138] | [100] | 1 | 5 | 65 | normal | none | 6.2672 | 4.6263 | 28.9938 | 25.7011 | 18.9719 | 487.5985 | 0 | 0.0213 | 0.0213 | 0.0715 | 0.0017 | 0.2191 | 0.0199 | 0.0126 | 0.0104 | 0.0019 | 0.6997 | 0.0019 | 0.0063 | 0.0427 | 0.1377 | 0.0035 | 0.0538 | 0.0014 | 0.0066 | 0.0056 | 0.0322 | 0.1218 | 0.0038 | 0 | 0 | 0.0028 | 0.0006 | 0.0011 | 0.0106 | 0 | 0
4428212 | VCUG | 9 | 01m_076010_393x248x546.dat | 0.0663;0.0663;0.1400 | 393;248;546 | (-0.1549;69.7747;-4.3213) | 80 | 7.702 | 57 | 82.0179 | 60 | iodine | [138] | [100] | 1 | 5 | 65 | normal | none | 6.2672 | 4.6263 | 28.9938 | 25.7011 | 18.9719 | 487.5985 | 0 | 0.018 | 0.0163 | 0.0553 | 0.0017 | 0.1562 | 0.0172 | 0.012 | 0.0083 | 0.0019 | 0.7249 | 0.0017 | 0.0051 | 0.0351 | 0.1087 | 0.0034 | 0.0425 | 0.0013 | 0.006 | 0.005 | 0.0243 | 0.0913 | 0.0035 | 0 | 0 | 0.0028 | 0.0006 | 0.0013 | 0.0105 | 0 | 0
4428212 | VCUG | 9 | 01m_076010_393x248x546.dat | 0.0663;0.0663;0.1400 | 393;248;546 | (-0.1549;69.7747;-4.3213) | 80 | 8.502 | 60 | 82.0179 | 60 | iodine | [138] | [100] | 1 | 5 | 65 | normal | none | 6.2672 | 4.6263 | 28.9938 | 25.7011 | 18.9719 | 487.5985 | 0 | 0.0175 | 0.0157 | 0.0524 | 0.0017 | 0.1717 | 0.017 | 0.0119 | 0.0081 | 0.0019 | 0.8815 | 0.0016 | 0.005 | 0.0329 | 0.1065 | 0.0034 | 0.0406 | 0.0013 | 0.0059 | 0.005 | 0.0236 | 0.0863 | 0.0035 | 0 | 0 | 0.0028 | 0.0006 | 0.0013 | 0.0104 | 0 | 0
4428212 | VCUG | 9 | 01m_076010_393x248x546.dat | 0.0663;0.0663;0.1400 | 393;248;546 | (-0.1549;69.7747;-4.3213) | 110 | 3.9 | 52 | 82.0179 | 60 | iodine | [138] | [100] | 1 | 5 | 65 | normal | none | 6.2672 | 4.6263 | 28.9938 | 25.7011 | 18.9719 | 487.5985 | 0 | 0.0194 | 0.0177 | 0.0604 | 0.0017 | 0.1672 | 0.0184 | 0.0122 | 0.0092 | 0.0019 | 0.5426 | 0.0018 | 0.0056 | 0.0386 | 0.124 | 0.0034 | 0.0452 | 0.0013 | 0.0063 | 0.0053 | 0.0275 | 0.1025 | 0.0036 | 0 | 0 | 0.0027 | 0.0006 | 0.0012 | 0.0104 | 0 | 0
4428212 | VCUG | 9 | 01m_076010_393x248x546.dat | 0.0663;0.0663;0.1400 | 393;248;546 | (-0.1549;69.7747;-4.3213) | 110 | 7.85 | 62 | 82.0179 | 60 | iodine | [138] | [100] | 1 | 5 | 65 | normal | none | 6.2672 | 4.6263 | 28.9938 | 25.7011 | 18.9719 | 487.5985 | 0 | 0.0173 | 0.0153 | 0.0503 | 0.0016 | 0.1502 | 0.0169 | 0.0116 | 0.0081 | 0.0019 | 0.9232 | 0.0016 | 0.005 | 0.0334 | 0.1059 | 0.0033 | 0.0391 | 0.0013 | 0.0059 | 0.005 | 0.0233 | 0.0833 | 0.0035 | 0 | 0 | 0.0027 | 0.0006 | 0.0013 | 0.0102 | 0 | 0
4428212 | VCUG | 9 | 01m_076010_393x248x546.dat | 0.0663;0.0663;0.1400 | 393;248;546 | (-0.1549;69.7747;-4.3213) | 110 | 9.9905 | 69 | 82.0179 | 60 | iodine | [138] | [100] | 1 | 5 | 65 | normal | none | 6.2672 | 4.6263 | 28.9938 | 25.7011 | 18.9719 | 487.5985 | 0 | 0.0168 | 0.014 | 0.0468 | 0.0016 | 0.1457 | 0.0162 | 0.0112 | 0.0077 | 0.0018 | 0.5264 | 0.0016 | 0.0047 | 0.0311 | 0.0975 | 0.0033 | 0.0356 | 0.0012 | 0.0058 | 0.0048 | 0.0216 | 0.078 | 0.0034 | 0 | 0 | 0.0026 | 0.0006 | 0.0013 | 0.01 | 0 | 0
4428212 | VCUG | 10 | 01m_076010_393x248x546.dat | 0.0663;0.0663;0.1400 | 393;248;546 | (-0.1549;69.7747;-4.3213) | 60 | 2.5 | 38 | 82.0179 | 60 | iodine | [138] | [70] | 0 | 5 | 65 | normal | none | 6.2672 | 4.6263 | 28.9938 | 25.7011 | 18.9719 | 487.5985 | 0 | 0.0233 | 0.0255 | 0.0824 | 0.0018 | 0.2531 | 0.0213 | 0.0129 | 0.012 | 0.0019 | 0.5666 | 0.002 | 0.0071 | 0.0524 | 0.1662 | 0.0035 | 0.062 | 0.0014 | 0.0069 | 0.0059 | 0.039 | 0.1423 | 0.0039 | 0 | 0 | 0.0028 | 0.0006 | 0.0011 | 0.0105 | 0 | 0
4428212 | VCUG | 10 | 01m_076010_393x248x546.dat | 0.0663;0.0663;0.1400 | 393;248;546 | (-0.1549;69.7747;-4.3213) | 60 | 5.7448 | 47 | 82.0179 | 60 | iodine | [138] | [70] | 0 | 5 | 65 | normal | none | 6.2672 | 4.6263 | 28.9938 | 25.7011 | 18.9719 | 487.5985 | 0 | 0.0192 | 0.0197 | 0.0658 | 0.0017 | 0.2345 | 0.0185 | 0.0122 | 0.0093 | 0.0019 | 0.7627 | 0.0017 | 0.0056 | 0.0402 | 0.1309 | 0.0034 | 0.0487 | 0.0013 | 0.0061 | 0.0052 | 0.0287 | 0.1095 | 0.0036 | 0 | 0 | 0.0028 | 0.0006 | 0.0013 | 0.0105 | 0 | 0
4428212 | VCUG | 10 | 01m_076010_393x248x546.dat | 0.0663;0.0663;0.1400 | 393;248;546 | (-0.1549;69.7747;-4.3213) | 60 | 6.3535 | 49 | 82.0179 | 60 | iodine | [138] | [70] | 0 | 5 | 65 | normal | none | 6.2672 | 4.6263 | 28.9938 | 25.7011 | 18.9719 | 487.5985 | 0 | 0.0189 | 0.0187 | 0.0639 | 0.0017 | 0.1957 | 0.018 | 0.0121 | 0.009 | 0.0019 | 0.8413 | 0.0017 | 0.0055 | 0.0384 | 0.1223 | 0.0034 | 0.048 | 0.0013 | 0.006 | 0.0051 | 0.0278 | 0.1093 | 0.0036 | 0 | 0 | 0.0028 | 0.0006 | 0.0013 | 0.0105 | 0 | 0
4428212 | VCUG | 10 | 01m_076010_393x248x546.dat | 0.0663;0.0663;0.1400 | 393;248;546 | (-0.1549;69.7747;-4.3213) | 80 | 2.9 | 44 | 82.0179 | 60 | iodine | [138] | [70] | 0 | 5 | 65 | normal | none | 6.2672 | 4.6263 | 28.9938 | 25.7011 | 18.9719 | 487.5985 | 0 | 0.0213 | 0.0213 | 0.0714 | 0.0017 | 0.2191 | 0.0198 | 0.0126 | 0.0104 | 0.0019 | 0.6997 | 0.0019 | 0.0063 | 0.0427 | 0.1379 | 0.0035 | 0.0539 | 0.0014 | 0.0066 | 0.0056 | 0.0322 | 0.1218 | 0.0037 | 0 | 0 | 0.0028 | 0.0006 | 0.0011 | 0.0105 | 0 | 0
4428212 | VCUG | 10 | 01m_076010_393x248x546.dat | 0.0663;0.0663;0.1400 | 393;248;546 | (-0.1549;69.7747;-4.3213) | 80 | 7.702 | 57 | 82.0179 | 60 | iodine | [138] | [70] | 0 | 5 | 65 | normal | none | 6.2672 | 4.6263 | 28.9938 | 25.7011 | 18.9719 | 487.5985 | 0 | 0.018 | 0.0163 | 0.0553 | 0.0017 | 0.1565 | 0.0172 | 0.0119 | 0.0083 | 0.0019 | 0.7249 | 0.0017 | 0.0051 | 0.035 | 0.1088 | 0.0034 | 0.0425 | 0.0013 | 0.006 | 0.005 | 0.0243 | 0.0913 | 0.0035 | 0 | 0 | 0.0028 | 0.0006 | 0.0013 | 0.0104 | 0 | 0
4428212 | VCUG | 10 | 01m_076010_393x248x546.dat | 0.0663;0.0663;0.1400 | 393;248;546 | (-0.1549;69.7747;-4.3213) | 80 | 8.502 | 60 | 82.0179 | 60 | iodine | [138] | [70] | 0 | 5 | 65 | normal | none | 6.2672 | 4.6263 | 28.9938 | 25.7011 | 18.9719 | 487.5985 | 0 | 0.0175 | 0.0157 | 0.0524 | 0.0017 | 0.1731 | 0.017 | 0.0118 | 0.0081 | 0.0019 | 0.8815 | 0.0016 | 0.005 | 0.0329 | 0.1071 | 0.0034 | 0.0406 | 0.0013 | 0.0059 | 0.005 | 0.0236 | 0.086 | 0.0035 | 0 | 0 | 0.0028 | 0.0006 | 0.0013 | 0.0104 | 0 | 0
4428212 | VCUG | 10 | 01m_076010_393x248x546.dat | 0.0663;0.0663;0.1400 | 393;248;546 | (-0.1549;69.7747;-4.3213) | 110 | 3.9 | 52 | 82.0179 | 60 | iodine | [138] | [70] | 0 | 5 | 65 | normal | none | 6.2672 | 4.6263 | 28.9938 | 25.7011 | 18.9719 | 487.5985 | 0 | 0.0193 | 0.0176 | 0.0603 | 0.0017 | 0.1672 | 0.0183 | 0.0122 | 0.0092 | 0.0019 | 0.5426 | 0.0018 | 0.0056 | 0.0386 | 0.1236 | 0.0034 | 0.0451 | 0.0013 | 0.0063 | 0.0053 | 0.0275 | 0.1025 | 0.0036 | 0 | 0 | 0.0027 | 0.0006 | 0.0012 | 0.0103 | 0 | 0
4428212 | VCUG | 10 | 01m_076010_393x248x546.dat | 0.0663;0.0663;0.1400 | 393;248;546 | (-0.1549;69.7747;-4.3213) | 110 | 7.85 | 62 | 82.0179 | 60 | iodine | [138] | [70] | 0 | 5 | 65 | normal | none | 6.2672 | 4.6263 | 28.9938 | 25.7011 | 18.9719 | 487.5985 | 0 | 0.0173 | 0.0153 | 0.0502 | 0.0016 | 0.1501 | 0.0169 | 0.0116 | 0.0081 | 0.0019 | 0.9232 | 0.0016 | 0.005 | 0.0334 | 0.1059 | 0.0033 | 0.0391 | 0.0013 | 0.0059 | 0.005 | 0.0234 | 0.0832 | 0.0034 | 0 | 0 | 0.0027 | 0.0006 | 0.0013 | 0.0101 | 0 | 0
4428212 | VCUG | 10 | 01m_076010_393x248x546.dat | 0.0663;0.0663;0.1400 | 393;248;546 | (-0.1549;69.7747;-4.3213) | 110 | 9.9905 | 69 | 82.0179 | 60 | iodine | [138] | [70] | 0 | 5 | 65 | normal | none | 6.2672 | 4.6263 | 28.9938 | 25.7011 | 18.9719 | 487.5985 | 0 | 0.0168 | 0.014 | 0.0466 | 0.0016 | 0.1452 | 0.0162 | 0.0112 | 0.0076 | 0.0018 | 0.5264 | 0.0016 | 0.0047 | 0.0311 | 0.0971 | 0.0033 | 0.0355 | 0.0012 | 0.0058 | 0.0048 | 0.0216 | 0.078 | 0.0033 | 0 | 0 | 0.0026 | 0.0006 | 0.0013 | 0.01 | 0 | 0
4428212 | VCUG | 11 | 01m_076010_393x248x546.dat | 0.0663;0.0663;0.1400 | 393;248;546 | (-0.1549;69.7747;-4.3213) | 60 | 2.5 | 38 | 82.0179 | 60 | iodine | [138] | [50] | 1 | 5 | 65 | normal | none | 6.2672 | 4.6263 | 28.9938 | 25.7011 | 18.9719 | 487.5985 | 0 | 0.0233 | 0.0255 | 0.0824 | 0.0018 | 0.2531 | 0.0214 | 0.0128 | 0.012 | 0.0019 | 0.5666 | 0.002 | 0.0071 | 0.0525 | 0.1666 | 0.0035 | 0.0618 | 0.0014 | 0.0069 | 0.0059 | 0.039 | 0.1423 | 0.0038 | 0 | 0 | 0.0028 | 0.0006 | 0.0011 | 0.0105 | 0 | 0
4428212 | VCUG | 11 | 01m_076010_393x248x546.dat | 0.0663;0.0663;0.1400 | 393;248;546 | (-0.1549;69.7747;-4.3213) | 60 | 5.7448 | 47 | 82.0179 | 60 | iodine | [138] | [50] | 1 | 5 | 65 | normal | none | 6.2672 | 4.6263 | 28.9938 | 25.7011 | 18.9719 | 487.5985 | 0 | 0.0192 | 0.0197 | 0.0655 | 0.0017 | 0.2239 | 0.0185 | 0.0121 | 0.0093 | 0.0019 | 0.7627 | 0.0017 | 0.0056 | 0.0401 | 0.1311 | 0.0034 | 0.0487 | 0.0013 | 0.0061 | 0.0052 | 0.0287 | 0.1092 | 0.0035 | 0 | 0 | 0.0028 | 0.0006 | 0.0013 | 0.0105 | 0 | 0
4428212 | VCUG | 11 | 01m_076010_393x248x546.dat | 0.0663;0.0663;0.1400 | 393;248;546 | (-0.1549;69.7747;-4.3213) | 60 | 6.3535 | 49 | 82.0179 | 60 | iodine | [138] | [50] | 1 | 5 | 65 | normal | none | 6.2672 | 4.6263 | 28.9938 | 25.7011 | 18.9719 | 487.5985 | 0 | 0.0189 | 0.0187 | 0.0638 | 0.0017 | 0.1957 | 0.018 | 0.0121 | 0.009 | 0.0019 | 0.7395 | 0.0017 | 0.0055 | 0.0384 | 0.1223 | 0.0034 | 0.048 | 0.0013 | 0.006 | 0.0051 | 0.0278 | 0.1091 | 0.0035 | 0 | 0 | 0.0028 | 0.0006 | 0.0013 | 0.0105 | 0 | 0
4428212 | VCUG | 11 | 01m_076010_393x248x546.dat | 0.0663;0.0663;0.1400 | 393;248;546 | (-0.1549;69.7747;-4.3213) | 80 | 2.9 | 44 | 82.0179 | 60 | iodine | [138] | [50] | 1 | 5 | 65 | normal | none | 6.2672 | 4.6263 | 28.9938 | 25.7011 | 18.9719 | 487.5985 | 0 | 0.0213 | 0.0213 | 0.0712 | 0.0017 | 0.2191 | 0.0198 | 0.0126 | 0.0104 | 0.0019 | 0.6997 | 0.0019 | 0.0063 | 0.0426 | 0.1385 | 0.0035 | 0.0538 | 0.0014 | 0.0066 | 0.0056 | 0.0322 | 0.1218 | 0.0037 | 0 | 0 | 0.0028 | 0.0006 | 0.0011 | 0.0105 | 0 | 0
4428212 | VCUG | 11 | 01m_076010_393x248x546.dat | 0.0663;0.0663;0.1400 | 393;248;546 | (-0.1549;69.7747;-4.3213) | 80 | 7.702 | 57 | 82.0179 | 60 | iodine | [138] | [50] | 1 | 5 | 65 | normal | none | 6.2672 | 4.6263 | 28.9938 | 25.7011 | 18.9719 | 487.5985 | 0 | 0.018 | 0.0163 | 0.0553 | 0.0017 | 0.1571 | 0.0172 | 0.0119 | 0.0083 | 0.0019 | 0.7249 | 0.0017 | 0.0051 | 0.035 | 0.1086 | 0.0034 | 0.0425 | 0.0013 | 0.006 | 0.005 | 0.0243 | 0.0913 | 0.0035 | 0 | 0 | 0.0028 | 0.0006 | 0.0013 | 0.0104 | 0 | 0
4428212 | VCUG | 11 | 01m_076010_393x248x546.dat | 0.0663;0.0663;0.1400 | 393;248;546 | (-0.1549;69.7747;-4.3213) | 80 | 8.502 | 60 | 82.0179 | 60 | iodine | [138] | [50] | 1 | 5 | 65 | normal | none | 6.2672 | 4.6263 | 28.9938 | 25.7011 | 18.9719 | 487.5985 | 0 | 0.0174 | 0.0157 | 0.0525 | 0.0017 | 0.1731 | 0.0169 | 0.0118 | 0.0081 | 0.0019 | 0.8815 | 0.0016 | 0.005 | 0.0328 | 0.107 | 0.0034 | 0.0406 | 0.0013 | 0.0059 | 0.005 | 0.0236 | 0.0861 | 0.0034 | 0 | 0 | 0.0028 | 0.0006 | 0.0013 | 0.0104 | 0 | 0
4428212 | VCUG | 11 | 01m_076010_393x248x546.dat | 0.0663;0.0663;0.1400 | 393;248;546 | (-0.1549;69.7747;-4.3213) | 110 | 3.9 | 52 | 82.0179 | 60 | iodine | [138] | [50] | 1 | 5 | 65 | normal | none | 6.2672 | 4.6263 | 28.9938 | 25.7011 | 18.9719 | 487.5985 | 0 | 0.0193 | 0.0176 | 0.0603 | 0.0017 | 0.1672 | 0.0183 | 0.0121 | 0.0092 | 0.0019 | 0.5426 | 0.0018 | 0.0056 | 0.0385 | 0.124 | 0.0034 | 0.0452 | 0.0013 | 0.0063 | 0.0053 | 0.0274 | 0.1023 | 0.0036 | 0 | 0 | 0.0027 | 0.0006 | 0.0012 | 0.0103 | 0 | 0
4428212 | VCUG | 11 | 01m_076010_393x248x546.dat | 0.0663;0.0663;0.1400 | 393;248;546 | (-0.1549;69.7747;-4.3213) | 110 | 7.85 | 62 | 82.0179 | 60 | iodine | [138] | [50] | 1 | 5 | 65 | normal | none | 6.2672 | 4.6263 | 28.9938 | 25.7011 | 18.9719 | 487.5985 | 0 | 0.0173 | 0.0153 | 0.0502 | 0.0016 | 0.1497 | 0.0169 | 0.0116 | 0.0081 | 0.0019 | 0.9232 | 0.0016 | 0.005 | 0.0334 | 0.1059 | 0.0033 | 0.039 | 0.0013 | 0.0059 | 0.0049 | 0.0234 | 0.0834 | 0.0034 | 0 | 0 | 0.0027 | 0.0006 | 0.0013 | 0.0101 | 0 | 0
4428212 | VCUG | 11 | 01m_076010_393x248x546.dat | 0.0663;0.0663;0.1400 | 393;248;546 | (-0.1549;69.7747;-4.3213) | 110 | 9.9905 | 69 | 82.0179 | 60 | iodine | [138] | [50] | 1 | 5 | 65 | normal | none | 6.2672 | 4.6263 | 28.9938 | 25.7011 | 18.9719 | 487.5985 | 0 | 0.0167 | 0.014 | 0.0467 | 0.0016 | 0.1452 | 0.0162 | 0.0111 | 0.0076 | 0.0018 | 0.5264 | 0.0016 | 0.0047 | 0.0311 | 0.0974 | 0.0033 | 0.0355 | 0.0012 | 0.0058 | 0.0048 | 0.0216 | 0.078 | 0.0033 | 0 | 0 | 0.0026 | 0.0006 | 0.0013 | 0.01 | 0 | 0
4428212 | VCUG | 12 | 01m_076010_393x248x546.dat | 0.0663;0.0663;0.1400 | 393;248;546 | (-0.1549;69.7747;-4.3213) | 60 | 2.5 | 38 | 82.0179 | 60 | iodine | [138] | [30] | 0 | 5 | 65 | normal | none | 6.2672 | 4.6263 | 28.9938 | 25.7011 | 18.9719 | 487.5985 | 0 | 0.0233 | 0.0255 | 0.0824 | 0.0018 | 0.2531 | 0.0213 | 0.0128 | 0.012 | 0.0019 | 0.5666 | 0.002 | 0.0071 | 0.0524 | 0.1666 | 0.0035 | 0.062 | 0.0014 | 0.0069 | 0.0059 | 0.039 | 0.1423 | 0.0038 | 0 | 0 | 0.0028 | 0.0006 | 0.0011 | 0.0104 | 0 | 0
4428212 | VCUG | 12 | 01m_076010_393x248x546.dat | 0.0663;0.0663;0.1400 | 393;248;546 | (-0.1549;69.7747;-4.3213) | 60 | 5.7448 | 47 | 82.0179 | 60 | iodine | [138] | [30] | 0 | 5 | 65 | normal | none | 6.2672 | 4.6263 | 28.9938 | 25.7011 | 18.9719 | 487.5985 | 0 | 0.0192 | 0.0197 | 0.0658 | 0.0017 | 0.2345 | 0.0184 | 0.0121 | 0.0093 | 0.0019 | 0.7627 | 0.0017 | 0.0056 | 0.0402 | 0.1296 | 0.0034 | 0.0486 | 0.0013 | 0.0061 | 0.0052 | 0.0287 | 0.1081 | 0.0035 | 0 | 0 | 0.0028 | 0.0006 | 0.0013 | 0.0105 | 0 | 0
4428212 | VCUG | 12 | 01m_076010_393x248x546.dat | 0.0663;0.0663;0.1400 | 393;248;546 | (-0.1549;69.7747;-4.3213) | 60 | 6.3535 | 49 | 82.0179 | 60 | iodine | [138] | [30] | 0 | 5 | 65 | normal | none | 6.2672 | 4.6263 | 28.9938 | 25.7011 | 18.9719 | 487.5985 | 0 | 0.0189 | 0.0187 | 0.0637 | 0.0017 | 0.1957 | 0.018 | 0.0121 | 0.009 | 0.0019 | 0.8413 | 0.0017 | 0.0055 | 0.0384 | 0.1217 | 0.0034 | 0.0479 | 0.0013 | 0.006 | 0.0051 | 0.0278 | 0.1093 | 0.0035 | 0 | 0 | 0.0028 | 0.0006 | 0.0013 | 0.0105 | 0 | 0
4428212 | VCUG | 12 | 01m_076010_393x248x546.dat | 0.0663;0.0663;0.1400 | 393;248;546 | (-0.1549;69.7747;-4.3213) | 80 | 2.9 | 44 | 82.0179 | 60 | iodine | [138] | [30] | 0 | 5 | 65 | normal | none | 6.2672 | 4.6263 | 28.9938 | 25.7011 | 18.9719 | 487.5985 | 0 | 0.0213 | 0.0213 | 0.0714 | 0.0017 | 0.2218 | 0.0198 | 0.0126 | 0.0104 | 0.0019 | 0.6997 | 0.0019 | 0.0063 | 0.0426 | 0.1391 | 0.0035 | 0.0538 | 0.0014 | 0.0066 | 0.0056 | 0.0322 | 0.1218 | 0.0037 | 0 | 0 | 0.0028 | 0.0006 | 0.0011 | 0.0104 | 0 | 0
4428212 | VCUG | 12 | 01m_076010_393x248x546.dat | 0.0663;0.0663;0.1400 | 393;248;546 | (-0.1549;69.7747;-4.3213) | 80 | 7.702 | 57 | 82.0179 | 60 | iodine | [138] | [30] | 0 | 5 | 65 | normal | none | 6.2672 | 4.6263 | 28.9938 | 25.7011 | 18.9719 | 487.5985 | 0 | 0.0179 | 0.0163 | 0.0554 | 0.0017 | 0.1571 | 0.0172 | 0.0119 | 0.0083 | 0.0019 | 0.7249 | 0.0017 | 0.0051 | 0.035 | 0.1088 | 0.0034 | 0.0424 | 0.0013 | 0.006 | 0.005 | 0.0243 | 0.0913 | 0.0035 | 0 | 0 | 0.0028 | 0.0006 | 0.0013 | 0.0104 | 0 | 0
4428212 | VCUG | 12 | 01m_076010_393x248x546.dat | 0.0663;0.0663;0.1400 | 393;248;546 | (-0.1549;69.7747;-4.3213) | 80 | 8.502 | 60 | 82.0179 | 60 | iodine | [138] | [30] | 0 | 5 | 65 | normal | none | 6.2672 | 4.6263 | 28.9938 | 25.7011 | 18.9719 | 487.5985 | 0 | 0.0175 | 0.0157 | 0.0523 | 0.0017 | 0.1731 | 0.0169 | 0.0118 | 0.0081 | 0.0019 | 0.8815 | 0.0016 | 0.005 | 0.0328 | 0.1071 | 0.0034 | 0.0405 | 0.0013 | 0.0059 | 0.005 | 0.0236 | 0.0863 | 0.0034 | 0 | 0 | 0.0028 | 0.0006 | 0.0013 | 0.0104 | 0 | 0
4428212 | VCUG | 12 | 01m_076010_393x248x546.dat | 0.0663;0.0663;0.1400 | 393;248;546 | (-0.1549;69.7747;-4.3213) | 110 | 3.9 | 52 | 82.0179 | 60 | iodine | [138] | [30] | 0 | 5 | 65 | normal | none | 6.2672 | 4.6263 | 28.9938 | 25.7011 | 18.9719 | 487.5985 | 0 | 0.0193 | 0.0176 | 0.0603 | 0.0017 | 0.1672 | 0.0183 | 0.0121 | 0.0092 | 0.0019 | 0.5426 | 0.0018 | 0.0056 | 0.0386 | 0.124 | 0.0034 | 0.0451 | 0.0013 | 0.0063 | 0.0053 | 0.0275 | 0.1019 | 0.0036 | 0 | 0 | 0.0027 | 0.0006 | 0.0012 | 0.0103 | 0 | 0
4428212 | VCUG | 12 | 01m_076010_393x248x546.dat | 0.0663;0.0663;0.1400 | 393;248;546 | (-0.1549;69.7747;-4.3213) | 110 | 7.85 | 62 | 82.0179 | 60 | iodine | [138] | [30] | 0 | 5 | 65 | normal | none | 6.2672 | 4.6263 | 28.9938 | 25.7011 | 18.9719 | 487.5985 | 0 | 0.0173 | 0.0153 | 0.0501 | 0.0016 | 0.1498 | 0.0169 | 0.0115 | 0.0081 | 0.0019 | 0.9232 | 0.0016 | 0.005 | 0.0333 | 0.1056 | 0.0033 | 0.0391 | 0.0013 | 0.0059 | 0.0049 | 0.0233 | 0.0828 | 0.0034 | 0 | 0 | 0.0027 | 0.0006 | 0.0013 | 0.0101 | 0 | 0
4428212 | VCUG | 12 | 01m_076010_393x248x546.dat | 0.0663;0.0663;0.1400 | 393;248;546 | (-0.1549;69.7747;-4.3213) | 110 | 9.9905 | 69 | 82.0179 | 60 | iodine | [138] | [30] | 0 | 5 | 65 | normal | none | 6.2672 | 4.6263 | 28.9938 | 25.7011 | 18.9719 | 487.5985 | 0 | 0.0167 | 0.014 | 0.0467 | 0.0016 | 0.1458 | 0.0162 | 0.0111 | 0.0076 | 0.0018 | 0.5264 | 0.0016 | 0.0047 | 0.0311 | 0.0975 | 0.0033 | 0.0355 | 0.0012 | 0.0058 | 0.0048 | 0.0216 | 0.0778 | 0.0033 | 0 | 0 | 0.0026 | 0.0006 | 0.0013 | 0.0099 | 0 | 0
4428212 | VCUG | 13 | 01m_076010_393x248x546.dat | 0.0663;0.0663;0.1400 | 393;248;546 | (0.1855;68.2875;0.7692) | 60 | 2.5 | 38 | 81.3761 | 60 | iodine | [138] | [10] | 1 | 5 | 65 | normal | none | 6.6306 | 7.5935 | 50.3498 | 26.9788 | 30.8965 | 833.5498 | 0 | 0.0048 | 0.013 | 0.0209 | 0.0021 | 0.1345 | 0.0117 | 0.0132 | 0.0028 | 0.0011 | 0.5642 | 0.0008 | 0.0013 | 0.0119 | 0.0768 | 0.0028 | 0.0242 | 0.0016 | 0.002 | 0.0032 | 0.011 | 0.0446 | 0.0043 | 0 | 0 | 0.0031 | 0.0006 | 0.001 | 0.0122 | 0 | 0
4428212 | VCUG | 13 | 01m_076010_393x248x546.dat | 0.0663;0.0663;0.1400 | 393;248;546 | (0.1855;68.2875;0.7692) | 60 | 5.7448 | 47 | 81.3761 | 60 | iodine | [138] | [10] | 1 | 5 | 65 | normal | none | 6.6306 | 7.5935 | 50.3498 | 26.9788 | 30.8965 | 833.5498 | 0 | 0.0051 | 0.0095 | 0.0182 | 0.002 | 0.0917 | 0.011 | 0.0134 | 0.0026 | 0.0012 | 0.5325 | 0.0008 | 0.0013 | 0.0109 | 0.0566 | 0.0027 | 0.0192 | 0.0015 | 0.0021 | 0.003 | 0.0092 | 0.0371 | 0.0041 | 0 | 0 | 0.0031 | 0.0006 | 0.0013 | 0.0123 | 0 | 0
4428212 | VCUG | 13 | 01m_076010_393x248x546.dat | 0.0663;0.0663;0.1400 | 393;248;546 | (0.1855;68.2875;0.7692) | 60 | 6.3535 | 49 | 81.3761 | 60 | iodine | [138] | [10] | 1 | 5 | 65 | normal | none | 6.6306 | 7.5935 | 50.3498 | 26.9788 | 30.8965 | 833.5498 | 0 | 0.0051 | 0.0091 | 0.0179 | 0.002 | 0.0893 | 0.0109 | 0.0135 | 0.0026 | 0.0012 | 0.4916 | 0.0008 | 0.0014 | 0.0108 | 0.0547 | 0.0027 | 0.0188 | 0.0015 | 0.0022 | 0.003 | 0.0091 | 0.0353 | 0.0041 | 0 | 0 | 0.0031 | 0.0006 | 0.0013 | 0.0124 | 0 | 0
4428212 | VCUG | 13 | 01m_076010_393x248x546.dat | 0.0663;0.0663;0.1400 | 393;248;546 | (0.1855;68.2875;0.7692) | 80 | 2.9 | 44 | 81.3761 | 60 | iodine | [138] | [10] | 1 | 5 | 65 | normal | none | 6.6306 | 7.5935 | 50.3498 | 26.9788 | 30.8965 | 833.5498 | 0 | 0.005 | 0.0104 | 0.0189 | 0.002 | 0.1006 | 0.0115 | 0.0132 | 0.0028 | 0.0011 | 0.7611 | 0.0008 | 0.0013 | 0.0115 | 0.0646 | 0.0028 | 0.0213 | 0.0015 | 0.0021 | 0.0031 | 0.0102 | 0.0403 | 0.0042 | 0 | 0 | 0.0031 | 0.0006 | 0.0011 | 0.0123 | 0 | 0
4428212 | VCUG | 13 | 01m_076010_393x248x546.dat | 0.0663;0.0663;0.1400 | 393;248;546 | (0.1855;68.2875;0.7692) | 80 | 7.702 | 57 | 81.3761 | 60 | iodine | [138] | [10] | 1 | 5 | 65 | normal | none | 6.6306 | 7.5935 | 50.3498 | 26.9788 | 30.8965 | 833.5498 | 0 | 0.0051 | 0.0078 | 0.0162 | 0.0019 | 0.078 | 0.0106 | 0.0133 | 0.0026 | 0.0012 | 0.3074 | 0.0008 | 0.0014 | 0.0105 | 0.0529 | 0.0027 | 0.0169 | 0.0014 | 0.0022 | 0.0029 | 0.0088 | 0.0336 | 0.0041 | 0 | 0 | 0.003 | 0.0006 | 0.0013 | 0.0122 | 0 | 0
4428212 | VCUG | 13 | 01m_076010_393x248x546.dat | 0.0663;0.0663;0.1400 | 393;248;546 | (0.1855;68.2875;0.7692) | 80 | 8.502 | 60 | 81.3761 | 60 | iodine | [138] | [10] | 1 | 5 | 65 | normal | none | 6.6306 | 7.5935 | 50.3498 | 26.9788 | 30.8965 | 833.5498 | 0 | 0.0051 | 0.0076 | 0.0159 | 0.0019 | 0.0726 | 0.0105 | 0.0132 | 0.0025 | 0.0012 | 0.3707 | 0.0008 | 0.0014 | 0.0104 | 0.0513 | 0.0027 | 0.0165 | 0.0014 | 0.0022 | 0.0029 | 0.0087 | 0.0331 | 0.0041 | 0 | 0 | 0.003 | 0.0006 | 0.0013 | 0.0122 | 0 | 0
4428212 | VCUG | 13 | 01m_076010_393x248x546.dat | 0.0663;0.0663;0.1400 | 393;248;546 | (0.1855;68.2875;0.7692) | 110 | 3.9 | 52 | 81.3761 | 60 | iodine | [138] | [10] | 1 | 5 | 65 | normal | none | 6.6306 | 7.5935 | 50.3498 | 26.9788 | 30.8965 | 833.5498 | 0 | 0.005 | 0.0087 | 0.0168 | 0.002 | 0.0834 | 0.0109 | 0.013 | 0.0026 | 0.0012 | 0.3251 | 0.0008 | 0.0013 | 0.0109 | 0.0579 | 0.0027 | 0.0188 | 0.0015 | 0.0021 | 0.003 | 0.0095 | 0.0369 | 0.0041 | 0 | 0 | 0.003 | 0.0006 | 0.0011 | 0.0122 | 0 | 0
4428212 | VCUG | 13 | 01m_076010_393x248x546.dat | 0.0663;0.0663;0.1400 | 393;248;546 | (0.1855;68.2875;0.7692) | 110 | 7.85 | 62 | 81.3761 | 60 | iodine | [138] | [10] | 1 | 5 | 65 | normal | none | 6.6306 | 7.5935 | 50.3498 | 26.9788 | 30.8965 | 833.5498 | 0 | 0.005 | 0.0075 | 0.0153 | 0.0019 | 0.071 | 0.0103 | 0.0128 | 0.0025 | 0.0012 | 0.3253 | 0.0008 | 0.0013 | 0.0102 | 0.0506 | 0.0027 | 0.0164 | 0.0014 | 0.0021 | 0.0029 | 0.0087 | 0.0341 | 0.004 | 0 | 0 | 0.0029 | 0.0006 | 0.0012 | 0.012 | 0 | 0
4428212 | VCUG | 13 | 01m_076010_393x248x546.dat | 0.0663;0.0663;0.1400 | 393;248;546 | (0.1855;68.2875;0.7692) | 110 | 9.9905 | 69 | 81.3761 | 60 | iodine | [138] | [10] | 1 | 5 | 65 | normal | none | 6.6306 | 7.5935 | 50.3498 | 26.9788 | 30.8965 | 833.5498 | 0 | 0.005 | 0.0069 | 0.0144 | 0.0018 | 0.0661 | 0.0101 | 0.0126 | 0.0024 | 0.0012 | 0.3823 | 0.0008 | 0.0013 | 0.01 | 0.0478 | 0.0026 | 0.0154 | 0.0014 | 0.0021 | 0.0028 | 0.0083 | 0.0319 | 0.0039 | 0 | 0 | 0.0029 | 0.0006 | 0.0013 | 0.0119 | 0 | 0
4428212 | VCUG | 1 | 05f_109019_419x230x572.dat | 0.0850;0.0850;0.1928 | 419;230;572 | (0.1749;69.2650;8.0852) | 60 | 2.5 | 38 | 83.87 | 60 | iodine | [138] | [0] | 1 | 5 | 60 | normal | none | 7.8373 | 10.1721 | 79.7219 | 32.8656 | 42.6569 | 1401.9446 | 0 | 0.0054 | 0.0168 | 0.0232 | 0.0017 | 0.1057 | 0.011 | 0.0127 | 0.0029 | 0.0011 | 0.6319 | 0.0008 | 0.0014 | 0.0101 | 0.1109 | 0.0027 | 0.0348 | 0.0014 | 0.0018 | 0.0028 | 0.012 | 0.0609 | 0.0049 | 0 | 0 | 0.0028 | 0.0004 | 0.0009 | 0.0103 | 0 | 0
4428212 | VCUG | 1 | 05f_109019_419x230x572.dat | 0.0850;0.0850;0.1928 | 419;230;572 | (0.1749;69.2650;8.0852) | 60 | 5.7448 | 47 | 83.87 | 60 | iodine | [138] | [0] | 1 | 5 | 60 | normal | none | 7.8373 | 10.1721 | 79.7219 | 32.8656 | 42.6569 | 1401.9446 | 0 | 0.0056 | 0.0121 | 0.0185 | 0.0016 | 0.0826 | 0.0103 | 0.0117 | 0.0026 | 0.0012 | 0.5655 | 0.0008 | 0.0014 | 0.0088 | 0.09 | 0.0026 | 0.0265 | 0.0012 | 0.0019 | 0.0026 | 0.0098 | 0.0479 | 0.0046 | 0 | 0 | 0.0028 | 0.0004 | 0.0011 | 0.0094 | 0 | 0
4428212 | VCUG | 1 | 05f_109019_419x230x572.dat | 0.0850;0.0850;0.1928 | 419;230;572 | (0.1749;69.2650;8.0852) | 60 | 6.3535 | 49 | 83.87 | 60 | iodine | [138] | [0] | 1 | 5 | 60 | normal | none | 7.8373 | 10.1721 | 79.7219 | 32.8656 | 42.6569 | 1401.9446 | 0 | 0.0056 | 0.0116 | 0.0182 | 0.0016 | 0.0761 | 0.0102 | 0.0116 | 0.0026 | 0.0012 | 0.46 | 0.0008 | 0.0014 | 0.0087 | 0.0871 | 0.0026 | 0.0256 | 0.0012 | 0.0019 | 0.0025 | 0.0095 | 0.0458 | 0.0045 | 0 | 0 | 0.0028 | 0.0004 | 0.0012 | 0.0093 | 0 | 0
4428212 | VCUG | 1 | 05f_109019_419x230x572.dat | 0.0850;0.0850;0.1928 | 419;230;572 | (0.1749;69.2650;8.0852) | 80 | 2.9 | 44 | 83.87 | 60 | iodine | [138] | [0] | 1 | 5 | 60 | normal | none | 7.8373 | 10.1721 | 79.7219 | 32.8656 | 42.6569 | 1401.9446 | 0 | 0.0054 | 0.0133 | 0.02 | 0.0017 | 0.0858 | 0.0107 | 0.0123 | 0.0028 | 0.0011 | 0.7598 | 0.0008 | 0.0014 | 0.0095 | 0.1007 | 0.0026 | 0.0289 | 0.0013 | 0.0018 | 0.0027 | 0.0108 | 0.0541 | 0.0048 | 0 | 0 | 0.0028 | 0.0004 | 0.001 | 0.0099 | 0 | 0
4428212 | VCUG | 1 | 05f_109019_419x230x572.dat | 0.0850;0.0850;0.1928 | 419;230;572 | (0.1749;69.2650;8.0852) | 80 | 7.702 | 57 | 83.87 | 60 | iodine | [138] | [0] | 1 | 5 | 60 | normal | none | 7.8373 | 10.1721 | 79.7219 | 32.8656 | 42.6569 | 1401.9446 | 0 | 0.0056 | 0.0099 | 0.0163 | 0.0016 | 0.0668 | 0.0098 | 0.0113 | 0.0025 | 0.0012 | 0.5459 | 0.0008 | 0.0014 | 0.0083 | 0.0739 | 0.0025 | 0.0232 | 0.0012 | 0.0019 | 0.0025 | 0.0089 | 0.042 | 0.0044 | 0 | 0 | 0.0027 | 0.0004 | 0.0012 | 0.009 | 0 | 0
4428212 | VCUG | 1 | 05f_109019_419x230x572.dat | 0.0850;0.0850;0.1928 | 419;230;572 | (0.1749;69.2650;8.0852) | 80 | 8.502 | 60 | 83.87 | 60 | iodine | [138] | [0] | 1 | 5 | 60 | normal | none | 7.8373 | 10.1721 | 79.7219 | 32.8656 | 42.6569 | 1401.9446 | 0 | 0.0056 | 0.0094 | 0.0157 | 0.0016 | 0.0666 | 0.0097 | 0.0111 | 0.0025 | 0.0012 | 0.5397 | 0.0008 | 0.0014 | 0.0082 | 0.0766 | 0.0025 | 0.0225 | 0.0012 | 0.0019 | 0.0025 | 0.0087 | 0.0412 | 0.0044 | 0 | 0 | 0.0027 | 0.0004 | 0.0012 | 0.009 | 0 | 0
4428212 | VCUG | 1 | 05f_109019_419x230x572.dat | 0.0850;0.0850;0.1928 | 419;230;572 | (0.1749;69.2650;8.0852) | 110 | 3.9 | 52 | 83.87 | 60 | iodine | [138] | [0] | 1 | 5 | 60 | normal | none | 7.8373 | 10.1721 | 79.7219 | 32.8656 | 42.6569 | 1401.9446 | 0 | 0.0054 | 0.0108 | 0.0172 | 0.0016 | 0.0718 | 0.0101 | 0.0117 | 0.0026 | 0.0011 | 0.5581 | 0.0008 | 0.0014 | 0.0088 | 0.0833 | 0.0026 | 0.0253 | 0.0012 | 0.0019 | 0.0026 | 0.0096 | 0.047 | 0.0045 | 0 | 0 | 0.0027 | 0.0004 | 0.001 | 0.0093 | 0 | 0
4428212 | VCUG | 1 | 05f_109019_419x230x572.dat | 0.0850;0.0850;0.1928 | 419;230;572 | (0.1749;69.2650;8.0852) | 110 | 7.85 | 62 | 83.87 | 60 | iodine | [138] | [0] | 1 | 5 | 60 | normal | none | 7.8373 | 10.1721 | 79.7219 | 32.8656 | 42.6569 | 1401.9446 | 0 | 0.0055 | 0.0092 | 0.0152 | 0.0016 | 0.0613 | 0.0096 | 0.011 | 0.0024 | 0.0012 | 0.4447 | 0.0008 | 0.0014 | 0.0081 | 0.0677 | 0.0025 | 0.0219 | 0.0012 | 0.0019 | 0.0024 | 0.0086 | 0.0407 | 0.0043 | 0 | 0 | 0.0026 | 0.0004 | 0.0011 | 0.0088 | 0 | 0
4428212 | VCUG | 1 | 05f_109019_419x230x572.dat | 0.0850;0.0850;0.1928 | 419;230;572 | (0.1749;69.2650;8.0852) | 110 | 9.9905 | 69 | 83.87 | 60 | iodine | [138] | [0] | 1 | 5 | 60 | normal | none | 7.8373 | 10.1721 | 79.7219 | 32.8656 | 42.6569 | 1401.9446 | 0 | 0.0054 | 0.0085 | 0.0142 | 0.0015 | 0.0559 | 0.0092 | 0.0106 | 0.0024 | 0.0012 | 0.5645 | 0.0008 | 0.0014 | 0.0078 | 0.0687 | 0.0025 | 0.0205 | 0.0011 | 0.0019 | 0.0024 | 0.0082 | 0.0379 | 0.0042 | 0 | 0 | 0.0026 | 0.0004 | 0.0011 | 0.0085 | 0 | 0
4428212 | VCUG | 2 | 05f_109019_419x230x572.dat | 0.0850;0.0850;0.1928 | 419;230;572 | (0.1250;69.2650;-1.1321) | 60 | 2.5 | 38 | 83.87 | 60 | iodine | [138] | [10] | 0 | 5 | 60 | normal | none | 5.2248 | 4.4864 | 23.4409 | 21.9104 | 18.8138 | 412.218 | 0 | 0.0473 | 0.0416 | 0.1554 | 0.0013 | 0.4436 | 0.0379 | 0.0071 | 0.0269 | 0.0044 | 0 | 0.0044 | 0.0169 | 0.0928 | 0.526 | 0.0098 | 0.1473 | 0.0013 | 0.0149 | 0.0126 | 0.0933 | 0.3285 | 0.0027 | 0 | 0 | 0.0028 | 0.0003 | 0.0009 | 0.0057 | 0 | 0
4428212 | VCUG | 2 | 05f_109019_419x230x572.dat | 0.0850;0.0850;0.1928 | 419;230;572 | (0.1250;69.2650;-1.1321) | 60 | 5.7448 | 47 | 83.87 | 60 | iodine | [138] | [10] | 0 | 5 | 60 | normal | none | 5.2248 | 4.4864 | 23.4409 | 21.9104 | 18.8138 | 412.218 | 0 | 0.0368 | 0.0321 | 0.111 | 0.0013 | 0.3189 | 0.0295 | 0.0067 | 0.0181 | 0.0037 | 0 | 0.0033 | 0.0124 | 0.0593 | 0.3802 | 0.0077 | 0.1083 | 0.0011 | 0.0116 | 0.0096 | 0.0643 | 0.3237 | 0.0025 | 0 | 0 | 0.0026 | 0.0003 | 0.0011 | 0.0053 | 0 | 0
4428212 | VCUG | 2 | 05f_109019_419x230x572.dat | 0.0850;0.0850;0.1928 | 419;230;572 | (0.1250;69.2650;-1.1321) | 60 | 6.3535 | 49 | 83.87 | 60 | iodine | [138] | [10] | 0 | 5 | 60 | normal | none | 5.2248 | 4.4864 | 23.4409 | 21.9104 | 18.8138 | 412.218 | 0 | 0.0342 | 0.0315 | 0.0973 | 0.0013 | 0.29 | 0.0285 | 0.0066 | 0.0171 | 0.0036 | 0 | 0.0032 | 0.0119 | 0.0574 | 0.3405 | 0.0074 | 0.108 | 0.0011 | 0.0112 | 0.0093 | 0.0579 | 0.2758 | 0.0025 | 0 | 0 | 0.0025 | 0.0003 | 0.0011 | 0.0053 | 0 | 0
4428212 | VCUG | 2 | 05f_109019_419x230x572.dat | 0.0850;0.0850;0.1928 | 419;230;572 | (0.1250;69.2650;-1.1321) | 80 | 2.9 | 44 | 83.87 | 60 | iodine | [138] | [10] | 0 | 5 | 60 | normal | none | 5.2248 | 4.4864 | 23.4409 | 21.9104 | 18.8138 | 412.218 | 0 | 0.04 | 0.0347 | 0.1294 | 0.0013 | 0.2552 | 0.0331 | 0.0069 | 0.0201 | 0.004 | 0 | 0.0037 | 0.0135 | 0.0673 | 0.3656 | 0.0085 | 0.1165 | 0.0012 | 0.0128 | 0.0107 | 0.0674 | 0.2489 | 0.0026 | 0 | 0 | 0.0027 | 0.0003 | 0.0009 | 0.0055 | 0 | 0
4428212 | VCUG | 2 | 05f_109019_419x230x572.dat | 0.0850;0.0850;0.1928 | 419;230;572 | (0.1250;69.2650;-1.1321) | 80 | 7.702 | 57 | 83.87 | 60 | iodine | [138] | [10] | 0 | 5 | 60 | normal | none | 5.2248 | 4.4864 | 23.4409 | 21.9104 | 18.8138 | 412.218 | 0 | 0.031 | 0.0276 | 0.0828 | 0.0012 | 0.2326 | 0.0255 | 0.0065 | 0.0144 | 0.0034 | 0 | 0.0029 | 0.0101 | 0.0475 | 0.2718 | 0.0068 | 0.0975 | 0.0011 | 0.0101 | 0.0083 | 0.0467 | 0.2552 | 0.0025 | 0 | 0 | 0.0024 | 0.0003 | 0.0011 | 0.0051 | 0 | 0
4428212 | VCUG | 2 | 05f_109019_419x230x572.dat | 0.0850;0.0850;0.1928 | 419;230;572 | (0.1250;69.2650;-1.1321) | 80 | 8.502 | 60 | 83.87 | 60 | iodine | [138] | [10] | 0 | 5 | 60 | normal | none | 5.2248 | 4.4864 | 23.4409 | 21.9104 | 18.8138 | 412.218 | 0 | 0.0299 | 0.0272 | 0.077 | 0.0012 | 0.2303 | 0.0249 | 0.0064 | 0.0138 | 0.0033 | 1 | 0.0028 | 0.0098 | 0.0461 | 0.3115 | 0.0067 | 0.0895 | 0.0011 | 0.0098 | 0.0081 | 0.044 | 0.1993 | 0.0025 | 0 | 0 | 0.0024 | 0.0003 | 0.0011 | 0.0051 | 0 | 0
4428212 | VCUG | 2 | 05f_109019_419x230x572.dat | 0.0850;0.0850;0.1928 | 419;230;572 | (0.1250;69.2650;-1.1321) | 110 | 3.9 | 52 | 83.87 | 60 | iodine | [138] | [10] | 0 | 5 | 60 | normal | none | 5.2248 | 4.4864 | 23.4409 | 21.9104 | 18.8138 | 412.218 | 0 | 0.0341 | 0.0302 | 0.0913 | 0.0012 | 0.2806 | 0.0281 | 0.0066 | 0.0159 | 0.0037 | 1 | 0.0032 | 0.0112 | 0.0534 | 0.2909 | 0.0075 | 0.0969 | 0.0011 | 0.0111 | 0.0092 | 0.0512 | 0.2517 | 0.0025 | 0 | 0 | 0.0025 | 0.0003 | 0.001 | 0.0053 | 0 | 0
4428212 | VCUG | 2 | 05f_109019_419x230x572.dat | 0.0850;0.0850;0.1928 | 419;230;572 | (0.1250;69.2650;-1.1321) | 110 | 7.85 | 62 | 83.87 | 60 | iodine | [138] | [10] | 0 | 5 | 60 | normal | none | 5.2248 | 4.4864 | 23.4409 | 21.9104 | 18.8138 | 412.218 | 0 | 0.0294 | 0.0265 | 0.0764 | 0.0012 | 0.2632 | 0.0249 | 0.0063 | 0.0135 | 0.0033 | 0.712 | 0.0028 | 0.0095 | 0.0448 | 0.2515 | 0.0067 | 0.0876 | 0.0011 | 0.0097 | 0.008 | 0.0427 | 0.181 | 0.0024 | 0 | 0 | 0.0024 | 0.0003 | 0.0011 | 0.005 | 0 | 0
4428212 | VCUG | 2 | 05f_109019_419x230x572.dat | 0.0850;0.0850;0.1928 | 419;230;572 | (0.1250;69.2650;-1.1321) | 110 | 9.9905 | 69 | 83.87 | 60 | iodine | [138] | [10] | 0 | 5 | 60 | normal | none | 5.2248 | 4.4864 | 23.4409 | 21.9104 | 18.8138 | 412.218 | 0 | 0.0268 | 0.0243 | 0.068 | 0.0012 | 0.2014 | 0.0228 | 0.0061 | 0.0122 | 0.0032 | 0.6927 | 0.0026 | 0.0087 | 0.0404 | 0.2303 | 0.0063 | 0.0786 | 0.001 | 0.0091 | 0.0074 | 0.0383 | 0.1532 | 0.0024 | 0 | 0 | 0.0023 | 0.0003 | 0.0011 | 0.0049 | 0 | 0
4428212 | VCUG | 3 | 05f_109019_419x230x572.dat | 0.0850;0.0850;0.1928 | 419;230;572 | (0.1250;69.2650;-1.1321) | 60 | 2.5 | 38 | 83.87 | 60 | iodine | [138] | [30] | 0 | 5 | 60 | normal | none | 5.2248 | 4.4864 | 23.4409 | 21.9104 | 18.8138 | 412.218 | 0 | 0.0474 | 0.0417 | 0.1575 | 0.0013 | 0.4436 | 0.038 | 0.0071 | 0.027 | 0.0044 | 0 | 0.0044 | 0.017 | 0.0933 | 0.5512 | 0.0098 | 0.1458 | 0.0013 | 0.0149 | 0.0126 | 0.0939 | 0.3253 | 0.0028 | 0 | 0 | 0.0028 | 0.0003 | 0.0009 | 0.0057 | 0 | 0
4428212 | VCUG | 3 | 05f_109019_419x230x572.dat | 0.0850;0.0850;0.1928 | 419;230;572 | (0.1250;69.2650;-1.1321) | 60 | 5.7448 | 47 | 83.87 | 60 | iodine | [138] | [30] | 0 | 5 | 60 | normal | none | 5.2248 | 4.4864 | 23.4409 | 21.9104 | 18.8138 | 412.218 | 0 | 0.037 | 0.0321 | 0.1105 | 0.0013 | 0.3169 | 0.0297 | 0.0066 | 0.0181 | 0.0037 | 0 | 0.0034 | 0.0125 | 0.0596 | 0.3802 | 0.0077 | 0.1089 | 0.0011 | 0.0116 | 0.0097 | 0.0644 | 0.3243 | 0.0026 | 0 | 0 | 0.0026 | 0.0003 | 0.0011 | 0.0052 | 0 | 0
4428212 | VCUG | 3 | 05f_109019_419x230x572.dat | 0.0850;0.0850;0.1928 | 419;230;572 | (0.1250;69.2650;-1.1321) | 60 | 6.3535 | 49 | 83.87 | 60 | iodine | [138] | [30] | 0 | 5 | 60 | normal | none | 5.2248 | 4.4864 | 23.4409 | 21.9104 | 18.8138 | 412.218 | 0 | 0.0343 | 0.0316 | 0.097 | 0.0013 | 0.2955 | 0.0285 | 0.0066 | 0.0172 | 0.0036 | 0 | 0.0032 | 0.0119 | 0.0577 | 0.3651 | 0.0074 | 0.109 | 0.0011 | 0.0113 | 0.0093 | 0.0579 | 0.2837 | 0.0026 | 0 | 0 | 0.0025 | 0.0003 | 0.0011 | 0.0052 | 0 | 0
4428212 | VCUG | 3 | 05f_109019_419x230x572.dat | 0.0850;0.0850;0.1928 | 419;230;572 | (0.1250;69.2650;-1.1321) | 80 | 2.9 | 44 | 83.87 | 60 | iodine | [138] | [30] | 0 | 5 | 60 | normal | none | 5.2248 | 4.4864 | 23.4409 | 21.9104 | 18.8138 | 412.218 | 0 | 0.0402 | 0.0348 | 0.1294 | 0.0013 | 0.2668 | 0.0334 | 0.0069 | 0.0202 | 0.004 | 0 | 0.0038 | 0.0135 | 0.0671 | 0.3656 | 0.0085 | 0.1163 | 0.0012 | 0.0128 | 0.0107 | 0.068 | 0.2506 | 0.0027 | 0 | 0 | 0.0027 | 0.0003 | 0.0009 | 0.0055 | 0 | 0
4428212 | VCUG | 3 | 05f_109019_419x230x572.dat | 0.0850;0.0850;0.1928 | 419;230;572 | (0.1250;69.2650;-1.1321) | 80 | 7.702 | 57 | 83.87 | 60 | iodine | [138] | [30] | 0 | 5 | 60 | normal | none | 5.2248 | 4.4864 | 23.4409 | 21.9104 | 18.8138 | 412.218 | 0 | 0.0311 | 0.0277 | 0.0833 | 0.0012 | 0.2413 | 0.0256 | 0.0065 | 0.0144 | 0.0034 | 0 | 0.0029 | 0.0102 | 0.0476 | 0.2795 | 0.0069 | 0.0975 | 0.0011 | 0.0101 | 0.0083 | 0.0468 | 0.2465 | 0.0025 | 0 | 0 | 0.0025 | 0.0003 | 0.0011 | 0.0051 | 0 | 0
4428212 | VCUG | 3 | 05f_109019_419x230x572.dat | 0.0850;0.0850;0.1928 | 419;230;572 | (0.1250;69.2650;-1.1321) | 80 | 8.502 | 60 | 83.87 | 60 | iodine | [138] | [30] | 0 | 5 | 60 | normal | none | 5.2248 | 4.4864 | 23.4409 | 21.9104 | 18.8138 | 412.218 | 0 | 0.03 | 0.0272 | 0.0769 | 0.0012 | 0.2327 | 0.025 | 0.0064 | 0.0139 | 0.0033 | 1 | 0.0028 | 0.0098 | 0.0461 | 0.3274 | 0.0067 | 0.0906 | 0.0011 | 0.0098 | 0.0081 | 0.0444 | 0.1971 | 0.0025 | 0 | 0 | 0.0024 | 0.0003 | 0.0011 | 0.005 | 0 | 0
4428212 | VCUG | 3 | 05f_109019_419x230x572.dat | 0.0850;0.0850;0.1928 | 419;230;572 | (0.1250;69.2650;-1.1321) | 110 | 3.9 | 52 | 83.87 | 60 | iodine | [138] | [30] | 0 | 5 | 60 | normal | none | 5.2248 | 4.4864 | 23.4409 | 21.9104 | 18.8138 | 412.218 | 0 | 0.0342 | 0.0303 | 0.0893 | 0.0012 | 0.2795 | 0.0282 | 0.0066 | 0.016 | 0.0037 | 1 | 0.0032 | 0.0112 | 0.0536 | 0.2909 | 0.0075 | 0.0975 | 0.0011 | 0.0111 | 0.0093 | 0.0516 | 0.2597 | 0.0026 | 0 | 0 | 0.0025 | 0.0003 | 0.001 | 0.0052 | 0 | 0
4428212 | VCUG | 3 | 05f_109019_419x230x572.dat | 0.0850;0.0850;0.1928 | 419;230;572 | (0.1250;69.2650;-1.1321) | 110 | 7.85 | 62 | 83.87 | 60 | iodine | [138] | [30] | 0 | 5 | 60 | normal | none | 5.2248 | 4.4864 | 23.4409 | 21.9104 | 18.8138 | 412.218 | 0 | 0.0294 | 0.0266 | 0.0766 | 0.0012 | 0.2716 | 0.025 | 0.0063 | 0.0135 | 0.0033 | 0.744 | 0.0028 | 0.0095 | 0.045 | 0.2454 | 0.0067 | 0.0887 | 0.0011 | 0.0097 | 0.008 | 0.0427 | 0.1869 | 0.0024 | 0 | 0 | 0.0024 | 0.0003 | 0.0011 | 0.005 | 0 | 0
4428212 | VCUG | 3 | 05f_109019_419x230x572.dat | 0.0850;0.0850;0.1928 | 419;230;572 | (0.1250;69.2650;-1.1321) | 110 | 9.9905 | 69 | 83.87 | 60 | iodine | [138] | [30] | 0 | 5 | 60 | normal | none | 5.2248 | 4.4864 | 23.4409 | 21.9104 | 18.8138 | 412.218 | 0 | 0.0269 | 0.0244 | 0.0673 | 0.0012 | 0.2109 | 0.0229 | 0.0061 | 0.0122 | 0.0032 | 0.7074 | 0.0026 | 0.0087 | 0.0404 | 0.2419 | 0.0063 | 0.0787 | 0.001 | 0.0091 | 0.0075 | 0.0384 | 0.1544 | 0.0024 | 0 | 0 | 0.0023 | 0.0003 | 0.0011 | 0.0049 | 0 | 0
4428212 | VCUG | 4 | 05f_109019_419x230x572.dat | 0.0850;0.0850;0.1928 | 419;230;572 | (0.1250;69.2650;-1.1321) | 60 | 2.5 | 38 | 83.87 | 60 | iodine | [138] | [50] | 0 | 5 | 60 | normal | none | 5.2248 | 4.4864 | 23.4409 | 21.9104 | 18.8138 | 412.218 | 0 | 0.0473 | 0.0417 | 0.1527 | 0.0013 | 0.4436 | 0.0382 | 0.0071 | 0.0271 | 0.0044 | 0 | 0.0044 | 0.017 | 0.0933 | 0.5512 | 0.0098 | 0.1473 | 0.0013 | 0.0149 | 0.0127 | 0.0934 | 0.3285 | 0.0029 | 0 | 0 | 0.0028 | 0.0003 | 0.0009 | 0.0057 | 0 | 0
4428212 | VCUG | 4 | 05f_109019_419x230x572.dat | 0.0850;0.0850;0.1928 | 419;230;572 | (0.1250;69.2650;-1.1321) | 60 | 5.7448 | 47 | 83.87 | 60 | iodine | [138] | [50] | 0 | 5 | 60 | normal | none | 5.2248 | 4.4864 | 23.4409 | 21.9104 | 18.8138 | 412.218 | 0 | 0.037 | 0.0322 | 0.1121 | 0.0013 | 0.3222 | 0.0297 | 0.0066 | 0.0182 | 0.0037 | 0 | 0.0034 | 0.0125 | 0.0596 | 0.3802 | 0.0077 | 0.1088 | 0.0011 | 0.0116 | 0.0097 | 0.0646 | 0.3167 | 0.0026 | 0 | 0 | 0.0026 | 0.0003 | 0.0011 | 0.0052 | 0 | 0
4428212 | VCUG | 4 | 05f_109019_419x230x572.dat | 0.0850;0.0850;0.1928 | 419;230;572 | (0.1250;69.2650;-1.1321) | 60 | 6.3535 | 49 | 83.87 | 60 | iodine | [138] | [50] | 0 | 5 | 60 | normal | none | 5.2248 | 4.4864 | 23.4409 | 21.9104 | 18.8138 | 412.218 | 0 | 0.0344 | 0.0316 | 0.0976 | 0.0013 | 0.3043 | 0.0286 | 0.0066 | 0.0172 | 0.0036 | 0 | 0.0032 | 0.0119 | 0.0579 | 0.3651 | 0.0075 | 0.109 | 0.0011 | 0.0113 | 0.0094 | 0.0582 | 0.2851 | 0.0026 | 0 | 0 | 0.0026 | 0.0003 | 0.0011 | 0.0052 | 0 | 0
4428212 | VCUG | 4 | 05f_109019_419x230x572.dat | 0.0850;0.0850;0.1928 | 419;230;572 | (0.1250;69.2650;-1.1321) | 80 | 2.9 | 44 | 83.87 | 60 | iodine | [138] | [50] | 0 | 5 | 60 | normal | none | 5.2248 | 4.4864 | 23.4409 | 21.9104 | 18.8138 | 412.218 | 0 | 0.0403 | 0.0347 | 0.1283 | 0.0013 | 0.2668 | 0.0336 | 0.0069 | 0.0202 | 0.004 | 0 | 0.0038 | 0.0135 | 0.0673 | 0.3656 | 0.0086 | 0.1159 | 0.0012 | 0.0128 | 0.0108 | 0.0681 | 0.2506 | 0.0028 | 0 | 0 | 0.0027 | 0.0003 | 0.001 | 0.0055 | 0 | 0
4428212 | VCUG | 4 | 05f_109019_419x230x572.dat | 0.0850;0.0850;0.1928 | 419;230;572 | (0.1250;69.2650;-1.1321) | 80 | 7.702 | 57 | 83.87 | 60 | iodine | [138] | [50] | 0 | 5 | 60 | normal | none | 5.2248 | 4.4864 | 23.4409 | 21.9104 | 18.8138 | 412.218 | 0 | 0.0311 | 0.0277 | 0.0829 | 0.0012 | 0.2419 | 0.0257 | 0.0065 | 0.0144 | 0.0034 | 0 | 0.0029 | 0.0102 | 0.0479 | 0.282 | 0.0069 | 0.0984 | 0.0011 | 0.0102 | 0.0084 | 0.0468 | 0.2487 | 0.0025 | 0 | 0 | 0.0025 | 0.0003 | 0.0011 | 0.0051 | 0 | 0
4428212 | VCUG | 4 | 05f_109019_419x230x572.dat | 0.0850;0.0850;0.1928 | 419;230;572 | (0.1250;69.2650;-1.1321) | 80 | 8.502 | 60 | 83.87 | 60 | iodine | [138] | [50] | 0 | 5 | 60 | normal | none | 5.2248 | 4.4864 | 23.4409 | 21.9104 | 18.8138 | 412.218 | 0 | 0.03 | 0.0273 | 0.0772 | 0.0012 | 0.2304 | 0.0251 | 0.0064 | 0.0139 | 0.0033 | 1 | 0.0028 | 0.0098 | 0.0463 | 0.3254 | 0.0067 | 0.0912 | 0.0011 | 0.0098 | 0.0081 | 0.0443 | 0.1922 | 0.0025 | 0 | 0 | 0.0024 | 0.0003 | 0.0011 | 0.005 | 0 | 0
4428212 | VCUG | 4 | 05f_109019_419x230x572.dat | 0.0850;0.0850;0.1928 | 419;230;572 | (0.1250;69.2650;-1.1321) | 110 | 3.9 | 52 | 83.87 | 60 | iodine | [138] | [50] | 0 | 5 | 60 | normal | none | 5.2248 | 4.4864 | 23.4409 | 21.9104 | 18.8138 | 412.218 | 0 | 0.0343 | 0.0303 | 0.0909 | 0.0012 | 0.2762 | 0.0284 | 0.0067 | 0.016 | 0.0037 | 1 | 0.0033 | 0.0112 | 0.054 | 0.2909 | 0.0075 | 0.0983 | 0.0012 | 0.0112 | 0.0093 | 0.0516 | 0.2601 | 0.0026 | 0 | 0 | 0.0025 | 0.0003 | 0.001 | 0.0052 | 0 | 0
4428212 | VCUG | 4 | 05f_109019_419x230x572.dat | 0.0850;0.0850;0.1928 | 419;230;572 | (0.1250;69.2650;-1.1321) | 110 | 7.85 | 62 | 83.87 | 60 | iodine | [138] | [50] | 0 | 5 | 60 | normal | none | 5.2248 | 4.4864 | 23.4409 | 21.9104 | 18.8138 | 412.218 | 0 | 0.0295 | 0.0266 | 0.0763 | 0.0012 | 0.2729 | 0.0251 | 0.0063 | 0.0136 | 0.0033 | 1 | 0.0028 | 0.0095 | 0.0451 | 0.2471 | 0.0067 | 0.0885 | 0.0011 | 0.0098 | 0.0081 | 0.0427 | 0.1828 | 0.0025 | 0 | 0 | 0.0024 | 0.0003 | 0.0011 | 0.005 | 0 | 0
4428212 | VCUG | 4 | 05f_109019_419x230x572.dat | 0.0850;0.0850;0.1928 | 419;230;572 | (0.1250;69.2650;-1.1321) | 110 | 9.9905 | 69 | 83.87 | 60 | iodine | [138] | [50] | 0 | 5 | 60 | normal | none | 5.2248 | 4.4864 | 23.4409 | 21.9104 | 18.8138 | 412.218 | 0 | 0.0269 | 0.0244 | 0.0681 | 0.0012 | 0.2021 | 0.023 | 0.0062 | 0.0123 | 0.0032 | 0.7074 | 0.0026 | 0.0088 | 0.0406 | 0.239 | 0.0063 | 0.0791 | 0.001 | 0.0091 | 0.0075 | 0.0386 | 0.1541 | 0.0024 | 0 | 0 | 0.0023 | 0.0003 | 0.0011 | 0.0049 | 0 | 0
4428212 | VCUG | 5 | 05f_109019_419x230x572.dat | 0.0850;0.0850;0.1928 | 419;230;572 | (0.3498;73.1327;1.7235) | 60 | 2.5 | 38 | 85.7359 | 60 | iodine | [138] | [50] | 0 | 5 | 60 | normal | none | 6.7588 | 5.7306 | 38.732 | 28.9735 | 24.566 | 711.7631 | 0 | 0.0278 | 0.0363 | 0.0954 | 0.0014 | 0.3071 | 0.0224 | 0.0106 | 0.0153 | 0.0018 | 0 | 0.0026 | 0.011 | 0.052 | 0.2765 | 0.0044 | 0.1107 | 0.0012 | 0.0076 | 0.0062 | 0.0596 | 0.2388 | 0.0044 | 0 | 0 | 0.0024 | 0.0004 | 0.0009 | 0.008 | 0 | 0
4428212 | VCUG | 5 | 05f_109019_419x230x572.dat | 0.0850;0.0850;0.1928 | 419;230;572 | (0.3498;73.1327;1.7235) | 60 | 5.7448 | 47 | 85.7359 | 60 | iodine | [138] | [50] | 0 | 5 | 60 | normal | none | 6.7588 | 5.7306 | 38.732 | 28.9735 | 24.566 | 711.7631 | 0 | 0.0231 | 0.0283 | 0.0734 | 0.0014 | 0.2569 | 0.0187 | 0.0095 | 0.0114 | 0.0018 | 0.6799 | 0.0022 | 0.0083 | 0.0379 | 0.3192 | 0.0041 | 0.0895 | 0.0011 | 0.0065 | 0.0054 | 0.0421 | 0.1759 | 0.0039 | 0 | 0 | 0.0024 | 0.0004 | 0.0011 | 0.0074 | 0 | 0
4428212 | VCUG | 5 | 05f_109019_419x230x572.dat | 0.0850;0.0850;0.1928 | 419;230;572 | (0.3498;73.1327;1.7235) | 60 | 6.3535 | 49 | 85.7359 | 60 | iodine | [138] | [50] | 0 | 5 | 60 | normal | none | 6.7588 | 5.7306 | 38.732 | 28.9735 | 24.566 | 711.7631 | 0 | 0.0223 | 0.0271 | 0.0696 | 0.0014 | 0.2071 | 0.0183 | 0.0094 | 0.011 | 0.0018 | 0.7792 | 0.0021 | 0.0079 | 0.037 | 0.2338 | 0.004 | 0.082 | 0.0011 | 0.0064 | 0.0053 | 0.0393 | 0.1677 | 0.0038 | 0 | 0 | 0.0024 | 0.0004 | 0.0011 | 0.0073 | 0 | 0
4428212 | VCUG | 5 | 05f_109019_419x230x572.dat | 0.0850;0.0850;0.1928 | 419;230;572 | (0.3498;73.1327;1.7235) | 80 | 2.9 | 44 | 85.7359 | 60 | iodine | [138] | [50] | 0 | 5 | 60 | normal | none | 6.7588 | 5.7306 | 38.732 | 28.9735 | 24.566 | 711.7631 | 0 | 0.0252 | 0.0301 | 0.0811 | 0.0014 | 0.2201 | 0.0203 | 0.0101 | 0.0127 | 0.0018 | 0.5672 | 0.0024 | 0.0091 | 0.0425 | 0.2583 | 0.0043 | 0.0885 | 0.0011 | 0.0071 | 0.0058 | 0.0457 | 0.1956 | 0.0042 | 0 | 0 | 0.0024 | 0.0004 | 0.001 | 0.0077 | 0 | 0
4428212 | VCUG | 5 | 05f_109019_419x230x572.dat | 0.0850;0.0850;0.1928 | 419;230;572 | (0.3498;73.1327;1.7235) | 80 | 7.702 | 57 | 85.7359 | 60 | iodine | [138] | [50] | 0 | 5 | 60 | normal | none | 6.7588 | 5.7306 | 38.732 | 28.9735 | 24.566 | 711.7631 | 0 | 0.0211 | 0.0236 | 0.0574 | 0.0013 | 0.1683 | 0.0174 | 0.0091 | 0.0097 | 0.0018 | 0.6915 | 0.002 | 0.0071 | 0.0328 | 0.2221 | 0.004 | 0.0716 | 0.001 | 0.0063 | 0.0051 | 0.0334 | 0.1464 | 0.0037 | 0 | 0 | 0.0024 | 0.0004 | 0.0011 | 0.0071 | 0 | 0
4428212 | VCUG | 5 | 05f_109019_419x230x572.dat | 0.0850;0.0850;0.1928 | 419;230;572 | (0.3498;73.1327;1.7235) | 80 | 8.502 | 60 | 85.7359 | 60 | iodine | [138] | [50] | 0 | 5 | 60 | normal | none | 6.7588 | 5.7306 | 38.732 | 28.9735 | 24.566 | 711.7631 | 0 | 0.0206 | 0.0229 | 0.0564 | 0.0013 | 0.1843 | 0.0171 | 0.009 | 0.0094 | 0.0018 | 0.9593 | 0.002 | 0.0069 | 0.0309 | 0.2128 | 0.004 | 0.069 | 0.001 | 0.0062 | 0.005 | 0.0325 | 0.1416 | 0.0036 | 0 | 0 | 0.0024 | 0.0004 | 0.0011 | 0.007 | 0 | 0
4428212 | VCUG | 5 | 05f_109019_419x230x572.dat | 0.0850;0.0850;0.1928 | 419;230;572 | (0.3498;73.1327;1.7235) | 110 | 3.9 | 52 | 85.7359 | 60 | iodine | [138] | [50] | 0 | 5 | 60 | normal | none | 6.7588 | 5.7306 | 38.732 | 28.9735 | 24.566 | 711.7631 | 0 | 0.0227 | 0.0254 | 0.0618 | 0.0014 | 0.191 | 0.0187 | 0.0094 | 0.0109 | 0.0018 | 0.58 | 0.0022 | 0.0079 | 0.0354 | 0.2217 | 0.0041 | 0.0762 | 0.0011 | 0.0067 | 0.0055 | 0.0364 | 0.1616 | 0.0038 | 0 | 0 | 0.0023 | 0.0004 | 0.001 | 0.0073 | 0 | 0
4428212 | VCUG | 5 | 05f_109019_419x230x572.dat | 0.0850;0.0850;0.1928 | 419;230;572 | (0.3498;73.1327;1.7235) | 110 | 7.85 | 62 | 85.7359 | 60 | iodine | [138] | [50] | 0 | 5 | 60 | normal | none | 6.7588 | 5.7306 | 38.732 | 28.9735 | 24.566 | 711.7631 | 0 | 0.0207 | 0.022 | 0.0556 | 0.0013 | 0.1746 | 0.017 | 0.0089 | 0.0094 | 0.0018 | 1 | 0.002 | 0.0068 | 0.0308 | 0.1774 | 0.004 | 0.0656 | 0.001 | 0.0062 | 0.005 | 0.0308 | 0.1399 | 0.0036 | 0 | 0 | 0.0023 | 0.0004 | 0.0011 | 0.0069 | 0 | 0
4428212 | VCUG | 5 | 05f_109019_419x230x572.dat | 0.0850;0.0850;0.1928 | 419;230;572 | (0.3498;73.1327;1.7235) | 110 | 9.9905 | 69 | 85.7359 | 60 | iodine | [138] | [50] | 0 | 5 | 60 | normal | none | 6.7588 | 5.7306 | 38.732 | 28.9735 | 24.566 | 711.7631 | 0 | 0.0194 | 0.0207 | 0.0477 | 0.0013 | 0.1417 | 0.0162 | 0.0086 | 0.0087 | 0.0018 | 0 | 0.0019 | 0.0063 | 0.0288 | 0.2031 | 0.0039 | 0.0613 | 0.001 | 0.006 | 0.0049 | 0.0279 | 0.1381 | 0.0034 | 0 | 0 | 0.0023 | 0.0004 | 0.0011 | 0.0067 | 0 | 0
4428212 | VCUG | 6 | 05f_109019_419x230x572.dat | 0.0850;0.0850;0.1928 | 419;230;572 | (-0.1751;73.0726;1.7402) | 60 | 2.5 | 38 | 85.8561 | 60 | iodine | [138] | [50] | 0 | 5 | 60 | normal | none | 6.8214 | 5.7209 | 39.0247 | 29.283 | 24.5587 | 719.154 | 0 | 0.0273 | 0.036 | 0.0987 | 0.0013 | 0.3346 | 0.0179 | 0.0105 | 0.0162 | 0.0017 | 0 | 0.0021 | 0.0112 | 0.0537 | 0.3469 | 0.0054 | 0.1054 | 0.0011 | 0.0094 | 0.0082 | 0.0562 | 0.2604 | 0.0044 | 0 | 0 | 0.0023 | 0.0004 | 0.0009 | 0.008 | 0 | 0
4428212 | VCUG | 6 | 05f_109019_419x230x572.dat | 0.0850;0.0850;0.1928 | 419;230;572 | (-0.1751;73.0726;1.7402) | 60 | 5.7448 | 47 | 85.8561 | 60 | iodine | [138] | [50] | 0 | 5 | 60 | normal | none | 6.8214 | 5.7209 | 39.0247 | 29.283 | 24.5587 | 719.154 | 0 | 0.0227 | 0.0281 | 0.0744 | 0.0013 | 0.2214 | 0.0158 | 0.0095 | 0.012 | 0.0018 | 1 | 0.0018 | 0.0084 | 0.0401 | 0.2661 | 0.0047 | 0.0902 | 0.001 | 0.0078 | 0.0066 | 0.0425 | 0.1597 | 0.0039 | 0 | 0 | 0.0024 | 0.0004 | 0.0011 | 0.0074 | 0 | 0
4428212 | VCUG | 6 | 05f_109019_419x230x572.dat | 0.0850;0.0850;0.1928 | 419;230;572 | (-0.1751;73.0726;1.7402) | 60 | 6.3535 | 49 | 85.8561 | 60 | iodine | [138] | [50] | 0 | 5 | 60 | normal | none | 6.8214 | 5.7209 | 39.0247 | 29.283 | 24.5587 | 719.154 | 0 | 0.022 | 0.027 | 0.0725 | 0.0013 | 0.2311 | 0.0157 | 0.0094 | 0.0115 | 0.0018 | 0 | 0.0018 | 0.008 | 0.038 | 0.2381 | 0.0047 | 0.0818 | 0.001 | 0.0076 | 0.0064 | 0.0409 | 0.1696 | 0.0038 | 0 | 0 | 0.0024 | 0.0004 | 0.0011 | 0.0073 | 0 | 0
4428212 | VCUG | 6 | 05f_109019_419x230x572.dat | 0.0850;0.0850;0.1928 | 419;230;572 | (-0.1751;73.0726;1.7402) | 80 | 2.9 | 44 | 85.8561 | 60 | iodine | [138] | [50] | 0 | 5 | 60 | normal | none | 6.8214 | 5.7209 | 39.0247 | 29.283 | 24.5587 | 719.154 | 0 | 0.0249 | 0.0303 | 0.0791 | 0.0013 | 0.2338 | 0.017 | 0.0101 | 0.0134 | 0.0018 | 0.6573 | 0.002 | 0.0093 | 0.045 | 0.3313 | 0.0051 | 0.0949 | 0.0011 | 0.0085 | 0.0073 | 0.0464 | 0.1766 | 0.0042 | 0 | 0 | 0.0023 | 0.0004 | 0.001 | 0.0077 | 0 | 0
4428212 | VCUG | 6 | 05f_109019_419x230x572.dat | 0.0850;0.0850;0.1928 | 419;230;572 | (-0.1751;73.0726;1.7402) | 80 | 7.702 | 57 | 85.8561 | 60 | iodine | [138] | [50] | 0 | 5 | 60 | normal | none | 6.8214 | 5.7209 | 39.0247 | 29.283 | 24.5587 | 719.154 | 0 | 0.0205 | 0.0235 | 0.0606 | 0.0013 | 0.174 | 0.0151 | 0.0091 | 0.0102 | 0.0018 | 0.7617 | 0.0018 | 0.0071 | 0.034 | 0.2326 | 0.0045 | 0.0722 | 0.001 | 0.0072 | 0.006 | 0.0333 | 0.1574 | 0.0037 | 0 | 0 | 0.0024 | 0.0004 | 0.0011 | 0.0071 | 0 | 0
4428212 | VCUG | 6 | 05f_109019_419x230x572.dat | 0.0850;0.0850;0.1928 | 419;230;572 | (-0.1751;73.0726;1.7402) | 80 | 8.502 | 60 | 85.8561 | 60 | iodine | [138] | [50] | 0 | 5 | 60 | normal | none | 6.8214 | 5.7209 | 39.0247 | 29.283 | 24.5587 | 719.154 | 0 | 0.0201 | 0.0227 | 0.0577 | 0.0013 | 0.1708 | 0.0151 | 0.009 | 0.0098 | 0.0018 | 0.9089 | 0.0017 | 0.0069 | 0.0326 | 0.1905 | 0.0044 | 0.0694 | 0.001 | 0.0071 | 0.0059 | 0.0326 | 0.1469 | 0.0036 | 0 | 0 | 0.0024 | 0.0004 | 0.0011 | 0.007 | 0 | 0
4428212 | VCUG | 6 | 05f_109019_419x230x572.dat | 0.0850;0.0850;0.1928 | 419;230;572 | (-0.1751;73.0726;1.7402) | 110 | 3.9 | 52 | 85.8561 | 60 | iodine | [138] | [50] | 0 | 5 | 60 | normal | none | 6.8214 | 5.7209 | 39.0247 | 29.283 | 24.5587 | 719.154 | 0 | 0.0223 | 0.0251 | 0.063 | 0.0013 | 0.2086 | 0.0161 | 0.0095 | 0.0112 | 0.0017 | 0.8009 | 0.0019 | 0.0079 | 0.0373 | 0.2107 | 0.0048 | 0.0808 | 0.001 | 0.0078 | 0.0065 | 0.0363 | 0.1694 | 0.0039 | 0 | 0 | 0.0023 | 0.0004 | 0.001 | 0.0073 | 0 | 0
4428212 | VCUG | 6 | 05f_109019_419x230x572.dat | 0.0850;0.0850;0.1928 | 419;230;572 | (-0.1751;73.0726;1.7402) | 110 | 7.85 | 62 | 85.8561 | 60 | iodine | [138] | [50] | 0 | 5 | 60 | normal | none | 6.8214 | 5.7209 | 39.0247 | 29.283 | 24.5587 | 719.154 | 0 | 0.02 | 0.0222 | 0.054 | 0.0012 | 0.156 | 0.0151 | 0.0089 | 0.0097 | 0.0017 | 1 | 0.0017 | 0.0069 | 0.0319 | 0.234 | 0.0044 | 0.0643 | 0.001 | 0.0071 | 0.0058 | 0.0314 | 0.1209 | 0.0036 | 0 | 0 | 0.0023 | 0.0004 | 0.0011 | 0.0069 | 0 | 0
4428212 | VCUG | 6 | 05f_109019_419x230x572.dat | 0.0850;0.0850;0.1928 | 419;230;572 | (-0.1751;73.0726;1.7402) | 110 | 9.9905 | 69 | 85.8561 | 60 | iodine | [138] | [50] | 0 | 5 | 60 | normal | none | 6.8214 | 5.7209 | 39.0247 | 29.283 | 24.5587 | 719.154 | 0 | 0.0189 | 0.0209 | 0.0496 | 0.0012 | 0.1552 | 0.0146 | 0.0086 | 0.009 | 0.0017 | 0.9712 | 0.0017 | 0.0063 | 0.0291 | 0.201 | 0.0043 | 0.0615 | 0.001 | 0.0067 | 0.0055 | 0.0284 | 0.123 | 0.0034 | 0 | 0 | 0.0023 | 0.0004 | 0.0011 | 0.0067 | 0 | 0
4428212 | VCUG | 7 | 05f_109019_419x230x572.dat | 0.0850;0.0850;0.1928 | 419;230;572 | (0.1250;69.2650;-1.1321) | 60 | 2.5 | 38 | 83.87 | 60 | iodine | [138] | [70] | 0 | 5 | 60 | normal | none | 5.2248 | 4.4864 | 23.4409 | 21.9104 | 18.8138 | 412.218 | 0 | 0.0474 | 0.0417 | 0.1537 | 0.0013 | 0.4396 | 0.0383 | 0.0071 | 0.0271 | 0.0044 | 0 | 0.0044 | 0.017 | 0.0937 | 0.5512 | 0.0098 | 0.147 | 0.0013 | 0.0149 | 0.0126 | 0.0938 | 0.3285 | 0.0029 | 0 | 0 | 0.0028 | 0.0003 | 0.0009 | 0.0057 | 0 | 0
4428212 | VCUG | 7 | 05f_109019_419x230x572.dat | 0.0850;0.0850;0.1928 | 419;230;572 | (0.1250;69.2650;-1.1321) | 60 | 5.7448 | 47 | 83.87 | 60 | iodine | [138] | [70] | 0 | 5 | 60 | normal | none | 5.2248 | 4.4864 | 23.4409 | 21.9104 | 18.8138 | 412.218 | 0 | 0.0371 | 0.0322 | 0.1115 | 0.0013 | 0.3222 | 0.0298 | 0.0067 | 0.0182 | 0.0037 | 0 | 0.0034 | 0.0125 | 0.0597 | 0.3802 | 0.0077 | 0.1083 | 0.0011 | 0.0117 | 0.0097 | 0.0647 | 0.3243 | 0.0027 | 0 | 0 | 0.0026 | 0.0003 | 0.0011 | 0.0052 | 0 | 0
4428212 | VCUG | 7 | 05f_109019_419x230x572.dat | 0.0850;0.0850;0.1928 | 419;230;572 | (0.1250;69.2650;-1.1321) | 60 | 6.3535 | 49 | 83.87 | 60 | iodine | [138] | [70] | 0 | 5 | 60 | normal | none | 5.2248 | 4.4864 | 23.4409 | 21.9104 | 18.8138 | 412.218 | 0 | 0.0345 | 0.0315 | 0.097 | 0.0013 | 0.3043 | 0.0286 | 0.0066 | 0.0172 | 0.0036 | 0 | 0.0032 | 0.0119 | 0.0579 | 0.3651 | 0.0075 | 0.1089 | 0.0011 | 0.0113 | 0.0094 | 0.0582 | 0.2869 | 0.0026 | 0 | 0 | 0.0026 | 0.0003 | 0.0011 | 0.0052 | 0 | 0
4428212 | VCUG | 7 | 05f_109019_419x230x572.dat | 0.0850;0.0850;0.1928 | 419;230;572 | (0.1250;69.2650;-1.1321) | 80 | 2.9 | 44 | 83.87 | 60 | iodine | [138] | [70] | 0 | 5 | 60 | normal | none | 5.2248 | 4.4864 | 23.4409 | 21.9104 | 18.8138 | 412.218 | 0 | 0.0403 | 0.0348 | 0.1279 | 0.0013 | 0.2668 | 0.0336 | 0.007 | 0.0202 | 0.004 | 0 | 0.0038 | 0.0135 | 0.067 | 0.3626 | 0.0086 | 0.1157 | 0.0012 | 0.0128 | 0.0108 | 0.068 | 0.2506 | 0.0028 | 0 | 0 | 0.0027 | 0.0003 | 0.001 | 0.0055 | 0 | 0
4428212 | VCUG | 7 | 05f_109019_419x230x572.dat | 0.0850;0.0850;0.1928 | 419;230;572 | (0.1250;69.2650;-1.1321) | 80 | 7.702 | 57 | 83.87 | 60 | iodine | [138] | [70] | 0 | 5 | 60 | normal | none | 5.2248 | 4.4864 | 23.4409 | 21.9104 | 18.8138 | 412.218 | 0 | 0.0311 | 0.0278 | 0.0825 | 0.0012 | 0.2419 | 0.0257 | 0.0065 | 0.0145 | 0.0034 | 0 | 0.0029 | 0.0102 | 0.0479 | 0.2785 | 0.0069 | 0.0973 | 0.0011 | 0.0102 | 0.0084 | 0.0467 | 0.2491 | 0.0026 | 0 | 0 | 0.0025 | 0.0003 | 0.0011 | 0.0051 | 0 | 0
4428212 | VCUG | 7 | 05f_109019_419x230x572.dat | 0.0850;0.0850;0.1928 | 419;230;572 | (0.1250;69.2650;-1.1321) | 80 | 8.502 | 60 | 83.87 | 60 | iodine | [138] | [70] | 0 | 5 | 60 | normal | none | 5.2248 | 4.4864 | 23.4409 | 21.9104 | 18.8138 | 412.218 | 0 | 0.03 | 0.0273 | 0.0778 | 0.0012 | 0.2327 | 0.0251 | 0.0065 | 0.0139 | 0.0033 | 1 | 0.0028 | 0.0098 | 0.0464 | 0.3274 | 0.0067 | 0.0909 | 0.0011 | 0.0099 | 0.0081 | 0.0443 | 0.1989 | 0.0025 | 0 | 0 | 0.0024 | 0.0003 | 0.0011 | 0.005 | 0 | 0
4428212 | VCUG | 7 | 05f_109019_419x230x572.dat | 0.0850;0.0850;0.1928 | 419;230;572 | (0.1250;69.2650;-1.1321) | 110 | 3.9 | 52 | 83.87 | 60 | iodine | [138] | [70] | 0 | 5 | 60 | normal | none | 5.2248 | 4.4864 | 23.4409 | 21.9104 | 18.8138 | 412.218 | 0 | 0.0343 | 0.0303 | 0.091 | 0.0012 | 0.2784 | 0.0284 | 0.0067 | 0.0161 | 0.0037 | 1 | 0.0033 | 0.0113 | 0.0541 | 0.2909 | 0.0076 | 0.0971 | 0.0012 | 0.0112 | 0.0093 | 0.0514 | 0.2608 | 0.0027 | 0 | 0 | 0.0025 | 0.0003 | 0.001 | 0.0052 | 0 | 0
4428212 | VCUG | 7 | 05f_109019_419x230x572.dat | 0.0850;0.0850;0.1928 | 419;230;572 | (0.1250;69.2650;-1.1321) | 110 | 7.85 | 62 | 83.87 | 60 | iodine | [138] | [70] | 0 | 5 | 60 | normal | none | 5.2248 | 4.4864 | 23.4409 | 21.9104 | 18.8138 | 412.218 | 0 | 0.0296 | 0.0267 | 0.0767 | 0.0012 | 0.2736 | 0.0251 | 0.0063 | 0.0136 | 0.0033 | 1 | 0.0028 | 0.0095 | 0.0453 | 0.2522 | 0.0067 | 0.0885 | 0.0011 | 0.0098 | 0.0081 | 0.0428 | 0.1857 | 0.0025 | 0 | 0 | 0.0024 | 0.0003 | 0.0011 | 0.005 | 0 | 0
4428212 | VCUG | 7 | 05f_109019_419x230x572.dat | 0.0850;0.0850;0.1928 | 419;230;572 | (0.1250;69.2650;-1.1321) | 110 | 9.9905 | 69 | 83.87 | 60 | iodine | [138] | [70] | 0 | 5 | 60 | normal | none | 5.2248 | 4.4864 | 23.4409 | 21.9104 | 18.8138 | 412.218 | 0 | 0.0269 | 0.0244 | 0.0682 | 0.0012 | 0.1989 | 0.023 | 0.0062 | 0.0123 | 0.0032 | 0.7074 | 0.0026 | 0.0088 | 0.0407 | 0.239 | 0.0063 | 0.0791 | 0.001 | 0.0091 | 0.0075 | 0.0386 | 0.1541 | 0.0024 | 0 | 0 | 0.0023 | 0.0003 | 0.0011 | 0.0049 | 0 | 0
4428212 | VCUG | 8 | 05f_109019_419x230x572.dat | 0.0850;0.0850;0.1928 | 419;230;572 | (0.1250;69.2650;-1.1321) | 60 | 2.5 | 38 | 83.87 | 60 | iodine | [138] | [100] | 0 | 5 | 60 | normal | none | 5.2248 | 4.4864 | 23.4409 | 21.9104 | 18.8138 | 412.218 | 0 | 0.0473 | 0.0417 | 0.1538 | 0.0013 | 0.4436 | 0.0382 | 0.0072 | 0.0271 | 0.0044 | 0 | 0.0045 | 0.017 | 0.0937 | 0.5512 | 0.0098 | 0.1466 | 0.0013 | 0.0149 | 0.0127 | 0.0939 | 0.3285 | 0.0029 | 0 | 0 | 0.0028 | 0.0003 | 0.0009 | 0.0057 | 0 | 0
4428212 | VCUG | 8 | 05f_109019_419x230x572.dat | 0.0850;0.0850;0.1928 | 419;230;572 | (0.1250;69.2650;-1.1321) | 60 | 5.7448 | 47 | 83.87 | 60 | iodine | [138] | [100] | 0 | 5 | 60 | normal | none | 5.2248 | 4.4864 | 23.4409 | 21.9104 | 18.8138 | 412.218 | 0 | 0.037 | 0.0322 | 0.1121 | 0.0013 | 0.3222 | 0.0298 | 0.0067 | 0.0182 | 0.0037 | 0 | 0.0034 | 0.0125 | 0.0597 | 0.3802 | 0.0077 | 0.1089 | 0.0012 | 0.0117 | 0.0097 | 0.0647 | 0.3243 | 0.0027 | 0 | 0 | 0.0026 | 0.0003 | 0.0011 | 0.0053 | 0 | 0
4428212 | VCUG | 8 | 05f_109019_419x230x572.dat | 0.0850;0.0850;0.1928 | 419;230;572 | (0.1250;69.2650;-1.1321) | 60 | 6.3535 | 49 | 83.87 | 60 | iodine | [138] | [100] | 0 | 5 | 60 | normal | none | 5.2248 | 4.4864 | 23.4409 | 21.9104 | 18.8138 | 412.218 | 0 | 0.0345 | 0.0316 | 0.0975 | 0.0013 | 0.2935 | 0.0287 | 0.0066 | 0.0172 | 0.0036 | 0 | 0.0032 | 0.0119 | 0.0578 | 0.3651 | 0.0075 | 0.108 | 0.0011 | 0.0113 | 0.0094 | 0.0583 | 0.2869 | 0.0027 | 0 | 0 | 0.0026 | 0.0003 | 0.0011 | 0.0052 | 0 | 0
4428212 | VCUG | 8 | 05f_109019_419x230x572.dat | 0.0850;0.0850;0.1928 | 419;230;572 | (0.1250;69.2650;-1.1321) | 80 | 2.9 | 44 | 83.87 | 60 | iodine | [138] | [100] | 0 | 5 | 60 | normal | none | 5.2248 | 4.4864 | 23.4409 | 21.9104 | 18.8138 | 412.218 | 0 | 0.0402 | 0.0348 | 0.1293 | 0.0013 | 0.2668 | 0.0335 | 0.007 | 0.0202 | 0.004 | 0 | 0.0038 | 0.0135 | 0.0673 | 0.3656 | 0.0086 | 0.1159 | 0.0012 | 0.0128 | 0.0108 | 0.0681 | 0.2506 | 0.0028 | 0 | 0 | 0.0027 | 0.0003 | 0.001 | 0.0055 | 0 | 0
4428212 | VCUG | 8 | 05f_109019_419x230x572.dat | 0.0850;0.0850;0.1928 | 419;230;572 | (0.1250;69.2650;-1.1321) | 80 | 7.702 | 57 | 83.87 | 60 | iodine | [138] | [100] | 0 | 5 | 60 | normal | none | 5.2248 | 4.4864 | 23.4409 | 21.9104 | 18.8138 | 412.218 | 0 | 0.0312 | 0.0278 | 0.0835 | 0.0012 | 0.2419 | 0.0258 | 0.0065 | 0.0145 | 0.0034 | 0 | 0.0029 | 0.0102 | 0.048 | 0.2828 | 0.0069 | 0.0986 | 0.0011 | 0.0102 | 0.0084 | 0.0469 | 0.2568 | 0.0026 | 0 | 0 | 0.0025 | 0.0003 | 0.0011 | 0.0051 | 0 | 0
4428212 | VCUG | 8 | 05f_109019_419x230x572.dat | 0.0850;0.0850;0.1928 | 419;230;572 | (0.1250;69.2650;-1.1321) | 80 | 8.502 | 60 | 83.87 | 60 | iodine | [138] | [100] | 0 | 5 | 60 | normal | none | 5.2248 | 4.4864 | 23.4409 | 21.9104 | 18.8138 | 412.218 | 0 | 0.03 | 0.0273 | 0.0777 | 0.0012 | 0.2327 | 0.0251 | 0.0065 | 0.0139 | 0.0033 | 1 | 0.0028 | 0.0098 | 0.0463 | 0.3229 | 0.0067 | 0.0912 | 0.0011 | 0.0099 | 0.0082 | 0.0444 | 0.1993 | 0.0026 | 0 | 0 | 0.0024 | 0.0003 | 0.0011 | 0.0051 | 0 | 0
4428212 | VCUG | 8 | 05f_109019_419x230x572.dat | 0.0850;0.0850;0.1928 | 419;230;572 | (0.1250;69.2650;-1.1321) | 110 | 3.9 | 52 | 83.87 | 60 | iodine | [138] | [100] | 0 | 5 | 60 | normal | none | 5.2248 | 4.4864 | 23.4409 | 21.9104 | 18.8138 | 412.218 | 0 | 0.0343 | 0.0304 | 0.0912 | 0.0013 | 0.2806 | 0.0284 | 0.0067 | 0.0161 | 0.0037 | 1 | 0.0033 | 0.0113 | 0.0541 | 0.2909 | 0.0076 | 0.0986 | 0.0012 | 0.0112 | 0.0093 | 0.0516 | 0.2559 | 0.0027 | 0 | 0 | 0.0025 | 0.0003 | 0.001 | 0.0053 | 0 | 0
4428212 | VCUG | 8 | 05f_109019_419x230x572.dat | 0.0850;0.0850;0.1928 | 419;230;572 | (0.1250;69.2650;-1.1321) | 110 | 7.85 | 62 | 83.87 | 60 | iodine | [138] | [100] | 0 | 5 | 60 | normal | none | 5.2248 | 4.4864 | 23.4409 | 21.9104 | 18.8138 | 412.218 | 0 | 0.0296 | 0.0267 | 0.0766 | 0.0012 | 0.2736 | 0.0252 | 0.0064 | 0.0136 | 0.0033 | 1 | 0.0028 | 0.0095 | 0.0453 | 0.2529 | 0.0067 | 0.0884 | 0.0011 | 0.0098 | 0.0081 | 0.0429 | 0.1869 | 0.0025 | 0 | 0 | 0.0024 | 0.0003 | 0.0011 | 0.005 | 0 | 0
4428212 | VCUG | 8 | 05f_109019_419x230x572.dat | 0.0850;0.0850;0.1928 | 419;230;572 | (0.1250;69.2650;-1.1321) | 110 | 9.9905 | 69 | 83.87 | 60 | iodine | [138] | [100] | 0 | 5 | 60 | normal | none | 5.2248 | 4.4864 | 23.4409 | 21.9104 | 18.8138 | 412.218 | 0 | 0.0271 | 0.0245 | 0.0683 | 0.0012 | 0.2031 | 0.0231 | 0.0062 | 0.0123 | 0.0032 | 0.7074 | 0.0027 | 0.0088 | 0.0407 | 0.239 | 0.0064 | 0.0792 | 0.001 | 0.0092 | 0.0075 | 0.0386 | 0.1528 | 0.0025 | 0 | 0 | 0.0023 | 0.0003 | 0.0011 | 0.0049 | 0 | 0
4428212 | VCUG | 9 | 05f_109019_419x230x572.dat | 0.0850;0.0850;0.1928 | 419;230;572 | (0.3498;73.1327;1.7235) | 60 | 2.5 | 38 | 85.7359 | 60 | iodine | [138] | [100] | 1 | 5 | 60 | normal | none | 6.7588 | 5.7306 | 38.732 | 28.9735 | 24.566 | 711.7631 | 0 | 0.0278 | 0.0363 | 0.0954 | 0.0014 | 0.3071 | 0.0224 | 0.0106 | 0.0153 | 0.0018 | 0 | 0.0026 | 0.011 | 0.052 | 0.2765 | 0.0044 | 0.1107 | 0.0012 | 0.0076 | 0.0062 | 0.0596 | 0.2388 | 0.0046 | 0 | 0 | 0.0024 | 0.0004 | 0.0009 | 0.0081 | 0 | 0
4428212 | VCUG | 9 | 05f_109019_419x230x572.dat | 0.0850;0.0850;0.1928 | 419;230;572 | (0.3498;73.1327;1.7235) | 60 | 5.7448 | 47 | 85.7359 | 60 | iodine | [138] | [100] | 1 | 5 | 60 | normal | none | 6.7588 | 5.7306 | 38.732 | 28.9735 | 24.566 | 711.7631 | 0 | 0.0231 | 0.0284 | 0.0734 | 0.0014 | 0.2569 | 0.0187 | 0.0096 | 0.0115 | 0.0018 | 0.6799 | 0.0022 | 0.0083 | 0.0379 | 0.3192 | 0.0041 | 0.0895 | 0.0011 | 0.0065 | 0.0054 | 0.0422 | 0.1759 | 0.004 | 0 | 0 | 0.0024 | 0.0004 | 0.0011 | 0.0074 | 0 | 0
4428212 | VCUG | 9 | 05f_109019_419x230x572.dat | 0.0850;0.0850;0.1928 | 419;230;572 | (0.3498;73.1327;1.7235) | 60 | 6.3535 | 49 | 85.7359 | 60 | iodine | [138] | [100] | 1 | 5 | 60 | normal | none | 6.7588 | 5.7306 | 38.732 | 28.9735 | 24.566 | 711.7631 | 0 | 0.0224 | 0.0271 | 0.0696 | 0.0014 | 0.2071 | 0.0183 | 0.0095 | 0.011 | 0.0018 | 0.7792 | 0.0021 | 0.0079 | 0.037 | 0.2338 | 0.004 | 0.082 | 0.0011 | 0.0064 | 0.0053 | 0.0393 | 0.1685 | 0.0039 | 0 | 0 | 0.0024 | 0.0004 | 0.0011 | 0.0073 | 0 | 0
4428212 | VCUG | 9 | 05f_109019_419x230x572.dat | 0.0850;0.0850;0.1928 | 419;230;572 | (0.3498;73.1327;1.7235) | 80 | 2.9 | 44 | 85.7359 | 60 | iodine | [138] | [100] | 1 | 5 | 60 | normal | none | 6.7588 | 5.7306 | 38.732 | 28.9735 | 24.566 | 711.7631 | 0 | 0.0252 | 0.0302 | 0.0812 | 0.0014 | 0.2201 | 0.0203 | 0.0101 | 0.0127 | 0.0018 | 0.5672 | 0.0024 | 0.0091 | 0.0425 | 0.2583 | 0.0043 | 0.0884 | 0.0011 | 0.0071 | 0.0058 | 0.0457 | 0.1956 | 0.0043 | 0 | 0 | 0.0024 | 0.0004 | 0.001 | 0.0078 | 0 | 0
4428212 | VCUG | 9 | 05f_109019_419x230x572.dat | 0.0850;0.0850;0.1928 | 419;230;572 | (0.3498;73.1327;1.7235) | 80 | 7.702 | 57 | 85.7359 | 60 | iodine | [138] | [100] | 1 | 5 | 60 | normal | none | 6.7588 | 5.7306 | 38.732 | 28.9735 | 24.566 | 711.7631 | 0 | 0.0211 | 0.0236 | 0.0574 | 0.0013 | 0.1683 | 0.0175 | 0.0091 | 0.0097 | 0.0018 | 0.6915 | 0.002 | 0.0071 | 0.0329 | 0.2208 | 0.004 | 0.0716 | 0.001 | 0.0063 | 0.0051 | 0.0335 | 0.1464 | 0.0038 | 0 | 0 | 0.0024 | 0.0004 | 0.0011 | 0.0071 | 0 | 0
4428212 | VCUG | 9 | 05f_109019_419x230x572.dat | 0.0850;0.0850;0.1928 | 419;230;572 | (0.3498;73.1327;1.7235) | 80 | 8.502 | 60 | 85.7359 | 60 | iodine | [138] | [100] | 1 | 5 | 60 | normal | none | 6.7588 | 5.7306 | 38.732 | 28.9735 | 24.566 | 711.7631 | 0 | 0.0206 | 0.0229 | 0.0564 | 0.0013 | 0.1843 | 0.0171 | 0.009 | 0.0094 | 0.0018 | 0.9593 | 0.002 | 0.0069 | 0.031 | 0.2128 | 0.004 | 0.069 | 0.001 | 0.0062 | 0.005 | 0.0325 | 0.1416 | 0.0037 | 0 | 0 | 0.0024 | 0.0004 | 0.0011 | 0.007 | 0 | 0
4428212 | VCUG | 9 | 05f_109019_419x230x572.dat | 0.0850;0.0850;0.1928 | 419;230;572 | (0.3498;73.1327;1.7235) | 110 | 3.9 | 52 | 85.7359 | 60 | iodine | [138] | [100] | 1 | 5 | 60 | normal | none | 6.7588 | 5.7306 | 38.732 | 28.9735 | 24.566 | 711.7631 | 0 | 0.0227 | 0.0254 | 0.0618 | 0.0014 | 0.191 | 0.0187 | 0.0095 | 0.0109 | 0.0018 | 0.58 | 0.0022 | 0.0079 | 0.0354 | 0.2171 | 0.0041 | 0.0762 | 0.0011 | 0.0067 | 0.0055 | 0.0364 | 0.1624 | 0.004 | 0 | 0 | 0.0023 | 0.0004 | 0.001 | 0.0074 | 0 | 0
4428212 | VCUG | 9 | 05f_109019_419x230x572.dat | 0.0850;0.0850;0.1928 | 419;230;572 | (0.3498;73.1327;1.7235) | 110 | 7.85 | 62 | 85.7359 | 60 | iodine | [138] | [100] | 1 | 5 | 60 | normal | none | 6.7588 | 5.7306 | 38.732 | 28.9735 | 24.566 | 711.7631 | 0 | 0.0207 | 0.022 | 0.0557 | 0.0013 | 0.1746 | 0.017 | 0.0089 | 0.0094 | 0.0018 | 1 | 0.002 | 0.0068 | 0.0309 | 0.1774 | 0.004 | 0.0656 | 0.001 | 0.0062 | 0.005 | 0.0308 | 0.1399 | 0.0037 | 0 | 0 | 0.0023 | 0.0004 | 0.0011 | 0.0069 | 0 | 0
4428212 | VCUG | 9 | 05f_109019_419x230x572.dat | 0.0850;0.0850;0.1928 | 419;230;572 | (0.3498;73.1327;1.7235) | 110 | 9.9905 | 69 | 85.7359 | 60 | iodine | [138] | [100] | 1 | 5 | 60 | normal | none | 6.7588 | 5.7306 | 38.732 | 28.9735 | 24.566 | 711.7631 | 0 | 0.0194 | 0.0207 | 0.0477 | 0.0013 | 0.1417 | 0.0162 | 0.0086 | 0.0087 | 0.0018 | 0 | 0.0019 | 0.0063 | 0.0289 | 0.2045 | 0.0039 | 0.0612 | 0.001 | 0.006 | 0.0049 | 0.0279 | 0.1369 | 0.0035 | 0 | 0 | 0.0023 | 0.0004 | 0.0011 | 0.0068 | 0 | 0
4428212 | VCUG | 10 | 05f_109019_419x230x572.dat | 0.0850;0.0850;0.1928 | 419;230;572 | (-0.1751;73.0726;1.7402) | 60 | 2.5 | 38 | 85.8561 | 60 | iodine | [138] | [100] | 1 | 5 | 60 | normal | none | 6.8214 | 5.7209 | 39.0247 | 29.283 | 24.5587 | 719.154 | 0 | 0.0273 | 0.036 | 0.0987 | 0.0013 | 0.3346 | 0.0179 | 0.0106 | 0.0162 | 0.0017 | 0 | 0.0021 | 0.0112 | 0.0537 | 0.3469 | 0.0054 | 0.1054 | 0.0011 | 0.0094 | 0.0082 | 0.0562 | 0.2604 | 0.0046 | 0 | 0 | 0.0023 | 0.0004 | 0.0009 | 0.008 | 0 | 0
4428212 | VCUG | 10 | 05f_109019_419x230x572.dat | 0.0850;0.0850;0.1928 | 419;230;572 | (-0.1751;73.0726;1.7402) | 60 | 5.7448 | 47 | 85.8561 | 60 | iodine | [138] | [100] | 1 | 5 | 60 | normal | none | 6.8214 | 5.7209 | 39.0247 | 29.283 | 24.5587 | 719.154 | 0 | 0.0227 | 0.0281 | 0.0743 | 0.0013 | 0.227 | 0.0158 | 0.0096 | 0.0121 | 0.0018 | 1 | 0.0018 | 0.0084 | 0.0401 | 0.2661 | 0.0047 | 0.0906 | 0.001 | 0.0078 | 0.0066 | 0.0426 | 0.1597 | 0.004 | 0 | 0 | 0.0024 | 0.0004 | 0.0011 | 0.0074 | 0 | 0
4428212 | VCUG | 10 | 05f_109019_419x230x572.dat | 0.0850;0.0850;0.1928 | 419;230;572 | (-0.1751;73.0726;1.7402) | 60 | 6.3535 | 49 | 85.8561 | 60 | iodine | [138] | [100] | 1 | 5 | 60 | normal | none | 6.8214 | 5.7209 | 39.0247 | 29.283 | 24.5587 | 719.154 | 0 | 0.022 | 0.027 | 0.0724 | 0.0013 | 0.2311 | 0.0157 | 0.0095 | 0.0115 | 0.0018 | 0 | 0.0018 | 0.008 | 0.038 | 0.2383 | 0.0047 | 0.0819 | 0.001 | 0.0076 | 0.0064 | 0.041 | 0.1696 | 0.0039 | 0 | 0 | 0.0024 | 0.0004 | 0.0011 | 0.0073 | 0 | 0
4428212 | VCUG | 10 | 05f_109019_419x230x572.dat | 0.0850;0.0850;0.1928 | 419;230;572 | (-0.1751;73.0726;1.7402) | 80 | 2.9 | 44 | 85.8561 | 60 | iodine | [138] | [100] | 1 | 5 | 60 | normal | none | 6.8214 | 5.7209 | 39.0247 | 29.283 | 24.5587 | 719.154 | 0 | 0.0249 | 0.0303 | 0.0791 | 0.0013 | 0.2338 | 0.017 | 0.0102 | 0.0135 | 0.0018 | 0.6573 | 0.002 | 0.0093 | 0.045 | 0.3313 | 0.0051 | 0.0949 | 0.0011 | 0.0085 | 0.0073 | 0.0464 | 0.1766 | 0.0043 | 0 | 0 | 0.0023 | 0.0004 | 0.001 | 0.0078 | 0 | 0
4428212 | VCUG | 10 | 05f_109019_419x230x572.dat | 0.0850;0.0850;0.1928 | 419;230;572 | (-0.1751;73.0726;1.7402) | 80 | 7.702 | 57 | 85.8561 | 60 | iodine | [138] | [100] | 1 | 5 | 60 | normal | none | 6.8214 | 5.7209 | 39.0247 | 29.283 | 24.5587 | 719.154 | 0 | 0.0205 | 0.0235 | 0.0607 | 0.0013 | 0.174 | 0.0151 | 0.0091 | 0.0102 | 0.0018 | 0.7617 | 0.0018 | 0.0071 | 0.0341 | 0.2326 | 0.0045 | 0.0722 | 0.001 | 0.0072 | 0.006 | 0.0334 | 0.1574 | 0.0038 | 0 | 0 | 0.0024 | 0.0004 | 0.0011 | 0.0071 | 0 | 0
4428212 | VCUG | 10 | 05f_109019_419x230x572.dat | 0.0850;0.0850;0.1928 | 419;230;572 | (-0.1751;73.0726;1.7402) | 80 | 8.502 | 60 | 85.8561 | 60 | iodine | [138] | [100] | 1 | 5 | 60 | normal | none | 6.8214 | 5.7209 | 39.0247 | 29.283 | 24.5587 | 719.154 | 0 | 0.0201 | 0.0227 | 0.0577 | 0.0013 | 0.1708 | 0.0151 | 0.0091 | 0.0098 | 0.0018 | 0.9089 | 0.0017 | 0.0069 | 0.0327 | 0.1905 | 0.0044 | 0.0696 | 0.001 | 0.0071 | 0.0059 | 0.0327 | 0.1469 | 0.0037 | 0 | 0 | 0.0024 | 0.0004 | 0.0011 | 0.007 | 0 | 0
4428212 | VCUG | 10 | 05f_109019_419x230x572.dat | 0.0850;0.0850;0.1928 | 419;230;572 | (-0.1751;73.0726;1.7402) | 110 | 3.9 | 52 | 85.8561 | 60 | iodine | [138] | [100] | 1 | 5 | 60 | normal | none | 6.8214 | 5.7209 | 39.0247 | 29.283 | 24.5587 | 719.154 | 0 | 0.0223 | 0.0251 | 0.0633 | 0.0013 | 0.2086 | 0.016 | 0.0096 | 0.0112 | 0.0017 | 0.8009 | 0.0019 | 0.0079 | 0.0373 | 0.2107 | 0.0048 | 0.0808 | 0.001 | 0.0078 | 0.0066 | 0.0364 | 0.1694 | 0.004 | 0 | 0 | 0.0023 | 0.0004 | 0.001 | 0.0073 | 0 | 0
4428212 | VCUG | 10 | 05f_109019_419x230x572.dat | 0.0850;0.0850;0.1928 | 419;230;572 | (-0.1751;73.0726;1.7402) | 110 | 7.85 | 62 | 85.8561 | 60 | iodine | [138] | [100] | 1 | 5 | 60 | normal | none | 6.8214 | 5.7209 | 39.0247 | 29.283 | 24.5587 | 719.154 | 0 | 0.02 | 0.0222 | 0.0539 | 0.0012 | 0.156 | 0.0151 | 0.0089 | 0.0097 | 0.0017 | 1 | 0.0017 | 0.0069 | 0.0319 | 0.234 | 0.0044 | 0.0643 | 0.001 | 0.0071 | 0.0058 | 0.0315 | 0.1209 | 0.0037 | 0 | 0 | 0.0023 | 0.0004 | 0.0011 | 0.0069 | 0 | 0
4428212 | VCUG | 10 | 05f_109019_419x230x572.dat | 0.0850;0.0850;0.1928 | 419;230;572 | (-0.1751;73.0726;1.7402) | 110 | 9.9905 | 69 | 85.8561 | 60 | iodine | [138] | [100] | 1 | 5 | 60 | normal | none | 6.8214 | 5.7209 | 39.0247 | 29.283 | 24.5587 | 719.154 | 0 | 0.0189 | 0.021 | 0.0496 | 0.0012 | 0.1552 | 0.0146 | 0.0087 | 0.009 | 0.0017 | 0.9712 | 0.0017 | 0.0063 | 0.0291 | 0.2051 | 0.0043 | 0.0615 | 0.001 | 0.0067 | 0.0055 | 0.0284 | 0.123 | 0.0035 | 0 | 0 | 0.0023 | 0.0004 | 0.0011 | 0.0068 | 0 | 0
4428212 | VCUG | 11 | 05f_109019_419x230x572.dat | 0.0850;0.0850;0.1928 | 419;230;572 | (0.1749;69.2650;8.0852) | 60 | 2.5 | 38 | 83.87 | 60 | iodine | [138] | [75] | 1 | 5 | 60 | normal | none | 7.8373 | 10.1721 | 79.7219 | 32.8656 | 42.6569 | 1401.9446 | 0 | 0.0054 | 0.0168 | 0.0232 | 0.0017 | 0.1057 | 0.0111 | 0.0127 | 0.0029 | 0.0011 | 0.6319 | 0.0008 | 0.0014 | 0.0101 | 0.1109 | 0.0027 | 0.0348 | 0.0014 | 0.0018 | 0.0028 | 0.012 | 0.0609 | 0.0053 | 0 | 0 | 0.0028 | 0.0004 | 0.0009 | 0.0102 | 0 | 0
4428212 | VCUG | 11 | 05f_109019_419x230x572.dat | 0.0850;0.0850;0.1928 | 419;230;572 | (0.1749;69.2650;8.0852) | 60 | 5.7448 | 47 | 83.87 | 60 | iodine | [138] | [75] | 1 | 5 | 60 | normal | none | 7.8373 | 10.1721 | 79.7219 | 32.8656 | 42.6569 | 1401.9446 | 0 | 0.0056 | 0.0121 | 0.0185 | 0.0017 | 0.0829 | 0.0103 | 0.0116 | 0.0026 | 0.0012 | 0.5655 | 0.0008 | 0.0014 | 0.0088 | 0.09 | 0.0026 | 0.0265 | 0.0012 | 0.0019 | 0.0026 | 0.0098 | 0.0479 | 0.0048 | 0 | 0 | 0.0028 | 0.0004 | 0.0011 | 0.0092 | 0 | 0
4428212 | VCUG | 11 | 05f_109019_419x230x572.dat | 0.0850;0.0850;0.1928 | 419;230;572 | (0.1749;69.2650;8.0852) | 60 | 6.3535 | 49 | 83.87 | 60 | iodine | [138] | [75] | 1 | 5 | 60 | normal | none | 7.8373 | 10.1721 | 79.7219 | 32.8656 | 42.6569 | 1401.9446 | 0 | 0.0056 | 0.0116 | 0.0182 | 0.0016 | 0.0761 | 0.0102 | 0.0115 | 0.0026 | 0.0012 | 0.46 | 0.0008 | 0.0014 | 0.0087 | 0.0871 | 0.0026 | 0.0256 | 0.0012 | 0.0019 | 0.0025 | 0.0095 | 0.0458 | 0.0047 | 0 | 0 | 0.0028 | 0.0004 | 0.0012 | 0.0091 | 0 | 0
4428212 | VCUG | 11 | 05f_109019_419x230x572.dat | 0.0850;0.0850;0.1928 | 419;230;572 | (0.1749;69.2650;8.0852) | 80 | 2.9 | 44 | 83.87 | 60 | iodine | [138] | [75] | 1 | 5 | 60 | normal | none | 7.8373 | 10.1721 | 79.7219 | 32.8656 | 42.6569 | 1401.9446 | 0 | 0.0054 | 0.0133 | 0.02 | 0.0017 | 0.0858 | 0.0107 | 0.0123 | 0.0028 | 0.0011 | 0.7598 | 0.0008 | 0.0014 | 0.0095 | 0.1007 | 0.0026 | 0.0289 | 0.0013 | 0.0018 | 0.0027 | 0.0108 | 0.054 | 0.005 | 0 | 0 | 0.0028 | 0.0004 | 0.001 | 0.0097 | 0 | 0
4428212 | VCUG | 11 | 05f_109019_419x230x572.dat | 0.0850;0.0850;0.1928 | 419;230;572 | (0.1749;69.2650;8.0852) | 80 | 7.702 | 57 | 83.87 | 60 | iodine | [138] | [75] | 1 | 5 | 60 | normal | none | 7.8373 | 10.1721 | 79.7219 | 32.8656 | 42.6569 | 1401.9446 | 0 | 0.0056 | 0.0099 | 0.0163 | 0.0016 | 0.0668 | 0.0098 | 0.0112 | 0.0025 | 0.0012 | 0.5459 | 0.0008 | 0.0014 | 0.0083 | 0.0738 | 0.0025 | 0.0232 | 0.0012 | 0.0019 | 0.0025 | 0.0089 | 0.042 | 0.0045 | 0 | 0 | 0.0027 | 0.0004 | 0.0012 | 0.0089 | 0 | 0
4428212 | VCUG | 11 | 05f_109019_419x230x572.dat | 0.0850;0.0850;0.1928 | 419;230;572 | (0.1749;69.2650;8.0852) | 80 | 8.502 | 60 | 83.87 | 60 | iodine | [138] | [75] | 1 | 5 | 60 | normal | none | 7.8373 | 10.1721 | 79.7219 | 32.8656 | 42.6569 | 1401.9446 | 0 | 0.0056 | 0.0094 | 0.0157 | 0.0016 | 0.0666 | 0.0097 | 0.011 | 0.0025 | 0.0012 | 0.5397 | 0.0008 | 0.0014 | 0.0082 | 0.0765 | 0.0025 | 0.0225 | 0.0012 | 0.0019 | 0.0025 | 0.0087 | 0.0412 | 0.0045 | 0 | 0 | 0.0027 | 0.0004 | 0.0012 | 0.0088 | 0 | 0
4428212 | VCUG | 11 | 05f_109019_419x230x572.dat | 0.0850;0.0850;0.1928 | 419;230;572 | (0.1749;69.2650;8.0852) | 110 | 3.9 | 52 | 83.87 | 60 | iodine | [138] | [75] | 1 | 5 | 60 | normal | none | 7.8373 | 10.1721 | 79.7219 | 32.8656 | 42.6569 | 1401.9446 | 0 | 0.0054 | 0.0109 | 0.0172 | 0.0016 | 0.0718 | 0.0101 | 0.0116 | 0.0026 | 0.0011 | 0.5581 | 0.0008 | 0.0014 | 0.0088 | 0.083 | 0.0026 | 0.0253 | 0.0013 | 0.0019 | 0.0026 | 0.0096 | 0.047 | 0.0048 | 0 | 0 | 0.0027 | 0.0004 | 0.001 | 0.0092 | 0 | 0
4428212 | VCUG | 11 | 05f_109019_419x230x572.dat | 0.0850;0.0850;0.1928 | 419;230;572 | (0.1749;69.2650;8.0852) | 110 | 7.85 | 62 | 83.87 | 60 | iodine | [138] | [75] | 1 | 5 | 60 | normal | none | 7.8373 | 10.1721 | 79.7219 | 32.8656 | 42.6569 | 1401.9446 | 0 | 0.0055 | 0.0092 | 0.0152 | 0.0016 | 0.0613 | 0.0096 | 0.0109 | 0.0024 | 0.0012 | 0.4447 | 0.0008 | 0.0014 | 0.0081 | 0.0677 | 0.0025 | 0.0219 | 0.0012 | 0.0019 | 0.0024 | 0.0086 | 0.0407 | 0.0044 | 0 | 0 | 0.0027 | 0.0004 | 0.0011 | 0.0087 | 0 | 0
4428212 | VCUG | 11 | 05f_109019_419x230x572.dat | 0.0850;0.0850;0.1928 | 419;230;572 | (0.1749;69.2650;8.0852) | 110 | 9.9905 | 69 | 83.87 | 60 | iodine | [138] | [75] | 1 | 5 | 60 | normal | none | 7.8373 | 10.1721 | 79.7219 | 32.8656 | 42.6569 | 1401.9446 | 0 | 0.0054 | 0.0085 | 0.0142 | 0.0015 | 0.0559 | 0.0092 | 0.0106 | 0.0024 | 0.0012 | 0.5645 | 0.0008 | 0.0014 | 0.0078 | 0.0687 | 0.0025 | 0.0205 | 0.0012 | 0.0019 | 0.0024 | 0.0082 | 0.0379 | 0.0043 | 0 | 0 | 0.0026 | 0.0004 | 0.0011 | 0.0084 | 0 | 0
4428212 | VCUG | 12 | 05f_109019_419x230x572.dat | 0.0850;0.0850;0.1928 | 419;230;572 | (0.1749;69.2650;8.0852) | 60 | 2.5 | 38 | 83.87 | 60 | iodine | [138] | [10] | 1 | 5 | 60 | normal | none | 7.8373 | 10.1721 | 79.7219 | 32.8656 | 42.6569 | 1401.9446 | 0 | 0.0054 | 0.0168 | 0.0232 | 0.0017 | 0.1057 | 0.0111 | 0.0127 | 0.0029 | 0.0011 | 0.6319 | 0.0008 | 0.0014 | 0.0101 | 0.1109 | 0.0027 | 0.0348 | 0.0014 | 0.0018 | 0.0028 | 0.012 | 0.0609 | 0.005 | 0 | 0 | 0.0028 | 0.0004 | 0.0009 | 0.0102 | 0 | 0
4428212 | VCUG | 12 | 05f_109019_419x230x572.dat | 0.0850;0.0850;0.1928 | 419;230;572 | (0.1749;69.2650;8.0852) | 60 | 5.7448 | 47 | 83.87 | 60 | iodine | [138] | [10] | 1 | 5 | 60 | normal | none | 7.8373 | 10.1721 | 79.7219 | 32.8656 | 42.6569 | 1401.9446 | 0 | 0.0056 | 0.0121 | 0.0185 | 0.0016 | 0.0829 | 0.0103 | 0.0116 | 0.0026 | 0.0012 | 0.5655 | 0.0008 | 0.0014 | 0.0088 | 0.09 | 0.0026 | 0.0265 | 0.0012 | 0.0019 | 0.0026 | 0.0098 | 0.0479 | 0.0045 | 0 | 0 | 0.0028 | 0.0004 | 0.0011 | 0.0092 | 0 | 0
4428212 | VCUG | 12 | 05f_109019_419x230x572.dat | 0.0850;0.0850;0.1928 | 419;230;572 | (0.1749;69.2650;8.0852) | 60 | 6.3535 | 49 | 83.87 | 60 | iodine | [138] | [10] | 1 | 5 | 60 | normal | none | 7.8373 | 10.1721 | 79.7219 | 32.8656 | 42.6569 | 1401.9446 | 0 | 0.0056 | 0.0116 | 0.0182 | 0.0016 | 0.0761 | 0.0102 | 0.0115 | 0.0026 | 0.0012 | 0.46 | 0.0008 | 0.0014 | 0.0087 | 0.0871 | 0.0026 | 0.0256 | 0.0012 | 0.0019 | 0.0025 | 0.0095 | 0.0458 | 0.0045 | 0 | 0 | 0.0028 | 0.0004 | 0.0012 | 0.0091 | 0 | 0
4428212 | VCUG | 12 | 05f_109019_419x230x572.dat | 0.0850;0.0850;0.1928 | 419;230;572 | (0.1749;69.2650;8.0852) | 80 | 2.9 | 44 | 83.87 | 60 | iodine | [138] | [10] | 1 | 5 | 60 | normal | none | 7.8373 | 10.1721 | 79.7219 | 32.8656 | 42.6569 | 1401.9446 | 0 | 0.0054 | 0.0133 | 0.02 | 0.0017 | 0.0858 | 0.0107 | 0.0122 | 0.0028 | 0.0011 | 0.7598 | 0.0008 | 0.0014 | 0.0095 | 0.1007 | 0.0026 | 0.0289 | 0.0013 | 0.0018 | 0.0027 | 0.0108 | 0.0541 | 0.0048 | 0 | 0 | 0.0028 | 0.0004 | 0.001 | 0.0098 | 0 | 0
4428212 | VCUG | 12 | 05f_109019_419x230x572.dat | 0.0850;0.0850;0.1928 | 419;230;572 | (0.1749;69.2650;8.0852) | 80 | 7.702 | 57 | 83.87 | 60 | iodine | [138] | [10] | 1 | 5 | 60 | normal | none | 7.8373 | 10.1721 | 79.7219 | 32.8656 | 42.6569 | 1401.9446 | 0 | 0.0056 | 0.0099 | 0.0163 | 0.0016 | 0.0668 | 0.0098 | 0.0112 | 0.0025 | 0.0012 | 0.5459 | 0.0008 | 0.0014 | 0.0083 | 0.0739 | 0.0025 | 0.0232 | 0.0012 | 0.0019 | 0.0025 | 0.0089 | 0.042 | 0.0044 | 0 | 0 | 0.0027 | 0.0004 | 0.0012 | 0.0089 | 0 | 0
4428212 | VCUG | 12 | 05f_109019_419x230x572.dat | 0.0850;0.0850;0.1928 | 419;230;572 | (0.1749;69.2650;8.0852) | 80 | 8.502 | 60 | 83.87 | 60 | iodine | [138] | [10] | 1 | 5 | 60 | normal | none | 7.8373 | 10.1721 | 79.7219 | 32.8656 | 42.6569 | 1401.9446 | 0 | 0.0056 | 0.0094 | 0.0157 | 0.0016 | 0.0666 | 0.0097 | 0.011 | 0.0025 | 0.0012 | 0.5397 | 0.0008 | 0.0014 | 0.0082 | 0.0766 | 0.0025 | 0.0225 | 0.0012 | 0.0019 | 0.0025 | 0.0087 | 0.0412 | 0.0043 | 0 | 0 | 0.0027 | 0.0004 | 0.0012 | 0.0088 | 0 | 0
4428212 | VCUG | 12 | 05f_109019_419x230x572.dat | 0.0850;0.0850;0.1928 | 419;230;572 | (0.1749;69.2650;8.0852) | 110 | 3.9 | 52 | 83.87 | 60 | iodine | [138] | [10] | 1 | 5 | 60 | normal | none | 7.8373 | 10.1721 | 79.7219 | 32.8656 | 42.6569 | 1401.9446 | 0 | 0.0054 | 0.0108 | 0.0172 | 0.0016 | 0.0718 | 0.0101 | 0.0116 | 0.0026 | 0.0011 | 0.5581 | 0.0008 | 0.0014 | 0.0088 | 0.0834 | 0.0026 | 0.0253 | 0.0013 | 0.0019 | 0.0026 | 0.0096 | 0.047 | 0.0045 | 0 | 0 | 0.0027 | 0.0004 | 0.001 | 0.0092 | 0 | 0
4428212 | VCUG | 12 | 05f_109019_419x230x572.dat | 0.0850;0.0850;0.1928 | 419;230;572 | (0.1749;69.2650;8.0852) | 110 | 7.85 | 62 | 83.87 | 60 | iodine | [138] | [10] | 1 | 5 | 60 | normal | none | 7.8373 | 10.1721 | 79.7219 | 32.8656 | 42.6569 | 1401.9446 | 0 | 0.0055 | 0.0092 | 0.0152 | 0.0016 | 0.0613 | 0.0096 | 0.0109 | 0.0024 | 0.0012 | 0.4447 | 0.0008 | 0.0014 | 0.0081 | 0.0677 | 0.0025 | 0.0219 | 0.0012 | 0.0019 | 0.0024 | 0.0086 | 0.0408 | 0.0043 | 0 | 0 | 0.0026 | 0.0004 | 0.0011 | 0.0087 | 0 | 0
4428212 | VCUG | 12 | 05f_109019_419x230x572.dat | 0.0850;0.0850;0.1928 | 419;230;572 | (0.1749;69.2650;8.0852) | 110 | 9.9905 | 69 | 83.87 | 60 | iodine | [138] | [10] | 1 | 5 | 60 | normal | none | 7.8373 | 10.1721 | 79.7219 | 32.8656 | 42.6569 | 1401.9446 | 0 | 0.0054 | 0.0085 | 0.0142 | 0.0015 | 0.0559 | 0.0092 | 0.0105 | 0.0024 | 0.0012 | 0.5645 | 0.0008 | 0.0014 | 0.0078 | 0.0687 | 0.0025 | 0.0205 | 0.0012 | 0.0019 | 0.0024 | 0.0082 | 0.0378 | 0.0041 | 0 | 0 | 0.0026 | 0.0004 | 0.0011 | 0.0084 | 0 | 0
4428212 | VCUG | 1 | 05m_109019_419x230x572.dat | 0.0850;0.0850;0.1928 | 419;230;572 | (0.1749;69.2650;7.9602) | 60 | 2.5 | 38 | 83.87 | 60 | iodine | [138] | [0] | 1 | 5 | 65 | normal | none | 7.8373 | 10.2516 | 80.3445 | 32.8656 | 42.99 | 1412.893 | 0 | 0.0054 | 0.0168 | 0.0234 | 0.0017 | 0.1042 | 0.0112 | 0.0122 | 0.0029 | 0.0011 | 0.6343 | 0.0008 | 0.0014 | 0.0101 | 0.1182 | 0.0027 | 0.0346 | 0.0014 | 0.0018 | 0.0028 | 0.0121 | 0.0607 | 0.0041 | 0 | 0 | 0.0028 | 0.0004 | 0.0009 | 0.0151 | 0 | 0
4428212 | VCUG | 1 | 05m_109019_419x230x572.dat | 0.0850;0.0850;0.1928 | 419;230;572 | (0.1749;69.2650;7.9602) | 60 | 5.7448 | 47 | 83.87 | 60 | iodine | [138] | [0] | 1 | 5 | 65 | normal | none | 7.8373 | 10.2516 | 80.3445 | 32.8656 | 42.99 | 1412.893 | 0 | 0.0056 | 0.0122 | 0.0187 | 0.0017 | 0.0799 | 0.0102 | 0.0127 | 0.0026 | 0.0012 | 0.3493 | 0.0008 | 0.0014 | 0.0088 | 0.0926 | 0.0026 | 0.0265 | 0.0012 | 0.0019 | 0.0026 | 0.0098 | 0.0456 | 0.0039 | 0 | 0 | 0.0028 | 0.0004 | 0.0011 | 0.0147 | 0 | 0
4428212 | VCUG | 1 | 05m_109019_419x230x572.dat | 0.0850;0.0850;0.1928 | 419;230;572 | (0.1749;69.2650;7.9602) | 60 | 6.3535 | 49 | 83.87 | 60 | iodine | [138] | [0] | 1 | 5 | 65 | normal | none | 7.8373 | 10.2516 | 80.3445 | 32.8656 | 42.99 | 1412.893 | 0 | 0.0056 | 0.0116 | 0.0183 | 0.0017 | 0.0741 | 0.0102 | 0.0127 | 0.0026 | 0.0012 | 0.4545 | 0.0008 | 0.0014 | 0.0087 | 0.0877 | 0.0026 | 0.0255 | 0.0012 | 0.0019 | 0.0025 | 0.0096 | 0.0462 | 0.0039 | 0 | 0 | 0.0028 | 0.0004 | 0.0012 | 0.0146 | 0 | 0
4428212 | VCUG | 1 | 05m_109019_419x230x572.dat | 0.0850;0.0850;0.1928 | 419;230;572 | (0.1749;69.2650;7.9602) | 80 | 2.9 | 44 | 83.87 | 60 | iodine | [138] | [0] | 1 | 5 | 65 | normal | none | 7.8373 | 10.2516 | 80.3445 | 32.8656 | 42.99 | 1412.893 | 0 | 0.0055 | 0.0133 | 0.0202 | 0.0017 | 0.0892 | 0.0108 | 0.0125 | 0.0028 | 0.0011 | 0.5764 | 0.0008 | 0.0014 | 0.0095 | 0.0996 | 0.0027 | 0.0292 | 0.0013 | 0.0018 | 0.0027 | 0.0108 | 0.0533 | 0.004 | 0 | 0 | 0.0028 | 0.0004 | 0.001 | 0.015 | 0 | 0
4428212 | VCUG | 1 | 05m_109019_419x230x572.dat | 0.0850;0.0850;0.1928 | 419;230;572 | (0.1749;69.2650;7.9602) | 80 | 7.702 | 57 | 83.87 | 60 | iodine | [138] | [0] | 1 | 5 | 65 | normal | none | 7.8373 | 10.2516 | 80.3445 | 32.8656 | 42.99 | 1412.893 | 0 | 0.0056 | 0.0099 | 0.0164 | 0.0016 | 0.0633 | 0.0099 | 0.0126 | 0.0025 | 0.0012 | 0.5775 | 0.0008 | 0.0014 | 0.0084 | 0.0746 | 0.0026 | 0.0234 | 0.0012 | 0.0019 | 0.0025 | 0.0089 | 0.041 | 0.0038 | 0 | 0 | 0.0027 | 0.0004 | 0.0012 | 0.0145 | 0 | 0
4428212 | VCUG | 1 | 05m_109019_419x230x572.dat | 0.0850;0.0850;0.1928 | 419;230;572 | (0.1749;69.2650;7.9602) | 80 | 8.502 | 60 | 83.87 | 60 | iodine | [138] | [0] | 1 | 5 | 65 | normal | none | 7.8373 | 10.2516 | 80.3445 | 32.8656 | 42.99 | 1412.893 | 0 | 0.0056 | 0.0095 | 0.0157 | 0.0016 | 0.066 | 0.0098 | 0.0126 | 0.0025 | 0.0012 | 0.6011 | 0.0008 | 0.0014 | 0.0082 | 0.0772 | 0.0025 | 0.0225 | 0.0012 | 0.0019 | 0.0025 | 0.0087 | 0.0398 | 0.0038 | 0 | 0 | 0.0027 | 0.0004 | 0.0012 | 0.0145 | 0 | 0
4428212 | VCUG | 1 | 05m_109019_419x230x572.dat | 0.0850;0.0850;0.1928 | 419;230;572 | (0.1749;69.2650;7.9602) | 110 | 3.9 | 52 | 83.87 | 60 | iodine | [138] | [0] | 1 | 5 | 65 | normal | none | 7.8373 | 10.2516 | 80.3445 | 32.8656 | 42.99 | 1412.893 | 0 | 0.0055 | 0.0109 | 0.0174 | 0.0016 | 0.0707 | 0.0102 | 0.0123 | 0.0026 | 0.0012 | 0.6974 | 0.0008 | 0.0014 | 0.0088 | 0.088 | 0.0026 | 0.025 | 0.0013 | 0.0019 | 0.0026 | 0.0097 | 0.0453 | 0.0039 | 0 | 0 | 0.0027 | 0.0004 | 0.001 | 0.0145 | 0 | 0
4428212 | VCUG | 1 | 05m_109019_419x230x572.dat | 0.0850;0.0850;0.1928 | 419;230;572 | (0.1749;69.2650;7.9602) | 110 | 7.85 | 62 | 83.87 | 60 | iodine | [138] | [0] | 1 | 5 | 65 | normal | none | 7.8373 | 10.2516 | 80.3445 | 32.8656 | 42.99 | 1412.893 | 0 | 0.0055 | 0.0093 | 0.0152 | 0.0016 | 0.0612 | 0.0097 | 0.0122 | 0.0024 | 0.0012 | 0.4286 | 0.0008 | 0.0014 | 0.0082 | 0.0689 | 0.0025 | 0.022 | 0.0012 | 0.0019 | 0.0024 | 0.0087 | 0.0403 | 0.0038 | 0 | 0 | 0.0027 | 0.0004 | 0.0011 | 0.0142 | 0 | 0
4428212 | VCUG | 1 | 05m_109019_419x230x572.dat | 0.0850;0.0850;0.1928 | 419;230;572 | (0.1749;69.2650;7.9602) | 110 | 9.9905 | 69 | 83.87 | 60 | iodine | [138] | [0] | 1 | 5 | 65 | normal | none | 7.8373 | 10.2516 | 80.3445 | 32.8656 | 42.99 | 1412.893 | 0 | 0.0055 | 0.0085 | 0.0142 | 0.0015 | 0.0558 | 0.0093 | 0.0121 | 0.0024 | 0.0012 | 0.4447 | 0.0008 | 0.0014 | 0.0078 | 0.0673 | 0.0025 | 0.0206 | 0.0012 | 0.0019 | 0.0024 | 0.0082 | 0.0388 | 0.0037 | 0 | 0 | 0.0026 | 0.0004 | 0.0011 | 0.0139 | 0 | 0
4428212 | VCUG | 2 | 05m_109019_419x230x572.dat | 0.0850;0.0850;0.1928 | 419;230;572 | (0.3498;73.1327;-1.5948) | 60 | 2.5 | 38 | 85.7359 | 60 | iodine | [138] | [10] | 0 | 5 | 65 | normal | none | 6.7588 | 4.5119 | 30.4949 | 28.9735 | 19.3416 | 560.3928 | 0 | 0.0628 | 0.0422 | 0.1759 | 0.0018 | 0.5398 | 0.0515 | 0.0128 | 0.0312 | 0.0058 | 0 | 0.006 | 0.0203 | 0.106 | 0.3989 | 0.0111 | 0.1413 | 0.0017 | 0.0164 | 0.0142 | 0.1044 | 0.3014 | 0.0032 | 0 | 0 | 0.0033 | 0.0003 | 0.0009 | 0.0138 | 0 | 0
4428212 | VCUG | 2 | 05m_109019_419x230x572.dat | 0.0850;0.0850;0.1928 | 419;230;572 | (0.3498;73.1327;-1.5948) | 60 | 5.7448 | 47 | 85.7359 | 60 | iodine | [138] | [10] | 0 | 5 | 65 | normal | none | 6.7588 | 4.5119 | 30.4949 | 28.9735 | 19.3416 | 560.3928 | 0 | 0.045 | 0.0345 | 0.1325 | 0.0017 | 0.4635 | 0.039 | 0.0115 | 0.0222 | 0.0047 | 0 | 0.0045 | 0.0151 | 0.0746 | 0.3877 | 0.0089 | 0.1301 | 0.0015 | 0.0129 | 0.0111 | 0.0739 | 0.2986 | 0.003 | 0 | 0 | 0.0031 | 0.0003 | 0.0011 | 0.0124 | 0 | 0
4428212 | VCUG | 2 | 05m_109019_419x230x572.dat | 0.0850;0.0850;0.1928 | 419;230;572 | (0.3498;73.1327;-1.5948) | 60 | 6.3535 | 49 | 85.7359 | 60 | iodine | [138] | [10] | 0 | 5 | 65 | normal | none | 6.7588 | 4.5119 | 30.4949 | 28.9735 | 19.3416 | 560.3928 | 0 | 0.0434 | 0.034 | 0.1242 | 0.0017 | 0.273 | 0.0378 | 0.0114 | 0.0206 | 0.0046 | 1 | 0.0043 | 0.0146 | 0.0705 | 0.385 | 0.0087 | 0.1215 | 0.0015 | 0.0126 | 0.0107 | 0.0703 | 0.3731 | 0.003 | 0 | 0 | 0.0031 | 0.0003 | 0.0011 | 0.0122 | 0 | 0
4428212 | VCUG | 2 | 05m_109019_419x230x572.dat | 0.0850;0.0850;0.1928 | 419;230;572 | (0.3498;73.1327;-1.5948) | 80 | 2.9 | 44 | 85.7359 | 60 | iodine | [138] | [10] | 0 | 5 | 65 | normal | none | 6.7588 | 4.5119 | 30.4949 | 28.9735 | 19.3416 | 560.3928 | 0 | 0.0504 | 0.0379 | 0.1477 | 0.0017 | 0.2769 | 0.044 | 0.0121 | 0.0248 | 0.0052 | 1 | 0.0049 | 0.0165 | 0.0819 | 0.361 | 0.0099 | 0.1417 | 0.0016 | 0.0143 | 0.0124 | 0.081 | 0.2278 | 0.0031 | 0 | 0 | 0.0032 | 0.0003 | 0.001 | 0.013 | 0 | 0
4428212 | VCUG | 2 | 05m_109019_419x230x572.dat | 0.0850;0.0850;0.1928 | 419;230;572 | (0.3498;73.1327;-1.5948) | 80 | 7.702 | 57 | 85.7359 | 60 | iodine | [138] | [10] | 0 | 5 | 65 | normal | none | 6.7588 | 4.5119 | 30.4949 | 28.9735 | 19.3416 | 560.3928 | 0 | 0.0387 | 0.0307 | 0.1029 | 0.0016 | 0.2676 | 0.0342 | 0.011 | 0.0176 | 0.0043 | 1 | 0.0038 | 0.0124 | 0.0571 | 0.264 | 0.0081 | 0.1056 | 0.0014 | 0.0115 | 0.0098 | 0.0605 | 0.2865 | 0.0029 | 0 | 0 | 0.003 | 0.0003 | 0.0011 | 0.0119 | 0 | 0
4428212 | VCUG | 2 | 05m_109019_419x230x572.dat | 0.0850;0.0850;0.1928 | 419;230;572 | (0.3498;73.1327;-1.5948) | 80 | 8.502 | 60 | 85.7359 | 60 | iodine | [138] | [10] | 0 | 5 | 65 | normal | none | 6.7588 | 4.5119 | 30.4949 | 28.9735 | 19.3416 | 560.3928 | 0 | 0.0371 | 0.03 | 0.092 | 0.0016 | 0.2587 | 0.0323 | 0.0109 | 0.0167 | 0.0042 | 1 | 0.0037 | 0.0119 | 0.0558 | 0.3288 | 0.0079 | 0.0969 | 0.0014 | 0.0113 | 0.0095 | 0.055 | 0.2412 | 0.0029 | 0 | 0 | 0.003 | 0.0003 | 0.0012 | 0.0117 | 0 | 0
4428212 | VCUG | 2 | 05m_109019_419x230x572.dat | 0.0850;0.0850;0.1928 | 419;230;572 | (0.3498;73.1327;-1.5948) | 110 | 3.9 | 52 | 85.7359 | 60 | iodine | [138] | [10] | 0 | 5 | 65 | normal | none | 6.7588 | 4.5119 | 30.4949 | 28.9735 | 19.3416 | 560.3928 | 0 | 0.0408 | 0.0324 | 0.11 | 0.0017 | 0.2942 | 0.0379 | 0.0114 | 0.0193 | 0.0047 | 0 | 0.0042 | 0.0135 | 0.0654 | 0.3315 | 0.0089 | 0.097 | 0.0015 | 0.0128 | 0.0108 | 0.0626 | 0.2571 | 0.003 | 0 | 0 | 0.003 | 0.0003 | 0.001 | 0.0123 | 0 | 0
4428212 | VCUG | 2 | 05m_109019_419x230x572.dat | 0.0850;0.0850;0.1928 | 419;230;572 | (0.3498;73.1327;-1.5948) | 110 | 7.85 | 62 | 85.7359 | 60 | iodine | [138] | [10] | 0 | 5 | 65 | normal | none | 6.7588 | 4.5119 | 30.4949 | 28.9735 | 19.3416 | 560.3928 | 0 | 0.0373 | 0.0291 | 0.0895 | 0.0016 | 0.2489 | 0.032 | 0.0108 | 0.0165 | 0.0042 | 0 | 0.0037 | 0.0116 | 0.0527 | 0.2582 | 0.0079 | 0.0945 | 0.0014 | 0.0113 | 0.0094 | 0.0539 | 0.2089 | 0.0029 | 0 | 0 | 0.0029 | 0.0003 | 0.0011 | 0.0115 | 0 | 0
4428212 | VCUG | 2 | 05m_109019_419x230x572.dat | 0.0850;0.0850;0.1928 | 419;230;572 | (0.3498;73.1327;-1.5948) | 110 | 9.9905 | 69 | 85.7359 | 60 | iodine | [138] | [10] | 0 | 5 | 65 | normal | none | 6.7588 | 4.5119 | 30.4949 | 28.9735 | 19.3416 | 560.3928 | 0 | 0.034 | 0.0272 | 0.0835 | 0.0016 | 0.2362 | 0.0307 | 0.0105 | 0.0151 | 0.004 | 1 | 0.0034 | 0.0107 | 0.0497 | 0.2575 | 0.0075 | 0.092 | 0.0013 | 0.0107 | 0.0088 | 0.0471 | 0.2218 | 0.0028 | 0 | 0 | 0.0028 | 0.0003 | 0.0011 | 0.0111 | 0 | 0
4428212 | VCUG | 3 | 05m_109019_419x230x572.dat | 0.0850;0.0850;0.1928 | 419;230;572 | (0.3498;73.1327;-1.5948) | 60 | 2.5 | 38 | 85.7359 | 60 | iodine | [138] | [30] | 0 | 5 | 65 | normal | none | 6.7588 | 4.5119 | 30.4949 | 28.9735 | 19.3416 | 560.3928 | 0 | 0.0627 | 0.0423 | 0.1765 | 0.0018 | 0.5398 | 0.052 | 0.0129 | 0.0313 | 0.0058 | 0 | 0.006 | 0.0204 | 0.1067 | 0.3989 | 0.0112 | 0.1422 | 0.0017 | 0.0164 | 0.0143 | 0.1048 | 0.2982 | 0.0033 | 0 | 0 | 0.0033 | 0.0003 | 0.0009 | 0.0139 | 0 | 0
4428212 | VCUG | 3 | 05m_109019_419x230x572.dat | 0.0850;0.0850;0.1928 | 419;230;572 | (0.3498;73.1327;-1.5948) | 60 | 5.7448 | 47 | 85.7359 | 60 | iodine | [138] | [30] | 0 | 5 | 65 | normal | none | 6.7588 | 4.5119 | 30.4949 | 28.9735 | 19.3416 | 560.3928 | 0 | 0.0452 | 0.0345 | 0.1341 | 0.0017 | 0.4563 | 0.0391 | 0.0115 | 0.0223 | 0.0047 | 0 | 0.0045 | 0.0151 | 0.0749 | 0.3877 | 0.009 | 0.1282 | 0.0015 | 0.0129 | 0.0112 | 0.0745 | 0.3284 | 0.0031 | 0 | 0 | 0.0031 | 0.0003 | 0.0011 | 0.0125 | 0 | 0
4428212 | VCUG | 3 | 05m_109019_419x230x572.dat | 0.0850;0.0850;0.1928 | 419;230;572 | (0.3498;73.1327;-1.5948) | 60 | 6.3535 | 49 | 85.7359 | 60 | iodine | [138] | [30] | 0 | 5 | 65 | normal | none | 6.7588 | 4.5119 | 30.4949 | 28.9735 | 19.3416 | 560.3928 | 0 | 0.0437 | 0.034 | 0.1259 | 0.0017 | 0.2755 | 0.038 | 0.0115 | 0.0207 | 0.0046 | 1 | 0.0043 | 0.0147 | 0.0705 | 0.4171 | 0.0088 | 0.1207 | 0.0015 | 0.0127 | 0.0108 | 0.0703 | 0.4132 | 0.003 | 0 | 0 | 0.0031 | 0.0003 | 0.0011 | 0.0124 | 0 | 0
4428212 | VCUG | 3 | 05m_109019_419x230x572.dat | 0.0850;0.0850;0.1928 | 419;230;572 | (0.3498;73.1327;-1.5948) | 80 | 2.9 | 44 | 85.7359 | 60 | iodine | [138] | [30] | 0 | 5 | 65 | normal | none | 6.7588 | 4.5119 | 30.4949 | 28.9735 | 19.3416 | 560.3928 | 0 | 0.0509 | 0.0379 | 0.1466 | 0.0018 | 0.2793 | 0.0445 | 0.0122 | 0.0249 | 0.0052 | 1 | 0.005 | 0.0165 | 0.0822 | 0.361 | 0.0099 | 0.1432 | 0.0016 | 0.0144 | 0.0124 | 0.0817 | 0.2301 | 0.0032 | 0 | 0 | 0.0032 | 0.0003 | 0.001 | 0.0132 | 0 | 0
4428212 | VCUG | 3 | 05m_109019_419x230x572.dat | 0.0850;0.0850;0.1928 | 419;230;572 | (0.3498;73.1327;-1.5948) | 80 | 7.702 | 57 | 85.7359 | 60 | iodine | [138] | [30] | 0 | 5 | 65 | normal | none | 6.7588 | 4.5119 | 30.4949 | 28.9735 | 19.3416 | 560.3928 | 0 | 0.0389 | 0.0308 | 0.1033 | 0.0016 | 0.2726 | 0.0346 | 0.0111 | 0.0176 | 0.0043 | 1 | 0.0038 | 0.0124 | 0.0572 | 0.2623 | 0.0081 | 0.1045 | 0.0014 | 0.0115 | 0.0099 | 0.0596 | 0.2912 | 0.0029 | 0 | 0 | 0.003 | 0.0003 | 0.0011 | 0.0119 | 0 | 0
4428212 | VCUG | 3 | 05m_109019_419x230x572.dat | 0.0850;0.0850;0.1928 | 419;230;572 | (0.3498;73.1327;-1.5948) | 80 | 8.502 | 60 | 85.7359 | 60 | iodine | [138] | [30] | 0 | 5 | 65 | normal | none | 6.7588 | 4.5119 | 30.4949 | 28.9735 | 19.3416 | 560.3928 | 0 | 0.0374 | 0.0301 | 0.0913 | 0.0016 | 0.259 | 0.0325 | 0.011 | 0.0167 | 0.0042 | 1 | 0.0037 | 0.012 | 0.056 | 0.3125 | 0.0079 | 0.0972 | 0.0014 | 0.0114 | 0.0095 | 0.0549 | 0.2401 | 0.0029 | 0 | 0 | 0.003 | 0.0004 | 0.0012 | 0.0118 | 0 | 0
4428212 | VCUG | 3 | 05m_109019_419x230x572.dat | 0.0850;0.0850;0.1928 | 419;230;572 | (0.3498;73.1327;-1.5948) | 110 | 3.9 | 52 | 85.7359 | 60 | iodine | [138] | [30] | 0 | 5 | 65 | normal | none | 6.7588 | 4.5119 | 30.4949 | 28.9735 | 19.3416 | 560.3928 | 0 | 0.041 | 0.0325 | 0.1116 | 0.0017 | 0.2956 | 0.0382 | 0.0115 | 0.0194 | 0.0047 | 0 | 0.0043 | 0.0136 | 0.0654 | 0.3315 | 0.0089 | 0.098 | 0.0015 | 0.0128 | 0.0109 | 0.063 | 0.2646 | 0.003 | 0 | 0 | 0.0031 | 0.0003 | 0.001 | 0.0124 | 0 | 0
4428212 | VCUG | 3 | 05m_109019_419x230x572.dat | 0.0850;0.0850;0.1928 | 419;230;572 | (0.3498;73.1327;-1.5948) | 110 | 7.85 | 62 | 85.7359 | 60 | iodine | [138] | [30] | 0 | 5 | 65 | normal | none | 6.7588 | 4.5119 | 30.4949 | 28.9735 | 19.3416 | 560.3928 | 0 | 0.0376 | 0.0292 | 0.0901 | 0.0016 | 0.2555 | 0.0323 | 0.0109 | 0.0165 | 0.0042 | 0 | 0.0037 | 0.0117 | 0.0527 | 0.2603 | 0.0079 | 0.0961 | 0.0014 | 0.0113 | 0.0095 | 0.0542 | 0.2118 | 0.0029 | 0 | 0 | 0.0029 | 0.0003 | 0.0011 | 0.0116 | 0 | 0
4428212 | VCUG | 3 | 05m_109019_419x230x572.dat | 0.0850;0.0850;0.1928 | 419;230;572 | (0.3498;73.1327;-1.5948) | 110 | 9.9905 | 69 | 85.7359 | 60 | iodine | [138] | [30] | 0 | 5 | 65 | normal | none | 6.7588 | 4.5119 | 30.4949 | 28.9735 | 19.3416 | 560.3928 | 0 | 0.0343 | 0.0273 | 0.0842 | 0.0016 | 0.2345 | 0.0307 | 0.0106 | 0.0152 | 0.004 | 1 | 0.0034 | 0.0107 | 0.0499 | 0.2529 | 0.0076 | 0.0925 | 0.0013 | 0.0107 | 0.0088 | 0.0472 | 0.2219 | 0.0028 | 0 | 0 | 0.0028 | 0.0003 | 0.0011 | 0.0113 | 0 | 0
4428212 | VCUG | 4 | 05m_109019_419x230x572.dat | 0.0850;0.0850;0.1928 | 419;230;572 | (0.3498;73.1327;1.2114) | 60 | 2.5 | 38 | 85.7359 | 60 | iodine | [138] | [50] | 0 | 5 | 65 | normal | none | 6.7588 | 6.0287 | 40.7467 | 28.9735 | 25.8438 | 748.786 | 0 | 0.0293 | 0.0365 | 0.0972 | 0.0014 | 0.3692 | 0.0229 | 0.0145 | 0.0155 | 0.0019 | 1 | 0.0027 | 0.0113 | 0.0516 | 0.2875 | 0.0045 | 0.1186 | 0.0012 | 0.0078 | 0.0063 | 0.061 | 0.2679 | 0.0037 | 0 | 0 | 0.0024 | 0.0004 | 0.0009 | 0.0158 | 0 | 0
4428212 | VCUG | 4 | 05m_109019_419x230x572.dat | 0.0850;0.0850;0.1928 | 419;230;572 | (0.3498;73.1327;1.2114) | 60 | 5.7448 | 47 | 85.7359 | 60 | iodine | [138] | [50] | 0 | 5 | 65 | normal | none | 6.7588 | 6.0287 | 40.7467 | 28.9735 | 25.8438 | 748.786 | 0 | 0.0234 | 0.0284 | 0.0748 | 0.0014 | 0.3136 | 0.019 | 0.0131 | 0.0116 | 0.0019 | 0 | 0.0022 | 0.0085 | 0.0378 | 0.2533 | 0.0042 | 0.088 | 0.0011 | 0.0067 | 0.0055 | 0.0424 | 0.152 | 0.0034 | 0 | 0 | 0.0025 | 0.0004 | 0.0011 | 0.0141 | 0 | 0
4428212 | VCUG | 4 | 05m_109019_419x230x572.dat | 0.0850;0.0850;0.1928 | 419;230;572 | (0.3498;73.1327;1.2114) | 60 | 6.3535 | 49 | 85.7359 | 60 | iodine | [138] | [50] | 0 | 5 | 65 | normal | none | 6.7588 | 6.0287 | 40.7467 | 28.9735 | 25.8438 | 748.786 | 0 | 0.0233 | 0.0273 | 0.0732 | 0.0014 | 0.2233 | 0.0188 | 0.013 | 0.0111 | 0.0019 | 1 | 0.0022 | 0.0081 | 0.0371 | 0.2671 | 0.0041 | 0.0892 | 0.0011 | 0.0066 | 0.0054 | 0.0412 | 0.1993 | 0.0034 | 0 | 0 | 0.0025 | 0.0004 | 0.0011 | 0.0141 | 0 | 0
4428212 | VCUG | 4 | 05m_109019_419x230x572.dat | 0.0850;0.0850;0.1928 | 419;230;572 | (0.3498;73.1327;1.2114) | 80 | 2.9 | 44 | 85.7359 | 60 | iodine | [138] | [50] | 0 | 5 | 65 | normal | none | 6.7588 | 6.0287 | 40.7467 | 28.9735 | 25.8438 | 748.786 | 0 | 0.0256 | 0.0304 | 0.0791 | 0.0014 | 0.2429 | 0.0208 | 0.0139 | 0.0129 | 0.0019 | 0 | 0.0024 | 0.0093 | 0.0442 | 0.2428 | 0.0044 | 0.0947 | 0.0012 | 0.0073 | 0.0059 | 0.0472 | 0.1785 | 0.0036 | 0 | 0 | 0.0024 | 0.0004 | 0.001 | 0.015 | 0 | 0
4428212 | VCUG | 4 | 05m_109019_419x230x572.dat | 0.0850;0.0850;0.1928 | 419;230;572 | (0.3498;73.1327;1.2114) | 80 | 7.702 | 57 | 85.7359 | 60 | iodine | [138] | [50] | 0 | 5 | 65 | normal | none | 6.7588 | 6.0287 | 40.7467 | 28.9735 | 25.8438 | 748.786 | 0 | 0.0212 | 0.0236 | 0.0612 | 0.0014 | 0.1807 | 0.0175 | 0.0125 | 0.0099 | 0.0019 | 0.71 | 0.002 | 0.0073 | 0.0333 | 0.196 | 0.0041 | 0.073 | 0.0011 | 0.0064 | 0.0052 | 0.0343 | 0.1559 | 0.0032 | 0 | 0 | 0.0024 | 0.0004 | 0.0011 | 0.0135 | 0 | 0
4428212 | VCUG | 4 | 05m_109019_419x230x572.dat | 0.0850;0.0850;0.1928 | 419;230;572 | (0.3498;73.1327;1.2114) | 80 | 8.502 | 60 | 85.7359 | 60 | iodine | [138] | [50] | 0 | 5 | 65 | normal | none | 6.7588 | 6.0287 | 40.7467 | 28.9735 | 25.8438 | 748.786 | 0 | 0.0208 | 0.0229 | 0.0583 | 0.0014 | 0.183 | 0.0172 | 0.0123 | 0.0096 | 0.0019 | 0 | 0.002 | 0.007 | 0.0319 | 0.1941 | 0.0041 | 0.0709 | 0.0011 | 0.0063 | 0.0051 | 0.0333 | 0.142 | 0.0032 | 0 | 0 | 0.0024 | 0.0004 | 0.0011 | 0.0133 | 0 | 0
4428212 | VCUG | 4 | 05m_109019_419x230x572.dat | 0.0850;0.0850;0.1928 | 419;230;572 | (0.3498;73.1327;1.2114) | 110 | 3.9 | 52 | 85.7359 | 60 | iodine | [138] | [50] | 0 | 5 | 65 | normal | none | 6.7588 | 6.0287 | 40.7467 | 28.9735 | 25.8438 | 748.786 | 0 | 0.0231 | 0.0254 | 0.0642 | 0.0014 | 0.2207 | 0.0188 | 0.013 | 0.0111 | 0.0019 | 0 | 0.0022 | 0.008 | 0.0369 | 0.2288 | 0.0042 | 0.0771 | 0.0011 | 0.0068 | 0.0055 | 0.0369 | 0.1687 | 0.0034 | 0 | 0 | 0.0024 | 0.0004 | 0.001 | 0.0138 | 0 | 0
4428212 | VCUG | 4 | 05m_109019_419x230x572.dat | 0.0850;0.0850;0.1928 | 419;230;572 | (0.3498;73.1327;1.2114) | 110 | 7.85 | 62 | 85.7359 | 60 | iodine | [138] | [50] | 0 | 5 | 65 | normal | none | 6.7588 | 6.0287 | 40.7467 | 28.9735 | 25.8438 | 748.786 | 0 | 0.0211 | 0.0221 | 0.0548 | 0.0013 | 0.1713 | 0.017 | 0.0122 | 0.0095 | 0.0018 | 0.702 | 0.002 | 0.0069 | 0.0314 | 0.1999 | 0.0041 | 0.0653 | 0.001 | 0.0063 | 0.0051 | 0.0314 | 0.1523 | 0.0032 | 0 | 0 | 0.0024 | 0.0004 | 0.0011 | 0.013 | 0 | 0
4428212 | VCUG | 4 | 05m_109019_419x230x572.dat | 0.0850;0.0850;0.1928 | 419;230;572 | (0.3498;73.1327;1.2114) | 110 | 9.9905 | 69 | 85.7359 | 60 | iodine | [138] | [50] | 0 | 5 | 65 | normal | none | 6.7588 | 6.0287 | 40.7467 | 28.9735 | 25.8438 | 748.786 | 0 | 0.0197 | 0.0207 | 0.049 | 0.0013 | 0.1563 | 0.0163 | 0.0118 | 0.0089 | 0.0018 | 1 | 0.0019 | 0.0065 | 0.0295 | 0.2062 | 0.004 | 0.0619 | 0.001 | 0.0062 | 0.0049 | 0.0288 | 0.1377 | 0.0031 | 0 | 0 | 0.0023 | 0.0004 | 0.0011 | 0.0126 | 0 | 0
4428212 | VCUG | 5 | 05m_109019_419x230x572.dat | 0.0850;0.0850;0.1928 | 419;230;572 | (-0.1751;73.0726;1.2071) | 60 | 2.5 | 38 | 85.8561 | 60 | iodine | [138] | [50] | 0 | 5 | 65 | normal | none | 6.8214 | 6.0312 | 41.1415 | 29.283 | 25.8909 | 758.1629 | 0 | 0.0279 | 0.0359 | 0.0975 | 0.0013 | 0.2912 | 0.0183 | 0.0143 | 0.0166 | 0.0018 | 0.7084 | 0.0021 | 0.0114 | 0.0528 | 0.3417 | 0.0055 | 0.1126 | 0.0011 | 0.0095 | 0.0083 | 0.0589 | 0.2218 | 0.0037 | 0 | 0 | 0.0024 | 0.0004 | 0.0009 | 0.0158 | 0 | 0
4428212 | VCUG | 5 | 05m_109019_419x230x572.dat | 0.0850;0.0850;0.1928 | 419;230;572 | (-0.1751;73.0726;1.2071) | 60 | 5.7448 | 47 | 85.8561 | 60 | iodine | [138] | [50] | 0 | 5 | 65 | normal | none | 6.8214 | 6.0312 | 41.1415 | 29.283 | 25.8909 | 758.1629 | 0 | 0.0231 | 0.0281 | 0.0756 | 0.0013 | 0.231 | 0.0163 | 0.0131 | 0.0123 | 0.0018 | 0.8435 | 0.0019 | 0.0086 | 0.0396 | 0.2489 | 0.0048 | 0.0875 | 0.0011 | 0.0079 | 0.0067 | 0.0427 | 0.1773 | 0.0034 | 0 | 0 | 0.0025 | 0.0004 | 0.0011 | 0.0142 | 0 | 0
4428212 | VCUG | 5 | 05m_109019_419x230x572.dat | 0.0850;0.0850;0.1928 | 419;230;572 | (-0.1751;73.0726;1.2071) | 60 | 6.3535 | 49 | 85.8561 | 60 | iodine | [138] | [50] | 0 | 5 | 65 | normal | none | 6.8214 | 6.0312 | 41.1415 | 29.283 | 25.8909 | 758.1629 | 0 | 0.0227 | 0.0273 | 0.0763 | 0.0013 | 0.2176 | 0.0159 | 0.0129 | 0.0117 | 0.0018 | 1 | 0.0019 | 0.0082 | 0.0389 | 0.2524 | 0.0047 | 0.0844 | 0.0011 | 0.0077 | 0.0065 | 0.0405 | 0.1746 | 0.0034 | 0 | 0 | 0.0025 | 0.0004 | 0.0011 | 0.014 | 0 | 0
4428212 | VCUG | 5 | 05m_109019_419x230x572.dat | 0.0850;0.0850;0.1928 | 419;230;572 | (-0.1751;73.0726;1.2071) | 80 | 2.9 | 44 | 85.8561 | 60 | iodine | [138] | [50] | 0 | 5 | 65 | normal | none | 6.8214 | 6.0312 | 41.1415 | 29.283 | 25.8909 | 758.1629 | 0 | 0.0253 | 0.0306 | 0.0813 | 0.0013 | 0.2837 | 0.0172 | 0.0137 | 0.0137 | 0.0018 | 0 | 0.002 | 0.0095 | 0.0446 | 0.3092 | 0.0052 | 0.0941 | 0.0011 | 0.0087 | 0.0074 | 0.0476 | 0.2095 | 0.0036 | 0 | 0 | 0.0024 | 0.0004 | 0.001 | 0.0149 | 0 | 0
4428212 | VCUG | 5 | 05m_109019_419x230x572.dat | 0.0850;0.0850;0.1928 | 419;230;572 | (-0.1751;73.0726;1.2071) | 80 | 7.702 | 57 | 85.8561 | 60 | iodine | [138] | [50] | 0 | 5 | 65 | normal | none | 6.8214 | 6.0312 | 41.1415 | 29.283 | 25.8909 | 758.1629 | 0 | 0.021 | 0.0237 | 0.0607 | 0.0013 | 0.1885 | 0.0154 | 0.0125 | 0.0103 | 0.0018 | 1 | 0.0018 | 0.0073 | 0.0342 | 0.2027 | 0.0046 | 0.0747 | 0.001 | 0.0073 | 0.0061 | 0.0339 | 0.1327 | 0.0032 | 0 | 0 | 0.0024 | 0.0004 | 0.0011 | 0.0135 | 0 | 0
4428212 | VCUG | 5 | 05m_109019_419x230x572.dat | 0.0850;0.0850;0.1928 | 419;230;572 | (-0.1751;73.0726;1.2071) | 80 | 8.502 | 60 | 85.8561 | 60 | iodine | [138] | [50] | 0 | 5 | 65 | normal | none | 6.8214 | 6.0312 | 41.1415 | 29.283 | 25.8909 | 758.1629 | 0 | 0.0204 | 0.0233 | 0.0573 | 0.0013 | 0.1836 | 0.0153 | 0.0122 | 0.0099 | 0.0018 | 0.5957 | 0.0018 | 0.007 | 0.0329 | 0.2048 | 0.0045 | 0.0715 | 0.001 | 0.0072 | 0.006 | 0.0326 | 0.146 | 0.0032 | 0 | 0 | 0.0024 | 0.0004 | 0.0011 | 0.0133 | 0 | 0
4428212 | VCUG | 5 | 05m_109019_419x230x572.dat | 0.0850;0.0850;0.1928 | 419;230;572 | (-0.1751;73.0726;1.2071) | 110 | 3.9 | 52 | 85.8561 | 60 | iodine | [138] | [50] | 0 | 5 | 65 | normal | none | 6.8214 | 6.0312 | 41.1415 | 29.283 | 25.8909 | 758.1629 | 0 | 0.0226 | 0.0256 | 0.0656 | 0.0013 | 0.1994 | 0.0165 | 0.013 | 0.0115 | 0.0018 | 0.7246 | 0.0019 | 0.0081 | 0.038 | 0.2417 | 0.0048 | 0.082 | 0.0011 | 0.0079 | 0.0066 | 0.0373 | 0.1804 | 0.0034 | 0 | 0 | 0.0024 | 0.0004 | 0.001 | 0.0141 | 0 | 0
4428212 | VCUG | 5 | 05m_109019_419x230x572.dat | 0.0850;0.0850;0.1928 | 419;230;572 | (-0.1751;73.0726;1.2071) | 110 | 7.85 | 62 | 85.8561 | 60 | iodine | [138] | [50] | 0 | 5 | 65 | normal | none | 6.8214 | 6.0312 | 41.1415 | 29.283 | 25.8909 | 758.1629 | 0 | 0.0206 | 0.0225 | 0.0556 | 0.0013 | 0.1581 | 0.0153 | 0.0121 | 0.0098 | 0.0018 | 0.7191 | 0.0018 | 0.0069 | 0.0322 | 0.219 | 0.0045 | 0.0657 | 0.001 | 0.0071 | 0.0059 | 0.0314 | 0.1446 | 0.0032 | 0 | 0 | 0.0024 | 0.0004 | 0.0011 | 0.0129 | 0 | 0
4428212 | VCUG | 5 | 05m_109019_419x230x572.dat | 0.0850;0.0850;0.1928 | 419;230;572 | (-0.1751;73.0726;1.2071) | 110 | 9.9905 | 69 | 85.8561 | 60 | iodine | [138] | [50] | 0 | 5 | 65 | normal | none | 6.8214 | 6.0312 | 41.1415 | 29.283 | 25.8909 | 758.1629 | 0 | 0.0193 | 0.0208 | 0.0502 | 0.0012 | 0.1546 | 0.0147 | 0.0116 | 0.0091 | 0.0018 | 0.8985 | 0.0017 | 0.0065 | 0.0295 | 0.1962 | 0.0043 | 0.0604 | 0.001 | 0.0069 | 0.0056 | 0.0291 | 0.1319 | 0.0031 | 0 | 0 | 0.0023 | 0.0004 | 0.0011 | 0.0126 | 0 | 0
4428212 | VCUG | 6 | 05m_109019_419x230x572.dat | 0.0850;0.0850;0.1928 | 419;230;572 | (0.3498;73.1327;1.2114) | 60 | 2.5 | 38 | 85.7359 | 60 | iodine | [138] | [75] | 0 | 5 | 65 | normal | none | 6.7588 | 6.0287 | 40.7467 | 28.9735 | 25.8438 | 748.786 | 0 | 0.0293 | 0.0364 | 0.0971 | 0.0014 | 0.3692 | 0.0229 | 0.0145 | 0.0155 | 0.0019 | 1 | 0.0027 | 0.0113 | 0.0516 | 0.2875 | 0.0045 | 0.1186 | 0.0012 | 0.0078 | 0.0063 | 0.0609 | 0.2679 | 0.0038 | 0 | 0 | 0.0024 | 0.0004 | 0.0009 | 0.016 | 0 | 0
4428212 | VCUG | 6 | 05m_109019_419x230x572.dat | 0.0850;0.0850;0.1928 | 419;230;572 | (0.3498;73.1327;1.2114) | 60 | 5.7448 | 47 | 85.7359 | 60 | iodine | [138] | [75] | 0 | 5 | 65 | normal | none | 6.7588 | 6.0287 | 40.7467 | 28.9735 | 25.8438 | 748.786 | 0 | 0.0235 | 0.0284 | 0.0748 | 0.0014 | 0.3136 | 0.019 | 0.0132 | 0.0116 | 0.0019 | 0 | 0.0022 | 0.0085 | 0.0378 | 0.2533 | 0.0042 | 0.088 | 0.0011 | 0.0067 | 0.0055 | 0.0424 | 0.152 | 0.0034 | 0 | 0 | 0.0025 | 0.0004 | 0.0011 | 0.0143 | 0 | 0
4428212 | VCUG | 6 | 05m_109019_419x230x572.dat | 0.0850;0.0850;0.1928 | 419;230;572 | (0.3498;73.1327;1.2114) | 60 | 6.3535 | 49 | 85.7359 | 60 | iodine | [138] | [75] | 0 | 5 | 65 | normal | none | 6.7588 | 6.0287 | 40.7467 | 28.9735 | 25.8438 | 748.786 | 0 | 0.0233 | 0.0273 | 0.0733 | 0.0014 | 0.2233 | 0.0188 | 0.013 | 0.0111 | 0.0019 | 1 | 0.0022 | 0.0081 | 0.0372 | 0.2671 | 0.0041 | 0.0892 | 0.0011 | 0.0066 | 0.0054 | 0.0412 | 0.1993 | 0.0034 | 0 | 0 | 0.0025 | 0.0004 | 0.0011 | 0.0142 | 0 | 0
4428212 | VCUG | 6 | 05m_109019_419x230x572.dat | 0.0850;0.0850;0.1928 | 419;230;572 | (0.3498;73.1327;1.2114) | 80 | 2.9 | 44 | 85.7359 | 60 | iodine | [138] | [75] | 0 | 5 | 65 | normal | none | 6.7588 | 6.0287 | 40.7467 | 28.9735 | 25.8438 | 748.786 | 0 | 0.0256 | 0.0304 | 0.0787 | 0.0014 | 0.2429 | 0.0208 | 0.0139 | 0.0129 | 0.0019 | 0 | 0.0024 | 0.0093 | 0.0441 | 0.2428 | 0.0044 | 0.0946 | 0.0012 | 0.0073 | 0.0059 | 0.0471 | 0.1785 | 0.0036 | 0 | 0 | 0.0024 | 0.0004 | 0.001 | 0.0152 | 0 | 0
4428212 | VCUG | 6 | 05m_109019_419x230x572.dat | 0.0850;0.0850;0.1928 | 419;230;572 | (0.3498;73.1327;1.2114) | 80 | 7.702 | 57 | 85.7359 | 60 | iodine | [138] | [75] | 0 | 5 | 65 | normal | none | 6.7588 | 6.0287 | 40.7467 | 28.9735 | 25.8438 | 748.786 | 0 | 0.0212 | 0.0236 | 0.0613 | 0.0014 | 0.1811 | 0.0175 | 0.0126 | 0.0099 | 0.0019 | 0.71 | 0.002 | 0.0073 | 0.0333 | 0.196 | 0.0041 | 0.073 | 0.0011 | 0.0064 | 0.0052 | 0.0343 | 0.1559 | 0.0033 | 0 | 0 | 0.0025 | 0.0004 | 0.0011 | 0.0137 | 0 | 0
4428212 | VCUG | 6 | 05m_109019_419x230x572.dat | 0.0850;0.0850;0.1928 | 419;230;572 | (0.3498;73.1327;1.2114) | 80 | 8.502 | 60 | 85.7359 | 60 | iodine | [138] | [75] | 0 | 5 | 65 | normal | none | 6.7588 | 6.0287 | 40.7467 | 28.9735 | 25.8438 | 748.786 | 0 | 0.0208 | 0.0229 | 0.0584 | 0.0014 | 0.1833 | 0.0172 | 0.0124 | 0.0096 | 0.0019 | 0 | 0.002 | 0.007 | 0.0319 | 0.1941 | 0.0041 | 0.0709 | 0.0011 | 0.0063 | 0.0051 | 0.0333 | 0.142 | 0.0033 | 0 | 0 | 0.0024 | 0.0004 | 0.0011 | 0.0136 | 0 | 0
4428212 | VCUG | 6 | 05m_109019_419x230x572.dat | 0.0850;0.0850;0.1928 | 419;230;572 | (0.3498;73.1327;1.2114) | 110 | 3.9 | 52 | 85.7359 | 60 | iodine | [138] | [75] | 0 | 5 | 65 | normal | none | 6.7588 | 6.0287 | 40.7467 | 28.9735 | 25.8438 | 748.786 | 0 | 0.0231 | 0.0255 | 0.0642 | 0.0014 | 0.2207 | 0.0188 | 0.0131 | 0.0111 | 0.0019 | 0 | 0.0022 | 0.008 | 0.0369 | 0.224 | 0.0042 | 0.0772 | 0.0011 | 0.0068 | 0.0055 | 0.0369 | 0.1687 | 0.0034 | 0 | 0 | 0.0024 | 0.0004 | 0.001 | 0.014 | 0 | 0
4428212 | VCUG | 6 | 05m_109019_419x230x572.dat | 0.0850;0.0850;0.1928 | 419;230;572 | (0.3498;73.1327;1.2114) | 110 | 7.85 | 62 | 85.7359 | 60 | iodine | [138] | [75] | 0 | 5 | 65 | normal | none | 6.7588 | 6.0287 | 40.7467 | 28.9735 | 25.8438 | 748.786 | 0 | 0.0211 | 0.0221 | 0.0548 | 0.0013 | 0.1713 | 0.017 | 0.0123 | 0.0095 | 0.0018 | 0.702 | 0.002 | 0.0069 | 0.0314 | 0.1999 | 0.0041 | 0.0653 | 0.001 | 0.0063 | 0.0051 | 0.0315 | 0.1523 | 0.0032 | 0 | 0 | 0.0024 | 0.0004 | 0.0011 | 0.0132 | 0 | 0
4428212 | VCUG | 6 | 05m_109019_419x230x572.dat | 0.0850;0.0850;0.1928 | 419;230;572 | (0.3498;73.1327;1.2114) | 110 | 9.9905 | 69 | 85.7359 | 60 | iodine | [138] | [75] | 0 | 5 | 65 | normal | none | 6.7588 | 6.0287 | 40.7467 | 28.9735 | 25.8438 | 748.786 | 0 | 0.0197 | 0.0207 | 0.0492 | 0.0013 | 0.1535 | 0.0163 | 0.0118 | 0.0089 | 0.0018 | 1 | 0.0019 | 0.0065 | 0.0295 | 0.2062 | 0.004 | 0.062 | 0.001 | 0.0062 | 0.0049 | 0.0288 | 0.1384 | 0.0031 | 0 | 0 | 0.0023 | 0.0004 | 0.0011 | 0.0127 | 0 | 0
4428212 | VCUG | 7 | 05m_109019_419x230x572.dat | 0.0850;0.0850;0.1928 | 419;230;572 | (0.3498;73.1327;1.2114) | 60 | 2.5 | 38 | 85.7359 | 60 | iodine | [138] | [100] | 1 | 5 | 65 | normal | none | 6.7588 | 6.0287 | 40.7467 | 28.9735 | 25.8438 | 748.786 | 0 | 0.0293 | 0.0365 | 0.0971 | 0.0014 | 0.3692 | 0.0229 | 0.0145 | 0.0155 | 0.0019 | 1 | 0.0027 | 0.0113 | 0.0516 | 0.2875 | 0.0045 | 0.1178 | 0.0012 | 0.0078 | 0.0064 | 0.061 | 0.2679 | 0.0038 | 0 | 0 | 0.0024 | 0.0004 | 0.0009 | 0.0161 | 0 | 0
4428212 | VCUG | 7 | 05m_109019_419x230x572.dat | 0.0850;0.0850;0.1928 | 419;230;572 | (0.3498;73.1327;1.2114) | 60 | 5.7448 | 47 | 85.7359 | 60 | iodine | [138] | [100] | 1 | 5 | 65 | normal | none | 6.7588 | 6.0287 | 40.7467 | 28.9735 | 25.8438 | 748.786 | 0 | 0.0235 | 0.0283 | 0.0749 | 0.0014 | 0.3136 | 0.019 | 0.0132 | 0.0116 | 0.0019 | 0 | 0.0022 | 0.0085 | 0.0378 | 0.2533 | 0.0042 | 0.088 | 0.0011 | 0.0067 | 0.0055 | 0.0424 | 0.152 | 0.0035 | 0 | 0 | 0.0025 | 0.0004 | 0.0011 | 0.0145 | 0 | 0
4428212 | VCUG | 7 | 05m_109019_419x230x572.dat | 0.0850;0.0850;0.1928 | 419;230;572 | (0.3498;73.1327;1.2114) | 60 | 6.3535 | 49 | 85.7359 | 60 | iodine | [138] | [100] | 1 | 5 | 65 | normal | none | 6.7588 | 6.0287 | 40.7467 | 28.9735 | 25.8438 | 748.786 | 0 | 0.0233 | 0.0273 | 0.0731 | 0.0014 | 0.2233 | 0.0188 | 0.013 | 0.0111 | 0.0019 | 1 | 0.0022 | 0.0081 | 0.0371 | 0.2671 | 0.0041 | 0.0892 | 0.0011 | 0.0066 | 0.0054 | 0.0412 | 0.1993 | 0.0035 | 0 | 0 | 0.0025 | 0.0004 | 0.0011 | 0.0144 | 0 | 0
4428212 | VCUG | 7 | 05m_109019_419x230x572.dat | 0.0850;0.0850;0.1928 | 419;230;572 | (0.3498;73.1327;1.2114) | 80 | 2.9 | 44 | 85.7359 | 60 | iodine | [138] | [100] | 1 | 5 | 65 | normal | none | 6.7588 | 6.0287 | 40.7467 | 28.9735 | 25.8438 | 748.786 | 0 | 0.0257 | 0.0304 | 0.0791 | 0.0014 | 0.2429 | 0.0209 | 0.0139 | 0.0129 | 0.0019 | 0 | 0.0024 | 0.0093 | 0.0442 | 0.2428 | 0.0044 | 0.0943 | 0.0012 | 0.0073 | 0.0059 | 0.0472 | 0.1778 | 0.0037 | 0 | 0 | 0.0024 | 0.0004 | 0.001 | 0.0153 | 0 | 0
4428212 | VCUG | 7 | 05m_109019_419x230x572.dat | 0.0850;0.0850;0.1928 | 419;230;572 | (0.3498;73.1327;1.2114) | 80 | 7.702 | 57 | 85.7359 | 60 | iodine | [138] | [100] | 1 | 5 | 65 | normal | none | 6.7588 | 6.0287 | 40.7467 | 28.9735 | 25.8438 | 748.786 | 0 | 0.0212 | 0.0236 | 0.0613 | 0.0014 | 0.1811 | 0.0175 | 0.0127 | 0.0099 | 0.0019 | 0.71 | 0.002 | 0.0073 | 0.0333 | 0.196 | 0.0041 | 0.073 | 0.0011 | 0.0064 | 0.0052 | 0.0343 | 0.1555 | 0.0033 | 0 | 0 | 0.0025 | 0.0004 | 0.0011 | 0.0138 | 0 | 0
4428212 | VCUG | 7 | 05m_109019_419x230x572.dat | 0.0850;0.0850;0.1928 | 419;230;572 | (0.3498;73.1327;1.2114) | 80 | 8.502 | 60 | 85.7359 | 60 | iodine | [138] | [100] | 1 | 5 | 65 | normal | none | 6.7588 | 6.0287 | 40.7467 | 28.9735 | 25.8438 | 748.786 | 0 | 0.0208 | 0.0229 | 0.0584 | 0.0014 | 0.1833 | 0.0172 | 0.0125 | 0.0096 | 0.0019 | 0 | 0.002 | 0.007 | 0.0319 | 0.1934 | 0.0041 | 0.0709 | 0.0011 | 0.0063 | 0.0051 | 0.0333 | 0.142 | 0.0033 | 0 | 0 | 0.0024 | 0.0004 | 0.0011 | 0.0137 | 0 | 0
4428212 | VCUG | 7 | 05m_109019_419x230x572.dat | 0.0850;0.0850;0.1928 | 419;230;572 | (0.3498;73.1327;1.2114) | 110 | 3.9 | 52 | 85.7359 | 60 | iodine | [138] | [100] | 1 | 5 | 65 | normal | none | 6.7588 | 6.0287 | 40.7467 | 28.9735 | 25.8438 | 748.786 | 0 | 0.0231 | 0.0255 | 0.0642 | 0.0014 | 0.2181 | 0.0188 | 0.0131 | 0.0111 | 0.0019 | 0 | 0.0022 | 0.008 | 0.0369 | 0.2288 | 0.0042 | 0.0772 | 0.0011 | 0.0068 | 0.0055 | 0.037 | 0.1687 | 0.0035 | 0 | 0 | 0.0024 | 0.0004 | 0.001 | 0.0142 | 0 | 0
4428212 | VCUG | 7 | 05m_109019_419x230x572.dat | 0.0850;0.0850;0.1928 | 419;230;572 | (0.3498;73.1327;1.2114) | 110 | 7.85 | 62 | 85.7359 | 60 | iodine | [138] | [100] | 1 | 5 | 65 | normal | none | 6.7588 | 6.0287 | 40.7467 | 28.9735 | 25.8438 | 748.786 | 0 | 0.0211 | 0.0221 | 0.0548 | 0.0013 | 0.1713 | 0.017 | 0.0123 | 0.0095 | 0.0018 | 0.702 | 0.002 | 0.007 | 0.0314 | 0.1963 | 0.0041 | 0.0653 | 0.001 | 0.0063 | 0.0051 | 0.0315 | 0.1523 | 0.0033 | 0 | 0 | 0.0024 | 0.0004 | 0.0011 | 0.0134 | 0 | 0
4428212 | VCUG | 7 | 05m_109019_419x230x572.dat | 0.0850;0.0850;0.1928 | 419;230;572 | (0.3498;73.1327;1.2114) | 110 | 9.9905 | 69 | 85.7359 | 60 | iodine | [138] | [100] | 1 | 5 | 65 | normal | none | 6.7588 | 6.0287 | 40.7467 | 28.9735 | 25.8438 | 748.786 | 0 | 0.0197 | 0.0207 | 0.0492 | 0.0013 | 0.1563 | 0.0163 | 0.0119 | 0.0089 | 0.0018 | 1 | 0.0019 | 0.0065 | 0.0295 | 0.2062 | 0.004 | 0.062 | 0.001 | 0.0062 | 0.0049 | 0.0288 | 0.1384 | 0.0032 | 0 | 0 | 0.0023 | 0.0004 | 0.0011 | 0.0128 | 0 | 0
4428212 | VCUG | 8 | 05m_109019_419x230x572.dat | 0.0850;0.0850;0.1928 | 419;230;572 | (-0.1751;73.0726;1.2071) | 60 | 2.5 | 38 | 85.8561 | 60 | iodine | [138] | [100] | 1 | 5 | 65 | normal | none | 6.8214 | 6.0312 | 41.1415 | 29.283 | 25.8909 | 758.1629 | 0 | 0.0279 | 0.0359 | 0.0975 | 0.0013 | 0.2912 | 0.0183 | 0.0144 | 0.0166 | 0.0018 | 0.7084 | 0.0021 | 0.0114 | 0.0528 | 0.3417 | 0.0055 | 0.1134 | 0.0011 | 0.0095 | 0.0083 | 0.0589 | 0.2218 | 0.0038 | 0 | 0 | 0.0024 | 0.0004 | 0.0009 | 0.0161 | 0 | 0
4428212 | VCUG | 8 | 05m_109019_419x230x572.dat | 0.0850;0.0850;0.1928 | 419;230;572 | (-0.1751;73.0726;1.2071) | 60 | 5.7448 | 47 | 85.8561 | 60 | iodine | [138] | [100] | 1 | 5 | 65 | normal | none | 6.8214 | 6.0312 | 41.1415 | 29.283 | 25.8909 | 758.1629 | 0 | 0.0231 | 0.0281 | 0.0756 | 0.0013 | 0.231 | 0.0163 | 0.0132 | 0.0123 | 0.0018 | 0.8435 | 0.0019 | 0.0086 | 0.0395 | 0.2489 | 0.0048 | 0.0875 | 0.0011 | 0.0079 | 0.0067 | 0.0427 | 0.1773 | 0.0035 | 0 | 0 | 0.0025 | 0.0004 | 0.0011 | 0.0146 | 0 | 0
4428212 | VCUG | 8 | 05m_109019_419x230x572.dat | 0.0850;0.0850;0.1928 | 419;230;572 | (-0.1751;73.0726;1.2071) | 60 | 6.3535 | 49 | 85.8561 | 60 | iodine | [138] | [100] | 1 | 5 | 65 | normal | none | 6.8214 | 6.0312 | 41.1415 | 29.283 | 25.8909 | 758.1629 | 0 | 0.0227 | 0.0273 | 0.0763 | 0.0013 | 0.2176 | 0.0159 | 0.013 | 0.0117 | 0.0018 | 1 | 0.0019 | 0.0082 | 0.0389 | 0.2525 | 0.0047 | 0.0844 | 0.0011 | 0.0077 | 0.0065 | 0.0406 | 0.1746 | 0.0035 | 0 | 0 | 0.0025 | 0.0004 | 0.0011 | 0.0145 | 0 | 0
4428212 | VCUG | 8 | 05m_109019_419x230x572.dat | 0.0850;0.0850;0.1928 | 419;230;572 | (-0.1751;73.0726;1.2071) | 80 | 2.9 | 44 | 85.8561 | 60 | iodine | [138] | [100] | 1 | 5 | 65 | normal | none | 6.8214 | 6.0312 | 41.1415 | 29.283 | 25.8909 | 758.1629 | 0 | 0.0253 | 0.0307 | 0.0811 | 0.0013 | 0.2837 | 0.0172 | 0.0138 | 0.0137 | 0.0018 | 0 | 0.002 | 0.0095 | 0.0446 | 0.3092 | 0.0052 | 0.0941 | 0.0011 | 0.0087 | 0.0074 | 0.0476 | 0.2095 | 0.0037 | 0 | 0 | 0.0024 | 0.0004 | 0.001 | 0.0154 | 0 | 0
4428212 | VCUG | 8 | 05m_109019_419x230x572.dat | 0.0850;0.0850;0.1928 | 419;230;572 | (-0.1751;73.0726;1.2071) | 80 | 7.702 | 57 | 85.8561 | 60 | iodine | [138] | [100] | 1 | 5 | 65 | normal | none | 6.8214 | 6.0312 | 41.1415 | 29.283 | 25.8909 | 758.1629 | 0 | 0.021 | 0.0237 | 0.0608 | 0.0013 | 0.1853 | 0.0154 | 0.0126 | 0.0103 | 0.0018 | 1 | 0.0018 | 0.0073 | 0.0343 | 0.2027 | 0.0046 | 0.0749 | 0.001 | 0.0073 | 0.0061 | 0.034 | 0.1327 | 0.0034 | 0 | 0 | 0.0024 | 0.0004 | 0.0011 | 0.0138 | 0 | 0
4428212 | VCUG | 8 | 05m_109019_419x230x572.dat | 0.0850;0.0850;0.1928 | 419;230;572 | (-0.1751;73.0726;1.2071) | 80 | 8.502 | 60 | 85.8561 | 60 | iodine | [138] | [100] | 1 | 5 | 65 | normal | none | 6.8214 | 6.0312 | 41.1415 | 29.283 | 25.8909 | 758.1629 | 0 | 0.0204 | 0.0234 | 0.0573 | 0.0013 | 0.1836 | 0.0153 | 0.0124 | 0.0099 | 0.0018 | 0.5957 | 0.0018 | 0.007 | 0.0329 | 0.2048 | 0.0045 | 0.0716 | 0.001 | 0.0072 | 0.006 | 0.0327 | 0.146 | 0.0033 | 0 | 0 | 0.0024 | 0.0004 | 0.0011 | 0.0136 | 0 | 0
4428212 | VCUG | 8 | 05m_109019_419x230x572.dat | 0.0850;0.0850;0.1928 | 419;230;572 | (-0.1751;73.0726;1.2071) | 110 | 3.9 | 52 | 85.8561 | 60 | iodine | [138] | [100] | 1 | 5 | 65 | normal | none | 6.8214 | 6.0312 | 41.1415 | 29.283 | 25.8909 | 758.1629 | 0 | 0.0226 | 0.0257 | 0.0653 | 0.0013 | 0.1994 | 0.0165 | 0.0131 | 0.0115 | 0.0018 | 0.7246 | 0.0019 | 0.0081 | 0.038 | 0.2417 | 0.0048 | 0.082 | 0.0011 | 0.0079 | 0.0066 | 0.0374 | 0.1816 | 0.0035 | 0 | 0 | 0.0024 | 0.0004 | 0.001 | 0.0144 | 0 | 0
4428212 | VCUG | 8 | 05m_109019_419x230x572.dat | 0.0850;0.0850;0.1928 | 419;230;572 | (-0.1751;73.0726;1.2071) | 110 | 7.85 | 62 | 85.8561 | 60 | iodine | [138] | [100] | 1 | 5 | 65 | normal | none | 6.8214 | 6.0312 | 41.1415 | 29.283 | 25.8909 | 758.1629 | 0 | 0.0206 | 0.0225 | 0.0558 | 0.0013 | 0.1581 | 0.0153 | 0.0122 | 0.0098 | 0.0018 | 0.7191 | 0.0018 | 0.0069 | 0.0322 | 0.219 | 0.0045 | 0.0658 | 0.001 | 0.0072 | 0.0059 | 0.0315 | 0.1453 | 0.0033 | 0 | 0 | 0.0024 | 0.0004 | 0.0011 | 0.0133 | 0 | 0
4428212 | VCUG | 8 | 05m_109019_419x230x572.dat | 0.0850;0.0850;0.1928 | 419;230;572 | (-0.1751;73.0726;1.2071) | 110 | 9.9905 | 69 | 85.8561 | 60 | iodine | [138] | [100] | 1 | 5 | 65 | normal | none | 6.8214 | 6.0312 | 41.1415 | 29.283 | 25.8909 | 758.1629 | 0 | 0.0194 | 0.0209 | 0.0501 | 0.0012 | 0.1531 | 0.0147 | 0.0118 | 0.0091 | 0.0018 | 0.8985 | 0.0017 | 0.0065 | 0.0295 | 0.1975 | 0.0043 | 0.0606 | 0.001 | 0.0069 | 0.0056 | 0.0291 | 0.1331 | 0.0032 | 0 | 0 | 0.0023 | 0.0004 | 0.0011 | 0.0129 | 0 | 0
4428212 | VCUG | 9 | 05m_109019_419x230x572.dat | 0.0850;0.0850;0.1928 | 419;230;572 | (0.3498;73.1327;1.2114) | 60 | 2.5 | 38 | 85.7359 | 60 | iodine | [138] | [100] | 1 | 5 | 65 | normal | none | 6.7588 | 6.0287 | 40.7467 | 28.9735 | 25.8438 | 748.786 | 0 | 0.0293 | 0.0365 | 0.0971 | 0.0014 | 0.3692 | 0.0229 | 0.0145 | 0.0155 | 0.0019 | 1 | 0.0027 | 0.0113 | 0.0516 | 0.2875 | 0.0045 | 0.1178 | 0.0012 | 0.0078 | 0.0064 | 0.061 | 0.2679 | 0.0038 | 0 | 0 | 0.0024 | 0.0004 | 0.0009 | 0.0161 | 0 | 0
4428212 | VCUG | 9 | 05m_109019_419x230x572.dat | 0.0850;0.0850;0.1928 | 419;230;572 | (0.3498;73.1327;1.2114) | 60 | 5.7448 | 47 | 85.7359 | 60 | iodine | [138] | [100] | 1 | 5 | 65 | normal | none | 6.7588 | 6.0287 | 40.7467 | 28.9735 | 25.8438 | 748.786 | 0 | 0.0235 | 0.0283 | 0.0749 | 0.0014 | 0.3136 | 0.019 | 0.0132 | 0.0116 | 0.0019 | 0 | 0.0022 | 0.0085 | 0.0378 | 0.2533 | 0.0042 | 0.088 | 0.0011 | 0.0067 | 0.0055 | 0.0424 | 0.152 | 0.0035 | 0 | 0 | 0.0025 | 0.0004 | 0.0011 | 0.0145 | 0 | 0
4428212 | VCUG | 9 | 05m_109019_419x230x572.dat | 0.0850;0.0850;0.1928 | 419;230;572 | (0.3498;73.1327;1.2114) | 60 | 6.3535 | 49 | 85.7359 | 60 | iodine | [138] | [100] | 1 | 5 | 65 | normal | none | 6.7588 | 6.0287 | 40.7467 | 28.9735 | 25.8438 | 748.786 | 0 | 0.0233 | 0.0273 | 0.0731 | 0.0014 | 0.2233 | 0.0188 | 0.013 | 0.0111 | 0.0019 | 1 | 0.0022 | 0.0081 | 0.0371 | 0.2671 | 0.0041 | 0.0892 | 0.0011 | 0.0066 | 0.0054 | 0.0412 | 0.1993 | 0.0035 | 0 | 0 | 0.0025 | 0.0004 | 0.0011 | 0.0144 | 0 | 0
4428212 | VCUG | 9 | 05m_109019_419x230x572.dat | 0.0850;0.0850;0.1928 | 419;230;572 | (0.3498;73.1327;1.2114) | 80 | 2.9 | 44 | 85.7359 | 60 | iodine | [138] | [100] | 1 | 5 | 65 | normal | none | 6.7588 | 6.0287 | 40.7467 | 28.9735 | 25.8438 | 748.786 | 0 | 0.0257 | 0.0304 | 0.0791 | 0.0014 | 0.2429 | 0.0209 | 0.0139 | 0.0129 | 0.0019 | 0 | 0.0024 | 0.0093 | 0.0442 | 0.2428 | 0.0044 | 0.0943 | 0.0012 | 0.0073 | 0.0059 | 0.0472 | 0.1778 | 0.0037 | 0 | 0 | 0.0024 | 0.0004 | 0.001 | 0.0153 | 0 | 0
4428212 | VCUG | 9 | 05m_109019_419x230x572.dat | 0.0850;0.0850;0.1928 | 419;230;572 | (0.3498;73.1327;1.2114) | 80 | 7.702 | 57 | 85.7359 | 60 | iodine | [138] | [100] | 1 | 5 | 65 | normal | none | 6.7588 | 6.0287 | 40.7467 | 28.9735 | 25.8438 | 748.786 | 0 | 0.0212 | 0.0236 | 0.0613 | 0.0014 | 0.1811 | 0.0175 | 0.0127 | 0.0099 | 0.0019 | 0.71 | 0.002 | 0.0073 | 0.0333 | 0.196 | 0.0041 | 0.073 | 0.0011 | 0.0064 | 0.0052 | 0.0343 | 0.1555 | 0.0033 | 0 | 0 | 0.0025 | 0.0004 | 0.0011 | 0.0138 | 0 | 0
4428212 | VCUG | 9 | 05m_109019_419x230x572.dat | 0.0850;0.0850;0.1928 | 419;230;572 | (0.3498;73.1327;1.2114) | 80 | 8.502 | 60 | 85.7359 | 60 | iodine | [138] | [100] | 1 | 5 | 65 | normal | none | 6.7588 | 6.0287 | 40.7467 | 28.9735 | 25.8438 | 748.786 | 0 | 0.0208 | 0.0229 | 0.0584 | 0.0014 | 0.1833 | 0.0172 | 0.0125 | 0.0096 | 0.0019 | 0 | 0.002 | 0.007 | 0.0319 | 0.1934 | 0.0041 | 0.0709 | 0.0011 | 0.0063 | 0.0051 | 0.0333 | 0.142 | 0.0033 | 0 | 0 | 0.0024 | 0.0004 | 0.0011 | 0.0137 | 0 | 0
4428212 | VCUG | 9 | 05m_109019_419x230x572.dat | 0.0850;0.0850;0.1928 | 419;230;572 | (0.3498;73.1327;1.2114) | 110 | 3.9 | 52 | 85.7359 | 60 | iodine | [138] | [100] | 1 | 5 | 65 | normal | none | 6.7588 | 6.0287 | 40.7467 | 28.9735 | 25.8438 | 748.786 | 0 | 0.0231 | 0.0255 | 0.0642 | 0.0014 | 0.2181 | 0.0188 | 0.0131 | 0.0111 | 0.0019 | 0 | 0.0022 | 0.008 | 0.0369 | 0.2288 | 0.0042 | 0.0772 | 0.0011 | 0.0068 | 0.0055 | 0.037 | 0.1687 | 0.0035 | 0 | 0 | 0.0024 | 0.0004 | 0.001 | 0.0142 | 0 | 0
4428212 | VCUG | 9 | 05m_109019_419x230x572.dat | 0.0850;0.0850;0.1928 | 419;230;572 | (0.3498;73.1327;1.2114) | 110 | 7.85 | 62 | 85.7359 | 60 | iodine | [138] | [100] | 1 | 5 | 65 | normal | none | 6.7588 | 6.0287 | 40.7467 | 28.9735 | 25.8438 | 748.786 | 0 | 0.0211 | 0.0221 | 0.0548 | 0.0013 | 0.1713 | 0.017 | 0.0123 | 0.0095 | 0.0018 | 0.702 | 0.002 | 0.007 | 0.0314 | 0.1963 | 0.0041 | 0.0653 | 0.001 | 0.0063 | 0.0051 | 0.0315 | 0.1523 | 0.0033 | 0 | 0 | 0.0024 | 0.0004 | 0.0011 | 0.0134 | 0 | 0
4428212 | VCUG | 9 | 05m_109019_419x230x572.dat | 0.0850;0.0850;0.1928 | 419;230;572 | (0.3498;73.1327;1.2114) | 110 | 9.9905 | 69 | 85.7359 | 60 | iodine | [138] | [100] | 1 | 5 | 65 | normal | none | 6.7588 | 6.0287 | 40.7467 | 28.9735 | 25.8438 | 748.786 | 0 | 0.0197 | 0.0207 | 0.0492 | 0.0013 | 0.1563 | 0.0163 | 0.0119 | 0.0089 | 0.0018 | 1 | 0.0019 | 0.0065 | 0.0295 | 0.2062 | 0.004 | 0.062 | 0.001 | 0.0062 | 0.0049 | 0.0288 | 0.1384 | 0.0032 | 0 | 0 | 0.0023 | 0.0004 | 0.0011 | 0.0128 | 0 | 0
4428212 | VCUG | 10 | 05m_109019_419x230x572.dat | 0.0850;0.0850;0.1928 | 419;230;572 | (0.3498;73.1327;1.2114) | 60 | 2.5 | 38 | 85.7359 | 60 | iodine | [138] | [70] | 0 | 5 | 65 | normal | none | 6.7588 | 6.0287 | 40.7467 | 28.9735 | 25.8438 | 748.786 | 0 | 0.0293 | 0.0364 | 0.0971 | 0.0014 | 0.3692 | 0.0229 | 0.0145 | 0.0155 | 0.0019 | 1 | 0.0027 | 0.0113 | 0.0516 | 0.2875 | 0.0045 | 0.1186 | 0.0012 | 0.0078 | 0.0063 | 0.061 | 0.2679 | 0.0038 | 0 | 0 | 0.0024 | 0.0004 | 0.0009 | 0.0159 | 0 | 0
4428212 | VCUG | 10 | 05m_109019_419x230x572.dat | 0.0850;0.0850;0.1928 | 419;230;572 | (0.3498;73.1327;1.2114) | 60 | 5.7448 | 47 | 85.7359 | 60 | iodine | [138] | [70] | 0 | 5 | 65 | normal | none | 6.7588 | 6.0287 | 40.7467 | 28.9735 | 25.8438 | 748.786 | 0 | 0.0235 | 0.0284 | 0.0747 | 0.0014 | 0.3136 | 0.019 | 0.0132 | 0.0116 | 0.0019 | 0 | 0.0022 | 0.0085 | 0.0378 | 0.2533 | 0.0042 | 0.088 | 0.0011 | 0.0067 | 0.0055 | 0.0424 | 0.152 | 0.0034 | 0 | 0 | 0.0025 | 0.0004 | 0.0011 | 0.0143 | 0 | 0
4428212 | VCUG | 10 | 05m_109019_419x230x572.dat | 0.0850;0.0850;0.1928 | 419;230;572 | (0.3498;73.1327;1.2114) | 60 | 6.3535 | 49 | 85.7359 | 60 | iodine | [138] | [70] | 0 | 5 | 65 | normal | none | 6.7588 | 6.0287 | 40.7467 | 28.9735 | 25.8438 | 748.786 | 0 | 0.0233 | 0.0273 | 0.0732 | 0.0014 | 0.2233 | 0.0188 | 0.013 | 0.0111 | 0.0019 | 1 | 0.0022 | 0.0081 | 0.0371 | 0.2671 | 0.0041 | 0.0889 | 0.0011 | 0.0066 | 0.0054 | 0.0412 | 0.1993 | 0.0034 | 0 | 0 | 0.0025 | 0.0004 | 0.0011 | 0.0142 | 0 | 0
4428212 | VCUG | 10 | 05m_109019_419x230x572.dat | 0.0850;0.0850;0.1928 | 419;230;572 | (0.3498;73.1327;1.2114) | 80 | 2.9 | 44 | 85.7359 | 60 | iodine | [138] | [70] | 0 | 5 | 65 | normal | none | 6.7588 | 6.0287 | 40.7467 | 28.9735 | 25.8438 | 748.786 | 0 | 0.0256 | 0.0304 | 0.0791 | 0.0014 | 0.2429 | 0.0208 | 0.0139 | 0.0129 | 0.0019 | 0 | 0.0024 | 0.0093 | 0.0441 | 0.2428 | 0.0044 | 0.0947 | 0.0012 | 0.0073 | 0.0059 | 0.0471 | 0.1785 | 0.0036 | 0 | 0 | 0.0024 | 0.0004 | 0.001 | 0.0152 | 0 | 0
4428212 | VCUG | 10 | 05m_109019_419x230x572.dat | 0.0850;0.0850;0.1928 | 419;230;572 | (0.3498;73.1327;1.2114) | 80 | 7.702 | 57 | 85.7359 | 60 | iodine | [138] | [70] | 0 | 5 | 65 | normal | none | 6.7588 | 6.0287 | 40.7467 | 28.9735 | 25.8438 | 748.786 | 0 | 0.0212 | 0.0236 | 0.0613 | 0.0014 | 0.1811 | 0.0175 | 0.0126 | 0.0099 | 0.0019 | 0.71 | 0.002 | 0.0073 | 0.0333 | 0.1929 | 0.0041 | 0.0728 | 0.0011 | 0.0064 | 0.0052 | 0.0343 | 0.1559 | 0.0033 | 0 | 0 | 0.0025 | 0.0004 | 0.0011 | 0.0137 | 0 | 0
4428212 | VCUG | 10 | 05m_109019_419x230x572.dat | 0.0850;0.0850;0.1928 | 419;230;572 | (0.3498;73.1327;1.2114) | 80 | 8.502 | 60 | 85.7359 | 60 | iodine | [138] | [70] | 0 | 5 | 65 | normal | none | 6.7588 | 6.0287 | 40.7467 | 28.9735 | 25.8438 | 748.786 | 0 | 0.0208 | 0.0229 | 0.0584 | 0.0014 | 0.1833 | 0.0172 | 0.0124 | 0.0096 | 0.0019 | 0 | 0.002 | 0.007 | 0.0319 | 0.1941 | 0.0041 | 0.0711 | 0.0011 | 0.0063 | 0.0051 | 0.0333 | 0.142 | 0.0033 | 0 | 0 | 0.0024 | 0.0004 | 0.0011 | 0.0135 | 0 | 0
4428212 | VCUG | 10 | 05m_109019_419x230x572.dat | 0.0850;0.0850;0.1928 | 419;230;572 | (0.3498;73.1327;1.2114) | 110 | 3.9 | 52 | 85.7359 | 60 | iodine | [138] | [70] | 0 | 5 | 65 | normal | none | 6.7588 | 6.0287 | 40.7467 | 28.9735 | 25.8438 | 748.786 | 0 | 0.0231 | 0.0254 | 0.0643 | 0.0014 | 0.2207 | 0.0188 | 0.0131 | 0.0111 | 0.0019 | 0 | 0.0022 | 0.008 | 0.037 | 0.224 | 0.0042 | 0.0772 | 0.0011 | 0.0068 | 0.0055 | 0.0369 | 0.1687 | 0.0034 | 0 | 0 | 0.0024 | 0.0004 | 0.001 | 0.0139 | 0 | 0
4428212 | VCUG | 10 | 05m_109019_419x230x572.dat | 0.0850;0.0850;0.1928 | 419;230;572 | (0.3498;73.1327;1.2114) | 110 | 7.85 | 62 | 85.7359 | 60 | iodine | [138] | [70] | 0 | 5 | 65 | normal | none | 6.7588 | 6.0287 | 40.7467 | 28.9735 | 25.8438 | 748.786 | 0 | 0.0211 | 0.0221 | 0.0547 | 0.0013 | 0.1713 | 0.017 | 0.0122 | 0.0095 | 0.0018 | 0.702 | 0.002 | 0.0069 | 0.0314 | 0.1999 | 0.0041 | 0.0652 | 0.001 | 0.0063 | 0.0051 | 0.0315 | 0.1523 | 0.0032 | 0 | 0 | 0.0024 | 0.0004 | 0.0011 | 0.0132 | 0 | 0
4428212 | VCUG | 10 | 05m_109019_419x230x572.dat | 0.0850;0.0850;0.1928 | 419;230;572 | (0.3498;73.1327;1.2114) | 110 | 9.9905 | 69 | 85.7359 | 60 | iodine | [138] | [70] | 0 | 5 | 65 | normal | none | 6.7588 | 6.0287 | 40.7467 | 28.9735 | 25.8438 | 748.786 | 0 | 0.0197 | 0.0207 | 0.0492 | 0.0013 | 0.1536 | 0.0163 | 0.0118 | 0.0089 | 0.0018 | 1 | 0.0019 | 0.0065 | 0.0295 | 0.2062 | 0.004 | 0.0621 | 0.001 | 0.0062 | 0.0049 | 0.0288 | 0.1384 | 0.0031 | 0 | 0 | 0.0023 | 0.0004 | 0.0011 | 0.0127 | 0 | 0
4428212 | VCUG | 11 | 05m_109019_419x230x572.dat | 0.0850;0.0850;0.1928 | 419;230;572 | (0.3498;73.1327;1.2114) | 60 | 2.5 | 38 | 85.7359 | 60 | iodine | [138] | [50] | 1 | 5 | 65 | normal | none | 6.7588 | 6.0287 | 40.7467 | 28.9735 | 25.8438 | 748.786 | 0 | 0.0293 | 0.0365 | 0.0972 | 0.0014 | 0.3692 | 0.0229 | 0.0145 | 0.0155 | 0.0019 | 1 | 0.0027 | 0.0113 | 0.0516 | 0.2875 | 0.0045 | 0.1186 | 0.0012 | 0.0078 | 0.0063 | 0.061 | 0.2679 | 0.0037 | 0 | 0 | 0.0024 | 0.0004 | 0.0009 | 0.0158 | 0 | 0
4428212 | VCUG | 11 | 05m_109019_419x230x572.dat | 0.0850;0.0850;0.1928 | 419;230;572 | (0.3498;73.1327;1.2114) | 60 | 5.7448 | 47 | 85.7359 | 60 | iodine | [138] | [50] | 1 | 5 | 65 | normal | none | 6.7588 | 6.0287 | 40.7467 | 28.9735 | 25.8438 | 748.786 | 0 | 0.0234 | 0.0284 | 0.0748 | 0.0014 | 0.3136 | 0.019 | 0.0131 | 0.0116 | 0.0019 | 0 | 0.0022 | 0.0085 | 0.0378 | 0.2533 | 0.0042 | 0.088 | 0.0011 | 0.0067 | 0.0055 | 0.0424 | 0.152 | 0.0034 | 0 | 0 | 0.0025 | 0.0004 | 0.0011 | 0.0141 | 0 | 0
4428212 | VCUG | 11 | 05m_109019_419x230x572.dat | 0.0850;0.0850;0.1928 | 419;230;572 | (0.3498;73.1327;1.2114) | 60 | 6.3535 | 49 | 85.7359 | 60 | iodine | [138] | [50] | 1 | 5 | 65 | normal | none | 6.7588 | 6.0287 | 40.7467 | 28.9735 | 25.8438 | 748.786 | 0 | 0.0233 | 0.0273 | 0.0732 | 0.0014 | 0.2233 | 0.0188 | 0.013 | 0.0111 | 0.0019 | 1 | 0.0022 | 0.0081 | 0.0371 | 0.2671 | 0.0041 | 0.0892 | 0.0011 | 0.0066 | 0.0054 | 0.0412 | 0.1993 | 0.0034 | 0 | 0 | 0.0025 | 0.0004 | 0.0011 | 0.0141 | 0 | 0
4428212 | VCUG | 11 | 05m_109019_419x230x572.dat | 0.0850;0.0850;0.1928 | 419;230;572 | (0.3498;73.1327;1.2114) | 80 | 2.9 | 44 | 85.7359 | 60 | iodine | [138] | [50] | 1 | 5 | 65 | normal | none | 6.7588 | 6.0287 | 40.7467 | 28.9735 | 25.8438 | 748.786 | 0 | 0.0256 | 0.0304 | 0.0791 | 0.0014 | 0.2429 | 0.0208 | 0.0139 | 0.0129 | 0.0019 | 0 | 0.0024 | 0.0093 | 0.0442 | 0.2428 | 0.0044 | 0.0947 | 0.0012 | 0.0073 | 0.0059 | 0.0472 | 0.1785 | 0.0036 | 0 | 0 | 0.0024 | 0.0004 | 0.001 | 0.015 | 0 | 0
4428212 | VCUG | 11 | 05m_109019_419x230x572.dat | 0.0850;0.0850;0.1928 | 419;230;572 | (0.3498;73.1327;1.2114) | 80 | 7.702 | 57 | 85.7359 | 60 | iodine | [138] | [50] | 1 | 5 | 65 | normal | none | 6.7588 | 6.0287 | 40.7467 | 28.9735 | 25.8438 | 748.786 | 0 | 0.0212 | 0.0236 | 0.0612 | 0.0014 | 0.1807 | 0.0175 | 0.0125 | 0.0099 | 0.0019 | 0.71 | 0.002 | 0.0073 | 0.0333 | 0.196 | 0.0041 | 0.073 | 0.0011 | 0.0064 | 0.0052 | 0.0343 | 0.1559 | 0.0032 | 0 | 0 | 0.0024 | 0.0004 | 0.0011 | 0.0135 | 0 | 0
4428212 | VCUG | 11 | 05m_109019_419x230x572.dat | 0.0850;0.0850;0.1928 | 419;230;572 | (0.3498;73.1327;1.2114) | 80 | 8.502 | 60 | 85.7359 | 60 | iodine | [138] | [50] | 1 | 5 | 65 | normal | none | 6.7588 | 6.0287 | 40.7467 | 28.9735 | 25.8438 | 748.786 | 0 | 0.0208 | 0.0229 | 0.0583 | 0.0014 | 0.183 | 0.0172 | 0.0123 | 0.0096 | 0.0019 | 0 | 0.002 | 0.007 | 0.0319 | 0.1941 | 0.0041 | 0.0709 | 0.0011 | 0.0063 | 0.0051 | 0.0333 | 0.142 | 0.0032 | 0 | 0 | 0.0024 | 0.0004 | 0.0011 | 0.0133 | 0 | 0
4428212 | VCUG | 11 | 05m_109019_419x230x572.dat | 0.0850;0.0850;0.1928 | 419;230;572 | (0.3498;73.1327;1.2114) | 110 | 3.9 | 52 | 85.7359 | 60 | iodine | [138] | [50] | 1 | 5 | 65 | normal | none | 6.7588 | 6.0287 | 40.7467 | 28.9735 | 25.8438 | 748.786 | 0 | 0.0231 | 0.0254 | 0.0642 | 0.0014 | 0.2207 | 0.0188 | 0.013 | 0.0111 | 0.0019 | 0 | 0.0022 | 0.008 | 0.0369 | 0.2288 | 0.0042 | 0.0771 | 0.0011 | 0.0068 | 0.0055 | 0.0369 | 0.1687 | 0.0034 | 0 | 0 | 0.0024 | 0.0004 | 0.001 | 0.0138 | 0 | 0
4428212 | VCUG | 11 | 05m_109019_419x230x572.dat | 0.0850;0.0850;0.1928 | 419;230;572 | (0.3498;73.1327;1.2114) | 110 | 7.85 | 62 | 85.7359 | 60 | iodine | [138] | [50] | 1 | 5 | 65 | normal | none | 6.7588 | 6.0287 | 40.7467 | 28.9735 | 25.8438 | 748.786 | 0 | 0.0211 | 0.0221 | 0.0548 | 0.0013 | 0.1713 | 0.017 | 0.0122 | 0.0095 | 0.0018 | 0.702 | 0.002 | 0.0069 | 0.0314 | 0.1999 | 0.0041 | 0.0653 | 0.001 | 0.0063 | 0.0051 | 0.0314 | 0.1523 | 0.0032 | 0 | 0 | 0.0024 | 0.0004 | 0.0011 | 0.013 | 0 | 0
4428212 | VCUG | 11 | 05m_109019_419x230x572.dat | 0.0850;0.0850;0.1928 | 419;230;572 | (0.3498;73.1327;1.2114) | 110 | 9.9905 | 69 | 85.7359 | 60 | iodine | [138] | [50] | 1 | 5 | 65 | normal | none | 6.7588 | 6.0287 | 40.7467 | 28.9735 | 25.8438 | 748.786 | 0 | 0.0197 | 0.0207 | 0.049 | 0.0013 | 0.1563 | 0.0163 | 0.0118 | 0.0089 | 0.0018 | 1 | 0.0019 | 0.0065 | 0.0295 | 0.2062 | 0.004 | 0.0619 | 0.001 | 0.0062 | 0.0049 | 0.0288 | 0.1377 | 0.0031 | 0 | 0 | 0.0023 | 0.0004 | 0.0011 | 0.0126 | 0 | 0
4428212 | VCUG | 12 | 05m_109019_419x230x572.dat | 0.0850;0.0850;0.1928 | 419;230;572 | (0.3498;73.1327;1.2114) | 60 | 2.5 | 38 | 85.7359 | 60 | iodine | [138] | [30] | 0 | 5 | 65 | normal | none | 6.7588 | 6.0287 | 40.7467 | 28.9735 | 25.8438 | 748.786 | 0 | 0.0293 | 0.0364 | 0.0972 | 0.0014 | 0.3692 | 0.0229 | 0.0144 | 0.0155 | 0.0019 | 1 | 0.0027 | 0.0113 | 0.0516 | 0.2875 | 0.0045 | 0.1186 | 0.0012 | 0.0078 | 0.0063 | 0.0608 | 0.2679 | 0.0036 | 0 | 0 | 0.0024 | 0.0004 | 0.0009 | 0.0155 | 0 | 0
4428212 | VCUG | 12 | 05m_109019_419x230x572.dat | 0.0850;0.0850;0.1928 | 419;230;572 | (0.3498;73.1327;1.2114) | 60 | 5.7448 | 47 | 85.7359 | 60 | iodine | [138] | [30] | 0 | 5 | 65 | normal | none | 6.7588 | 6.0287 | 40.7467 | 28.9735 | 25.8438 | 748.786 | 0 | 0.0234 | 0.0283 | 0.0747 | 0.0014 | 0.3136 | 0.019 | 0.013 | 0.0116 | 0.0019 | 0 | 0.0022 | 0.0085 | 0.0377 | 0.2533 | 0.0042 | 0.088 | 0.0011 | 0.0067 | 0.0055 | 0.0424 | 0.152 | 0.0033 | 0 | 0 | 0.0025 | 0.0004 | 0.0011 | 0.0139 | 0 | 0
4428212 | VCUG | 12 | 05m_109019_419x230x572.dat | 0.0850;0.0850;0.1928 | 419;230;572 | (0.3498;73.1327;1.2114) | 60 | 6.3535 | 49 | 85.7359 | 60 | iodine | [138] | [30] | 0 | 5 | 65 | normal | none | 6.7588 | 6.0287 | 40.7467 | 28.9735 | 25.8438 | 748.786 | 0 | 0.0233 | 0.0272 | 0.0733 | 0.0014 | 0.2233 | 0.0188 | 0.0129 | 0.0111 | 0.0019 | 1 | 0.0022 | 0.0081 | 0.0371 | 0.2671 | 0.0041 | 0.0887 | 0.0011 | 0.0066 | 0.0054 | 0.0412 | 0.1993 | 0.0033 | 0 | 0 | 0.0025 | 0.0004 | 0.0011 | 0.0138 | 0 | 0
4428212 | VCUG | 12 | 05m_109019_419x230x572.dat | 0.0850;0.0850;0.1928 | 419;230;572 | (0.3498;73.1327;1.2114) | 80 | 2.9 | 44 | 85.7359 | 60 | iodine | [138] | [30] | 0 | 5 | 65 | normal | none | 6.7588 | 6.0287 | 40.7467 | 28.9735 | 25.8438 | 748.786 | 0 | 0.0256 | 0.0304 | 0.0788 | 0.0014 | 0.2429 | 0.0208 | 0.0138 | 0.0129 | 0.0019 | 0 | 0.0024 | 0.0093 | 0.0441 | 0.2428 | 0.0044 | 0.0945 | 0.0012 | 0.0073 | 0.0059 | 0.0471 | 0.1785 | 0.0035 | 0 | 0 | 0.0024 | 0.0004 | 0.001 | 0.0148 | 0 | 0
4428212 | VCUG | 12 | 05m_109019_419x230x572.dat | 0.0850;0.0850;0.1928 | 419;230;572 | (0.3498;73.1327;1.2114) | 80 | 7.702 | 57 | 85.7359 | 60 | iodine | [138] | [30] | 0 | 5 | 65 | normal | none | 6.7588 | 6.0287 | 40.7467 | 28.9735 | 25.8438 | 748.786 | 0 | 0.0212 | 0.0236 | 0.0613 | 0.0014 | 0.1811 | 0.0175 | 0.0125 | 0.0099 | 0.0019 | 0.71 | 0.002 | 0.0072 | 0.0333 | 0.196 | 0.0041 | 0.073 | 0.0011 | 0.0064 | 0.0052 | 0.0343 | 0.1559 | 0.0032 | 0 | 0 | 0.0024 | 0.0004 | 0.0011 | 0.0133 | 0 | 0
4428212 | VCUG | 12 | 05m_109019_419x230x572.dat | 0.0850;0.0850;0.1928 | 419;230;572 | (0.3498;73.1327;1.2114) | 80 | 8.502 | 60 | 85.7359 | 60 | iodine | [138] | [30] | 0 | 5 | 65 | normal | none | 6.7588 | 6.0287 | 40.7467 | 28.9735 | 25.8438 | 748.786 | 0 | 0.0208 | 0.0229 | 0.0584 | 0.0014 | 0.1827 | 0.0172 | 0.0123 | 0.0096 | 0.0019 | 0 | 0.002 | 0.007 | 0.0319 | 0.1941 | 0.0041 | 0.071 | 0.0011 | 0.0063 | 0.0051 | 0.0332 | 0.1406 | 0.0032 | 0 | 0 | 0.0024 | 0.0004 | 0.0011 | 0.0131 | 0 | 0
4428212 | VCUG | 12 | 05m_109019_419x230x572.dat | 0.0850;0.0850;0.1928 | 419;230;572 | (0.3498;73.1327;1.2114) | 110 | 3.9 | 52 | 85.7359 | 60 | iodine | [138] | [30] | 0 | 5 | 65 | normal | none | 6.7588 | 6.0287 | 40.7467 | 28.9735 | 25.8438 | 748.786 | 0 | 0.0231 | 0.0254 | 0.0641 | 0.0014 | 0.2198 | 0.0188 | 0.013 | 0.0111 | 0.0019 | 0 | 0.0022 | 0.008 | 0.0368 | 0.2269 | 0.0042 | 0.0771 | 0.0011 | 0.0068 | 0.0055 | 0.0369 | 0.1687 | 0.0033 | 0 | 0 | 0.0024 | 0.0004 | 0.001 | 0.0136 | 0 | 0
4428212 | VCUG | 12 | 05m_109019_419x230x572.dat | 0.0850;0.0850;0.1928 | 419;230;572 | (0.3498;73.1327;1.2114) | 110 | 7.85 | 62 | 85.7359 | 60 | iodine | [138] | [30] | 0 | 5 | 65 | normal | none | 6.7588 | 6.0287 | 40.7467 | 28.9735 | 25.8438 | 748.786 | 0 | 0.021 | 0.022 | 0.0548 | 0.0013 | 0.1713 | 0.0169 | 0.0121 | 0.0095 | 0.0018 | 0.702 | 0.002 | 0.0069 | 0.0314 | 0.1999 | 0.0041 | 0.0652 | 0.001 | 0.0063 | 0.0051 | 0.0315 | 0.1503 | 0.0031 | 0 | 0 | 0.0024 | 0.0004 | 0.0011 | 0.0129 | 0 | 0
4428212 | VCUG | 12 | 05m_109019_419x230x572.dat | 0.0850;0.0850;0.1928 | 419;230;572 | (0.3498;73.1327;1.2114) | 110 | 9.9905 | 69 | 85.7359 | 60 | iodine | [138] | [30] | 0 | 5 | 65 | normal | none | 6.7588 | 6.0287 | 40.7467 | 28.9735 | 25.8438 | 748.786 | 0 | 0.0197 | 0.0207 | 0.0491 | 0.0013 | 0.1563 | 0.0163 | 0.0117 | 0.0089 | 0.0018 | 1 | 0.0019 | 0.0065 | 0.0295 | 0.2062 | 0.004 | 0.062 | 0.001 | 0.0061 | 0.0049 | 0.0288 | 0.1383 | 0.003 | 0 | 0 | 0.0023 | 0.0004 | 0.0011 | 0.0124 | 0 | 0
4428212 | VCUG | 13 | 05m_109019_419x230x572.dat | 0.0850;0.0850;0.1928 | 419;230;572 | (0.1749;69.2650;7.9602) | 60 | 2.5 | 38 | 83.87 | 60 | iodine | [138] | [10] | 1 | 5 | 65 | normal | none | 7.8373 | 10.2516 | 80.3445 | 32.8656 | 42.99 | 1412.893 | 0 | 0.0054 | 0.0168 | 0.0234 | 0.0017 | 0.1042 | 0.0112 | 0.0122 | 0.0029 | 0.0011 | 0.6343 | 0.0008 | 0.0014 | 0.0101 | 0.1182 | 0.0027 | 0.0346 | 0.0014 | 0.0018 | 0.0028 | 0.0121 | 0.0607 | 0.0041 | 0 | 0 | 0.0028 | 0.0004 | 0.0009 | 0.0152 | 0 | 0
4428212 | VCUG | 13 | 05m_109019_419x230x572.dat | 0.0850;0.0850;0.1928 | 419;230;572 | (0.1749;69.2650;7.9602) | 60 | 5.7448 | 47 | 83.87 | 60 | iodine | [138] | [10] | 1 | 5 | 65 | normal | none | 7.8373 | 10.2516 | 80.3445 | 32.8656 | 42.99 | 1412.893 | 0 | 0.0056 | 0.0122 | 0.0187 | 0.0017 | 0.0802 | 0.0102 | 0.0127 | 0.0026 | 0.0012 | 0.3493 | 0.0008 | 0.0014 | 0.0088 | 0.0926 | 0.0026 | 0.0265 | 0.0013 | 0.0019 | 0.0026 | 0.0098 | 0.0456 | 0.0039 | 0 | 0 | 0.0028 | 0.0004 | 0.0011 | 0.0148 | 0 | 0
4428212 | VCUG | 13 | 05m_109019_419x230x572.dat | 0.0850;0.0850;0.1928 | 419;230;572 | (0.1749;69.2650;7.9602) | 60 | 6.3535 | 49 | 83.87 | 60 | iodine | [138] | [10] | 1 | 5 | 65 | normal | none | 7.8373 | 10.2516 | 80.3445 | 32.8656 | 42.99 | 1412.893 | 0 | 0.0056 | 0.0116 | 0.0183 | 0.0017 | 0.0739 | 0.0102 | 0.0127 | 0.0026 | 0.0012 | 0.4545 | 0.0008 | 0.0014 | 0.0087 | 0.0878 | 0.0026 | 0.0255 | 0.0012 | 0.0019 | 0.0025 | 0.0096 | 0.0462 | 0.0039 | 0 | 0 | 0.0028 | 0.0004 | 0.0012 | 0.0147 | 0 | 0
4428212 | VCUG | 13 | 05m_109019_419x230x572.dat | 0.0850;0.0850;0.1928 | 419;230;572 | (0.1749;69.2650;7.9602) | 80 | 2.9 | 44 | 83.87 | 60 | iodine | [138] | [10] | 1 | 5 | 65 | normal | none | 7.8373 | 10.2516 | 80.3445 | 32.8656 | 42.99 | 1412.893 | 0 | 0.0055 | 0.0133 | 0.0202 | 0.0017 | 0.0892 | 0.0108 | 0.0125 | 0.0028 | 0.0011 | 0.5764 | 0.0008 | 0.0014 | 0.0095 | 0.0996 | 0.0027 | 0.0292 | 0.0013 | 0.0018 | 0.0027 | 0.0108 | 0.0533 | 0.004 | 0 | 0 | 0.0028 | 0.0004 | 0.001 | 0.015 | 0 | 0
4428212 | VCUG | 13 | 05m_109019_419x230x572.dat | 0.0850;0.0850;0.1928 | 419;230;572 | (0.1749;69.2650;7.9602) | 80 | 7.702 | 57 | 83.87 | 60 | iodine | [138] | [10] | 1 | 5 | 65 | normal | none | 7.8373 | 10.2516 | 80.3445 | 32.8656 | 42.99 | 1412.893 | 0 | 0.0056 | 0.0099 | 0.0164 | 0.0016 | 0.0632 | 0.0099 | 0.0126 | 0.0025 | 0.0012 | 0.5775 | 0.0008 | 0.0014 | 0.0084 | 0.0746 | 0.0026 | 0.0234 | 0.0012 | 0.0019 | 0.0025 | 0.0089 | 0.041 | 0.0038 | 0 | 0 | 0.0027 | 0.0004 | 0.0012 | 0.0145 | 0 | 0
4428212 | VCUG | 13 | 05m_109019_419x230x572.dat | 0.0850;0.0850;0.1928 | 419;230;572 | (0.1749;69.2650;7.9602) | 80 | 8.502 | 60 | 83.87 | 60 | iodine | [138] | [10] | 1 | 5 | 65 | normal | none | 7.8373 | 10.2516 | 80.3445 | 32.8656 | 42.99 | 1412.893 | 0 | 0.0056 | 0.0095 | 0.0157 | 0.0016 | 0.0659 | 0.0098 | 0.0127 | 0.0025 | 0.0012 | 0.6011 | 0.0008 | 0.0014 | 0.0082 | 0.0772 | 0.0025 | 0.0225 | 0.0012 | 0.0019 | 0.0025 | 0.0087 | 0.0398 | 0.0038 | 0 | 0 | 0.0027 | 0.0004 | 0.0012 | 0.0144 | 0 | 0
4428212 | VCUG | 13 | 05m_109019_419x230x572.dat | 0.0850;0.0850;0.1928 | 419;230;572 | (0.1749;69.2650;7.9602) | 110 | 3.9 | 52 | 83.87 | 60 | iodine | [138] | [10] | 1 | 5 | 65 | normal | none | 7.8373 | 10.2516 | 80.3445 | 32.8656 | 42.99 | 1412.893 | 0 | 0.0055 | 0.0109 | 0.0174 | 0.0016 | 0.0707 | 0.0102 | 0.0123 | 0.0026 | 0.0012 | 0.6974 | 0.0008 | 0.0014 | 0.0088 | 0.0877 | 0.0026 | 0.025 | 0.0013 | 0.0019 | 0.0026 | 0.0097 | 0.0453 | 0.0039 | 0 | 0 | 0.0027 | 0.0004 | 0.001 | 0.0145 | 0 | 0
4428212 | VCUG | 13 | 05m_109019_419x230x572.dat | 0.0850;0.0850;0.1928 | 419;230;572 | (0.1749;69.2650;7.9602) | 110 | 7.85 | 62 | 83.87 | 60 | iodine | [138] | [10] | 1 | 5 | 65 | normal | none | 7.8373 | 10.2516 | 80.3445 | 32.8656 | 42.99 | 1412.893 | 0 | 0.0055 | 0.0093 | 0.0152 | 0.0016 | 0.061 | 0.0097 | 0.0123 | 0.0024 | 0.0012 | 0.4286 | 0.0008 | 0.0014 | 0.0082 | 0.0689 | 0.0025 | 0.022 | 0.0012 | 0.0019 | 0.0024 | 0.0087 | 0.0403 | 0.0037 | 0 | 0 | 0.0027 | 0.0004 | 0.0011 | 0.0142 | 0 | 0
4428212 | VCUG | 13 | 05m_109019_419x230x572.dat | 0.0850;0.0850;0.1928 | 419;230;572 | (0.1749;69.2650;7.9602) | 110 | 9.9905 | 69 | 83.87 | 60 | iodine | [138] | [10] | 1 | 5 | 65 | normal | none | 7.8373 | 10.2516 | 80.3445 | 32.8656 | 42.99 | 1412.893 | 0 | 0.0055 | 0.0085 | 0.0142 | 0.0015 | 0.0558 | 0.0093 | 0.0121 | 0.0024 | 0.0012 | 0.4447 | 0.0008 | 0.0014 | 0.0078 | 0.0673 | 0.0025 | 0.0206 | 0.0012 | 0.0019 | 0.0024 | 0.0082 | 0.0388 | 0.0037 | 0 | 0 | 0.0026 | 0.0004 | 0.0011 | 0.0139 | 0 | 0
4428212 | VCUG | 1 | 10f_138032_419x226x576.dat | 0.0990;0.0990;0.2425 | 419;226;576 | (0.3854;71.2860;13.1655) | 60 | 2.5 | 38 | 86.78 | 60 | iodine | [138] | [0] | 1 | 5 | 60 | normal | none | 8.3867 | 12.2401 | 102.6537 | 36.3897 | 53.1099 | 1932.653 | 0 | 0.0059 | 0.0285 | 0.0392 | 0.0019 | 0.2141 | 0.0131 | 0.0138 | 0.0042 | 0.001 | 0 | 0.0009 | 0.002 | 0.011 | 0.2177 | 0.0031 | 0.0581 | 0.0015 | 0.0019 | 0.003 | 0.0208 | 0.0792 | 0.0052 | 0 | 0 | 0.0021 | 0.0003 | 0.0009 | 0.0124 | 0 | 0
4428212 | VCUG | 1 | 10f_138032_419x226x576.dat | 0.0990;0.0990;0.2425 | 419;226;576 | (0.3854;71.2860;13.1655) | 60 | 5.7448 | 47 | 86.78 | 60 | iodine | [138] | [0] | 1 | 5 | 60 | normal | none | 8.3867 | 12.2401 | 102.6537 | 36.3897 | 53.1099 | 1932.653 | 0 | 0.0058 | 0.0208 | 0.0298 | 0.0017 | 0.1432 | 0.0112 | 0.0116 | 0.0035 | 0.0011 | 0.8083 | 0.0008 | 0.0018 | 0.0092 | 0.1762 | 0.0027 | 0.0435 | 0.0013 | 0.0019 | 0.0027 | 0.0154 | 0.0582 | 0.0045 | 0 | 0 | 0.0022 | 0.0003 | 0.0011 | 0.0105 | 0 | 0
4428212 | VCUG | 1 | 10f_138032_419x226x576.dat | 0.0990;0.0990;0.2425 | 419;226;576 | (0.3854;71.2860;13.1655) | 60 | 6.3535 | 49 | 86.78 | 60 | iodine | [138] | [0] | 1 | 5 | 60 | normal | none | 8.3867 | 12.2401 | 102.6537 | 36.3897 | 53.1099 | 1932.653 | 0 | 0.0058 | 0.0196 | 0.0285 | 0.0017 | 0.1399 | 0.0111 | 0.0114 | 0.0034 | 0.0011 | 1 | 0.0008 | 0.0018 | 0.009 | 0.1651 | 0.0027 | 0.0418 | 0.0013 | 0.0019 | 0.0026 | 0.0149 | 0.0545 | 0.0045 | 0 | 0 | 0.0022 | 0.0003 | 0.0011 | 0.0103 | 0 | 0
4428212 | VCUG | 1 | 10f_138032_419x226x576.dat | 0.0990;0.0990;0.2425 | 419;226;576 | (0.3854;71.2860;13.1655) | 80 | 2.9 | 44 | 86.78 | 60 | iodine | [138] | [0] | 1 | 5 | 60 | normal | none | 8.3867 | 12.2401 | 102.6537 | 36.3897 | 53.1099 | 1932.653 | 0 | 0.0058 | 0.0224 | 0.032 | 0.0018 | 0.1658 | 0.0122 | 0.0127 | 0.0038 | 0.0011 | 0.8981 | 0.0009 | 0.0019 | 0.01 | 0.2177 | 0.0029 | 0.0473 | 0.0014 | 0.0019 | 0.0029 | 0.0172 | 0.0632 | 0.0049 | 0 | 0 | 0.0021 | 0.0003 | 0.0009 | 0.0113 | 0 | 0
4428212 | VCUG | 1 | 10f_138032_419x226x576.dat | 0.0990;0.0990;0.2425 | 419;226;576 | (0.3854;71.2860;13.1655) | 80 | 7.702 | 57 | 86.78 | 60 | iodine | [138] | [0] | 1 | 5 | 60 | normal | none | 8.3867 | 12.2401 | 102.6537 | 36.3897 | 53.1099 | 1932.653 | 0 | 0.0058 | 0.0164 | 0.0248 | 0.0017 | 0.1048 | 0.0105 | 0.0108 | 0.0032 | 0.0011 | 0.4992 | 0.0008 | 0.0017 | 0.0084 | 0.1451 | 0.0026 | 0.0353 | 0.0012 | 0.0019 | 0.0025 | 0.0133 | 0.0487 | 0.0043 | 0 | 0 | 0.0022 | 0.0003 | 0.0011 | 0.0098 | 0 | 0
4428212 | VCUG | 1 | 10f_138032_419x226x576.dat | 0.0990;0.0990;0.2425 | 419;226;576 | (0.3854;71.2860;13.1655) | 80 | 8.502 | 60 | 86.78 | 60 | iodine | [138] | [0] | 1 | 5 | 60 | normal | none | 8.3867 | 12.2401 | 102.6537 | 36.3897 | 53.1099 | 1932.653 | 0 | 0.0058 | 0.0156 | 0.0236 | 0.0016 | 0.1007 | 0.0104 | 0.0107 | 0.0031 | 0.0011 | 0.9131 | 0.0008 | 0.0017 | 0.0082 | 0.1362 | 0.0025 | 0.0347 | 0.0012 | 0.0019 | 0.0025 | 0.0129 | 0.0467 | 0.0042 | 0 | 0 | 0.0022 | 0.0003 | 0.0011 | 0.0096 | 0 | 0
4428212 | VCUG | 1 | 10f_138032_419x226x576.dat | 0.0990;0.0990;0.2425 | 419;226;576 | (0.3854;71.2860;13.1655) | 110 | 3.9 | 52 | 86.78 | 60 | iodine | [138] | [0] | 1 | 5 | 60 | normal | none | 8.3867 | 12.2401 | 102.6537 | 36.3897 | 53.1099 | 1932.653 | 0 | 0.0057 | 0.0179 | 0.0263 | 0.0017 | 0.1147 | 0.0112 | 0.0116 | 0.0034 | 0.0011 | 0.9198 | 0.0009 | 0.0018 | 0.009 | 0.1677 | 0.0027 | 0.0374 | 0.0013 | 0.0019 | 0.0027 | 0.0147 | 0.0543 | 0.0045 | 0 | 0 | 0.0021 | 0.0003 | 0.0009 | 0.0104 | 0 | 0
4428212 | VCUG | 1 | 10f_138032_419x226x576.dat | 0.0990;0.0990;0.2425 | 419;226;576 | (0.3854;71.2860;13.1655) | 110 | 7.85 | 62 | 86.78 | 60 | iodine | [138] | [0] | 1 | 5 | 60 | normal | none | 8.3867 | 12.2401 | 102.6537 | 36.3897 | 53.1099 | 1932.653 | 0 | 0.0056 | 0.015 | 0.0226 | 0.0016 | 0.1043 | 0.0102 | 0.0104 | 0.0031 | 0.0011 | 0.6424 | 0.0008 | 0.0017 | 0.0081 | 0.1358 | 0.0025 | 0.0334 | 0.0012 | 0.0019 | 0.0025 | 0.0128 | 0.0459 | 0.0042 | 0 | 0 | 0.0021 | 0.0003 | 0.001 | 0.0096 | 0 | 0
4428212 | VCUG | 1 | 10f_138032_419x226x576.dat | 0.0990;0.0990;0.2425 | 419;226;576 | (0.3854;71.2860;13.1655) | 110 | 9.9905 | 69 | 86.78 | 60 | iodine | [138] | [0] | 1 | 5 | 60 | normal | none | 8.3867 | 12.2401 | 102.6537 | 36.3897 | 53.1099 | 1932.653 | 0 | 0.0055 | 0.0136 | 0.0211 | 0.0016 | 0.0939 | 0.0098 | 0.01 | 0.0029 | 0.0011 | 0 | 0.0008 | 0.0017 | 0.0077 | 0.1184 | 0.0024 | 0.03 | 0.0011 | 0.0019 | 0.0024 | 0.012 | 0.0411 | 0.004 | 0 | 0 | 0.0021 | 0.0003 | 0.001 | 0.0091 | 0 | 0
4428212 | VCUG | 2 | 10f_138032_419x226x576.dat | 0.0990;0.0990;0.2425 | 419;226;576 | (0.2263;71.2860;1.2253) | 60 | 2.5 | 38 | 86.78 | 60 | iodine | [138] | [10] | 0 | 5 | 60 | normal | none | 5.5911 | 5.1876 | 29.0044 | 24.2598 | 22.509 | 546.064 | 0 | 0.0885 | 0.0567 | 0.3014 | 0.0016 | 0.9466 | 0.0792 | 0.0075 | 0.0486 | 0.0078 | 0 | 0.0088 | 0.0287 | 0.1383 | 0.6719 | 0.0178 | 0.2361 | 0.002 | 0.0285 | 0.0215 | 0.1718 | 0.3737 | 0.0027 | 0 | 0 | 0.0022 | 0.0002 | 0.0009 | 0.0066 | 0 | 0
4428212 | VCUG | 2 | 10f_138032_419x226x576.dat | 0.0990;0.0990;0.2425 | 419;226;576 | (0.2263;71.2860;1.2253) | 60 | 5.7448 | 47 | 86.78 | 60 | iodine | [138] | [10] | 0 | 5 | 60 | normal | none | 5.5911 | 5.1876 | 29.0044 | 24.2598 | 22.509 | 546.064 | 0 | 0.0648 | 0.0478 | 0.2435 | 0.0015 | 0.6512 | 0.0566 | 0.0065 | 0.0326 | 0.006 | 0 | 0.0062 | 0.0206 | 0.0933 | 0.5623 | 0.0126 | 0.1793 | 0.0016 | 0.0201 | 0.0149 | 0.136 | 0.3643 | 0.0024 | 0 | 0 | 0.0022 | 0.0003 | 0.001 | 0.0057 | 0 | 0
4428212 | VCUG | 2 | 10f_138032_419x226x576.dat | 0.0990;0.0990;0.2425 | 419;226;576 | (0.2263;71.2860;1.2253) | 60 | 6.3535 | 49 | 86.78 | 60 | iodine | [138] | [10] | 0 | 5 | 60 | normal | none | 5.5911 | 5.1876 | 29.0044 | 24.2598 | 22.509 | 546.064 | 0 | 0.0601 | 0.046 | 0.2161 | 0.0015 | 0.5328 | 0.0536 | 0.0064 | 0.0315 | 0.0058 | 0 | 0.0059 | 0.0192 | 0.0823 | 0.9352 | 0.0121 | 0.1488 | 0.0016 | 0.0195 | 0.0142 | 0.1313 | 0.2736 | 0.0024 | 0 | 0 | 0.0022 | 0.0003 | 0.001 | 0.0057 | 0 | 0
4428212 | VCUG | 2 | 10f_138032_419x226x576.dat | 0.0990;0.0990;0.2425 | 419;226;576 | (0.2263;71.2860;1.2253) | 80 | 2.9 | 44 | 86.78 | 60 | iodine | [138] | [10] | 0 | 5 | 60 | normal | none | 5.5911 | 5.1876 | 29.0044 | 24.2598 | 22.509 | 546.064 | 0 | 0.0711 | 0.0515 | 0.2405 | 0.0015 | 0.4527 | 0.0609 | 0.007 | 0.0355 | 0.0066 | 0 | 0.0068 | 0.0214 | 0.0952 | 0.5593 | 0.0141 | 0.2125 | 0.0018 | 0.0221 | 0.0162 | 0.1387 | 0.3976 | 0.0025 | 0 | 0 | 0.0022 | 0.0003 | 0.0009 | 0.0062 | 0 | 0
4428212 | VCUG | 2 | 10f_138032_419x226x576.dat | 0.0990;0.0990;0.2425 | 419;226;576 | (0.2263;71.2860;1.2253) | 80 | 7.702 | 57 | 86.78 | 60 | iodine | [138] | [10] | 0 | 5 | 60 | normal | none | 5.5911 | 5.1876 | 29.0044 | 24.2598 | 22.509 | 546.064 | 0 | 0.0486 | 0.0429 | 0.1603 | 0.0014 | 0.4913 | 0.0451 | 0.0061 | 0.0244 | 0.0051 | 0 | 0.005 | 0.0154 | 0.0648 | 0.7327 | 0.0103 | 0.1605 | 0.0015 | 0.0168 | 0.0118 | 0.0919 | 0.2823 | 0.0023 | 0 | 0 | 0.0022 | 0.0003 | 0.001 | 0.0054 | 0 | 0
4428212 | VCUG | 2 | 10f_138032_419x226x576.dat | 0.0990;0.0990;0.2425 | 419;226;576 | (0.2263;71.2860;1.2253) | 80 | 8.502 | 60 | 86.78 | 60 | iodine | [138] | [10] | 0 | 5 | 60 | normal | none | 5.5911 | 5.1876 | 29.0044 | 24.2598 | 22.509 | 546.064 | 0 | 0.0475 | 0.0411 | 0.1571 | 0.0014 | 0.3895 | 0.0426 | 0.006 | 0.0229 | 0.005 | 0 | 0.0047 | 0.0146 | 0.0625 | 0.7879 | 0.0098 | 0.1663 | 0.0014 | 0.016 | 0.0112 | 0.0874 | 0.2162 | 0.0022 | 0 | 0 | 0.0021 | 0.0003 | 0.001 | 0.0053 | 0 | 0
4428212 | VCUG | 2 | 10f_138032_419x226x576.dat | 0.0990;0.0990;0.2425 | 419;226;576 | (0.2263;71.2860;1.2253) | 110 | 3.9 | 52 | 86.78 | 60 | iodine | [138] | [10] | 0 | 5 | 60 | normal | none | 5.5911 | 5.1876 | 29.0044 | 24.2598 | 22.509 | 546.064 | 0 | 0.0554 | 0.0456 | 0.1802 | 0.0015 | 0.4161 | 0.0503 | 0.0065 | 0.0266 | 0.0057 | 0 | 0.0055 | 0.0169 | 0.0725 | 0.6295 | 0.0114 | 0.1509 | 0.0016 | 0.0181 | 0.0129 | 0.1061 | 0.4096 | 0.0024 | 0 | 0 | 0.0021 | 0.0003 | 0.0009 | 0.0057 | 0 | 0
4428212 | VCUG | 2 | 10f_138032_419x226x576.dat | 0.0990;0.0990;0.2425 | 419;226;576 | (0.2263;71.2860;1.2253) | 110 | 7.85 | 62 | 86.78 | 60 | iodine | [138] | [10] | 0 | 5 | 60 | normal | none | 5.5911 | 5.1876 | 29.0044 | 24.2598 | 22.509 | 546.064 | 0 | 0.046 | 0.041 | 0.134 | 0.0014 | 0.3594 | 0.0417 | 0.0059 | 0.0215 | 0.0049 | 0 | 0.0046 | 0.0139 | 0.0596 | 0.489 | 0.0097 | 0.1352 | 0.0014 | 0.0156 | 0.011 | 0.0871 | 0.2541 | 0.0022 | 0 | 0 | 0.0021 | 0.0003 | 0.001 | 0.0053 | 0 | 0
4428212 | VCUG | 2 | 10f_138032_419x226x576.dat | 0.0990;0.0990;0.2425 | 419;226;576 | (0.2263;71.2860;1.2253) | 110 | 9.9905 | 69 | 86.78 | 60 | iodine | [138] | [10] | 0 | 5 | 60 | normal | none | 5.5911 | 5.1876 | 29.0044 | 24.2598 | 22.509 | 546.064 | 0 | 0.0415 | 0.0386 | 0.1215 | 0.0013 | 0.4299 | 0.0398 | 0.0057 | 0.0192 | 0.0046 | 0 | 0.0042 | 0.0124 | 0.056 | 0.5094 | 0.0089 | 0.1391 | 0.0013 | 0.0142 | 0.01 | 0.0726 | 0.234 | 0.0021 | 0 | 0 | 0.002 | 0.0003 | 0.001 | 0.0051 | 0 | 0
4428212 | VCUG | 3 | 10f_138032_419x226x576.dat | 0.0990;0.0990;0.2425 | 419;226;576 | (0.2263;71.2860;1.2253) | 60 | 2.5 | 38 | 86.78 | 60 | iodine | [138] | [30] | 0 | 5 | 60 | normal | none | 5.5911 | 5.1876 | 29.0044 | 24.2598 | 22.509 | 546.064 | 0 | 0.0894 | 0.057 | 0.3076 | 0.0016 | 0.8751 | 0.0805 | 0.0076 | 0.0486 | 0.0078 | 0 | 0.0088 | 0.0287 | 0.1394 | 0.6719 | 0.0179 | 0.2361 | 0.002 | 0.0285 | 0.0216 | 0.1771 | 0.3737 | 0.0027 | 0 | 0 | 0.0022 | 0.0002 | 0.0009 | 0.0066 | 0 | 0
4428212 | VCUG | 3 | 10f_138032_419x226x576.dat | 0.0990;0.0990;0.2425 | 419;226;576 | (0.2263;71.2860;1.2253) | 60 | 5.7448 | 47 | 86.78 | 60 | iodine | [138] | [30] | 0 | 5 | 60 | normal | none | 5.5911 | 5.1876 | 29.0044 | 24.2598 | 22.509 | 546.064 | 0 | 0.065 | 0.0481 | 0.2434 | 0.0015 | 0.6788 | 0.0568 | 0.0065 | 0.0328 | 0.006 | 0 | 0.0063 | 0.0206 | 0.0947 | 0.5623 | 0.0127 | 0.1784 | 0.0016 | 0.0202 | 0.015 | 0.1384 | 0.3428 | 0.0024 | 0 | 0 | 0.0022 | 0.0003 | 0.001 | 0.0057 | 0 | 0
4428212 | VCUG | 3 | 10f_138032_419x226x576.dat | 0.0990;0.0990;0.2425 | 419;226;576 | (0.2263;71.2860;1.2253) | 60 | 6.3535 | 49 | 86.78 | 60 | iodine | [138] | [30] | 0 | 5 | 60 | normal | none | 5.5911 | 5.1876 | 29.0044 | 24.2598 | 22.509 | 546.064 | 0 | 0.0603 | 0.0462 | 0.2239 | 0.0015 | 0.5328 | 0.0537 | 0.0064 | 0.0317 | 0.0058 | 0 | 0.0059 | 0.0192 | 0.0826 | 0.9352 | 0.0121 | 0.1477 | 0.0016 | 0.0196 | 0.0143 | 0.1323 | 0.284 | 0.0024 | 0 | 0 | 0.0022 | 0.0003 | 0.001 | 0.0057 | 0 | 0
4428212 | VCUG | 3 | 10f_138032_419x226x576.dat | 0.0990;0.0990;0.2425 | 419;226;576 | (0.2263;71.2860;1.2253) | 80 | 2.9 | 44 | 86.78 | 60 | iodine | [138] | [30] | 0 | 5 | 60 | normal | none | 5.5911 | 5.1876 | 29.0044 | 24.2598 | 22.509 | 546.064 | 0 | 0.071 | 0.052 | 0.2451 | 0.0015 | 0.4527 | 0.0611 | 0.007 | 0.0357 | 0.0066 | 0 | 0.0069 | 0.0215 | 0.0951 | 0.5593 | 0.0142 | 0.2131 | 0.0018 | 0.0222 | 0.0164 | 0.139 | 0.3976 | 0.0026 | 0 | 0 | 0.0022 | 0.0003 | 0.0009 | 0.0062 | 0 | 0
4428212 | VCUG | 3 | 10f_138032_419x226x576.dat | 0.0990;0.0990;0.2425 | 419;226;576 | (0.2263;71.2860;1.2253) | 80 | 7.702 | 57 | 86.78 | 60 | iodine | [138] | [30] | 0 | 5 | 60 | normal | none | 5.5911 | 5.1876 | 29.0044 | 24.2598 | 22.509 | 546.064 | 0 | 0.0489 | 0.043 | 0.1604 | 0.0014 | 0.4913 | 0.0456 | 0.0061 | 0.0245 | 0.0052 | 0 | 0.005 | 0.0155 | 0.0654 | 0.7327 | 0.0104 | 0.1616 | 0.0015 | 0.0168 | 0.0119 | 0.0911 | 0.2966 | 0.0023 | 0 | 0 | 0.0022 | 0.0003 | 0.001 | 0.0054 | 0 | 0
4428212 | VCUG | 3 | 10f_138032_419x226x576.dat | 0.0990;0.0990;0.2425 | 419;226;576 | (0.2263;71.2860;1.2253) | 80 | 8.502 | 60 | 86.78 | 60 | iodine | [138] | [30] | 0 | 5 | 60 | normal | none | 5.5911 | 5.1876 | 29.0044 | 24.2598 | 22.509 | 546.064 | 0 | 0.0476 | 0.0412 | 0.1595 | 0.0014 | 0.3895 | 0.0432 | 0.006 | 0.023 | 0.005 | 0 | 0.0048 | 0.0146 | 0.0639 | 0.8532 | 0.0099 | 0.1685 | 0.0014 | 0.0161 | 0.0113 | 0.0872 | 0.2179 | 0.0023 | 0 | 0 | 0.0021 | 0.0003 | 0.001 | 0.0053 | 0 | 0
4428212 | VCUG | 3 | 10f_138032_419x226x576.dat | 0.0990;0.0990;0.2425 | 419;226;576 | (0.2263;71.2860;1.2253) | 110 | 3.9 | 52 | 86.78 | 60 | iodine | [138] | [30] | 0 | 5 | 60 | normal | none | 5.5911 | 5.1876 | 29.0044 | 24.2598 | 22.509 | 546.064 | 0 | 0.056 | 0.0454 | 0.1806 | 0.0015 | 0.4382 | 0.0503 | 0.0065 | 0.0268 | 0.0057 | 0 | 0.0055 | 0.0169 | 0.073 | 0.6295 | 0.0114 | 0.1512 | 0.0016 | 0.0182 | 0.013 | 0.1077 | 0.4109 | 0.0024 | 0 | 0 | 0.0021 | 0.0003 | 0.0009 | 0.0057 | 0 | 0
4428212 | VCUG | 3 | 10f_138032_419x226x576.dat | 0.0990;0.0990;0.2425 | 419;226;576 | (0.2263;71.2860;1.2253) | 110 | 7.85 | 62 | 86.78 | 60 | iodine | [138] | [30] | 0 | 5 | 60 | normal | none | 5.5911 | 5.1876 | 29.0044 | 24.2598 | 22.509 | 546.064 | 0 | 0.0463 | 0.0411 | 0.1346 | 0.0014 | 0.3603 | 0.042 | 0.006 | 0.0216 | 0.0049 | 0 | 0.0047 | 0.014 | 0.0595 | 0.5165 | 0.0097 | 0.1368 | 0.0014 | 0.0156 | 0.011 | 0.0886 | 0.2651 | 0.0022 | 0 | 0 | 0.0021 | 0.0003 | 0.001 | 0.0053 | 0 | 0
4428212 | VCUG | 3 | 10f_138032_419x226x576.dat | 0.0990;0.0990;0.2425 | 419;226;576 | (0.2263;71.2860;1.2253) | 110 | 9.9905 | 69 | 86.78 | 60 | iodine | [138] | [30] | 0 | 5 | 60 | normal | none | 5.5911 | 5.1876 | 29.0044 | 24.2598 | 22.509 | 546.064 | 0 | 0.0418 | 0.0387 | 0.1208 | 0.0013 | 0.4299 | 0.0404 | 0.0057 | 0.0194 | 0.0046 | 0 | 0.0043 | 0.0125 | 0.0562 | 0.5094 | 0.0089 | 0.1378 | 0.0013 | 0.0143 | 0.0101 | 0.0737 | 0.2525 | 0.0022 | 0 | 0 | 0.002 | 0.0003 | 0.001 | 0.0051 | 0 | 0
4428212 | VCUG | 4 | 10f_138032_419x226x576.dat | 0.0990;0.0990;0.2425 | 419;226;576 | (0.2263;71.2860;1.2253) | 60 | 2.5 | 38 | 86.78 | 60 | iodine | [138] | [50] | 0 | 5 | 60 | normal | none | 5.5911 | 5.1876 | 29.0044 | 24.2598 | 22.509 | 546.064 | 0 | 0.0894 | 0.0569 | 0.3074 | 0.0016 | 0.9466 | 0.0801 | 0.0076 | 0.0488 | 0.0078 | 0 | 0.0088 | 0.0287 | 0.1397 | 0.6719 | 0.018 | 0.2361 | 0.0021 | 0.0286 | 0.0217 | 0.1771 | 0.3737 | 0.0028 | 0 | 0 | 0.0022 | 0.0003 | 0.0009 | 0.0066 | 0 | 0
4428212 | VCUG | 4 | 10f_138032_419x226x576.dat | 0.0990;0.0990;0.2425 | 419;226;576 | (0.2263;71.2860;1.2253) | 60 | 5.7448 | 47 | 86.78 | 60 | iodine | [138] | [50] | 0 | 5 | 60 | normal | none | 5.5911 | 5.1876 | 29.0044 | 24.2598 | 22.509 | 546.064 | 0 | 0.065 | 0.0482 | 0.244 | 0.0015 | 0.6788 | 0.0572 | 0.0065 | 0.0329 | 0.006 | 0 | 0.0063 | 0.0207 | 0.0946 | 0.5623 | 0.0127 | 0.1822 | 0.0016 | 0.0203 | 0.0151 | 0.1386 | 0.3643 | 0.0025 | 0 | 0 | 0.0022 | 0.0003 | 0.001 | 0.0057 | 0 | 0
4428212 | VCUG | 4 | 10f_138032_419x226x576.dat | 0.0990;0.0990;0.2425 | 419;226;576 | (0.2263;71.2860;1.2253) | 60 | 6.3535 | 49 | 86.78 | 60 | iodine | [138] | [50] | 0 | 5 | 60 | normal | none | 5.5911 | 5.1876 | 29.0044 | 24.2598 | 22.509 | 546.064 | 0 | 0.0605 | 0.0462 | 0.2248 | 0.0015 | 0.5328 | 0.054 | 0.0064 | 0.0318 | 0.0058 | 0 | 0.006 | 0.0193 | 0.083 | 0.9352 | 0.0122 | 0.1488 | 0.0016 | 0.0196 | 0.0143 | 0.1325 | 0.284 | 0.0024 | 0 | 0 | 0.0022 | 0.0003 | 0.001 | 0.0057 | 0 | 0
4428212 | VCUG | 4 | 10f_138032_419x226x576.dat | 0.0990;0.0990;0.2425 | 419;226;576 | (0.2263;71.2860;1.2253) | 80 | 2.9 | 44 | 86.78 | 60 | iodine | [138] | [50] | 0 | 5 | 60 | normal | none | 5.5911 | 5.1876 | 29.0044 | 24.2598 | 22.509 | 546.064 | 0 | 0.0709 | 0.0518 | 0.2389 | 0.0016 | 0.4527 | 0.0612 | 0.007 | 0.0358 | 0.0066 | 0 | 0.0069 | 0.0215 | 0.0957 | 0.5593 | 0.0142 | 0.2131 | 0.0018 | 0.0223 | 0.0164 | 0.1413 | 0.3976 | 0.0026 | 0 | 0 | 0.0022 | 0.0003 | 0.0009 | 0.0062 | 0 | 0
4428212 | VCUG | 4 | 10f_138032_419x226x576.dat | 0.0990;0.0990;0.2425 | 419;226;576 | (0.2263;71.2860;1.2253) | 80 | 7.702 | 57 | 86.78 | 60 | iodine | [138] | [50] | 0 | 5 | 60 | normal | none | 5.5911 | 5.1876 | 29.0044 | 24.2598 | 22.509 | 546.064 | 0 | 0.0491 | 0.0431 | 0.158 | 0.0014 | 0.4913 | 0.0456 | 0.0062 | 0.0246 | 0.0052 | 0 | 0.005 | 0.0156 | 0.0653 | 0.7327 | 0.0104 | 0.1643 | 0.0015 | 0.0169 | 0.0119 | 0.0917 | 0.2966 | 0.0023 | 0 | 0 | 0.0022 | 0.0003 | 0.001 | 0.0054 | 0 | 0
4428212 | VCUG | 4 | 10f_138032_419x226x576.dat | 0.0990;0.0990;0.2425 | 419;226;576 | (0.2263;71.2860;1.2253) | 80 | 8.502 | 60 | 86.78 | 60 | iodine | [138] | [50] | 0 | 5 | 60 | normal | none | 5.5911 | 5.1876 | 29.0044 | 24.2598 | 22.509 | 546.064 | 0 | 0.0477 | 0.0412 | 0.1572 | 0.0014 | 0.3895 | 0.0434 | 0.0061 | 0.0231 | 0.005 | 0 | 0.0048 | 0.0147 | 0.0641 | 0.8532 | 0.01 | 0.1709 | 0.0014 | 0.0161 | 0.0114 | 0.0881 | 0.2177 | 0.0023 | 0 | 0 | 0.0021 | 0.0003 | 0.001 | 0.0054 | 0 | 0
4428212 | VCUG | 4 | 10f_138032_419x226x576.dat | 0.0990;0.0990;0.2425 | 419;226;576 | (0.2263;71.2860;1.2253) | 110 | 3.9 | 52 | 86.78 | 60 | iodine | [138] | [50] | 0 | 5 | 60 | normal | none | 5.5911 | 5.1876 | 29.0044 | 24.2598 | 22.509 | 546.064 | 0 | 0.0562 | 0.0456 | 0.1753 | 0.0015 | 0.4382 | 0.0506 | 0.0065 | 0.0268 | 0.0057 | 0 | 0.0056 | 0.017 | 0.0733 | 0.6295 | 0.0115 | 0.1557 | 0.0016 | 0.0182 | 0.0131 | 0.1093 | 0.4109 | 0.0025 | 0 | 0 | 0.0021 | 0.0003 | 0.0009 | 0.0057 | 0 | 0
4428212 | VCUG | 4 | 10f_138032_419x226x576.dat | 0.0990;0.0990;0.2425 | 419;226;576 | (0.2263;71.2860;1.2253) | 110 | 7.85 | 62 | 86.78 | 60 | iodine | [138] | [50] | 0 | 5 | 60 | normal | none | 5.5911 | 5.1876 | 29.0044 | 24.2598 | 22.509 | 546.064 | 0 | 0.0464 | 0.041 | 0.1355 | 0.0014 | 0.3468 | 0.0421 | 0.006 | 0.0216 | 0.0049 | 0 | 0.0047 | 0.014 | 0.0599 | 0.4852 | 0.0098 | 0.138 | 0.0014 | 0.0157 | 0.0111 | 0.0881 | 0.2651 | 0.0023 | 0 | 0 | 0.0021 | 0.0003 | 0.001 | 0.0053 | 0 | 0
4428212 | VCUG | 4 | 10f_138032_419x226x576.dat | 0.0990;0.0990;0.2425 | 419;226;576 | (0.2263;71.2860;1.2253) | 110 | 9.9905 | 69 | 86.78 | 60 | iodine | [138] | [50] | 0 | 5 | 60 | normal | none | 5.5911 | 5.1876 | 29.0044 | 24.2598 | 22.509 | 546.064 | 0 | 0.0418 | 0.0387 | 0.1221 | 0.0014 | 0.4299 | 0.0404 | 0.0057 | 0.0195 | 0.0046 | 0 | 0.0043 | 0.0125 | 0.0564 | 0.5094 | 0.009 | 0.1399 | 0.0013 | 0.0143 | 0.0101 | 0.0733 | 0.2538 | 0.0022 | 0 | 0 | 0.002 | 0.0003 | 0.001 | 0.0051 | 0 | 0
4428212 | VCUG | 5 | 10f_138032_419x226x576.dat | 0.0990;0.0990;0.2425 | 419;226;576 | (0.1693;75.3658;4.6607) | 60 | 2.5 | 38 | 88.5212 | 60 | iodine | [138] | [50] | 0 | 5 | 60 | normal | none | 7.453 | 6.6734 | 49.737 | 32.9874 | 29.5369 | 974.3481 | 0 | 0.0487 | 0.0511 | 0.1868 | 0.0016 | 0.6724 | 0.0464 | 0.0107 | 0.0281 | 0.0037 | 0 | 0.0052 | 0.0174 | 0.0714 | 0.5933 | 0.0083 | 0.1666 | 0.0014 | 0.0134 | 0.01 | 0.1405 | 0.3355 | 0.0043 | 0 | 0 | 0.0019 | 0.0003 | 0.0008 | 0.0095 | 0 | 0
4428212 | VCUG | 5 | 10f_138032_419x226x576.dat | 0.0990;0.0990;0.2425 | 419;226;576 | (0.1693;75.3658;4.6607) | 60 | 5.7448 | 47 | 88.5212 | 60 | iodine | [138] | [50] | 0 | 5 | 60 | normal | none | 7.453 | 6.6734 | 49.737 | 32.9874 | 29.5369 | 974.3481 | 0 | 0.0367 | 0.0425 | 0.1379 | 0.0015 | 0.4059 | 0.036 | 0.0091 | 0.0194 | 0.0032 | 0 | 0.0039 | 0.0126 | 0.0493 | 0.4575 | 0.0067 | 0.1417 | 0.0012 | 0.0107 | 0.0078 | 0.0854 | 0.249 | 0.0037 | 0 | 0 | 0.002 | 0.0003 | 0.001 | 0.0082 | 0 | 0
4428212 | VCUG | 5 | 10f_138032_419x226x576.dat | 0.0990;0.0990;0.2425 | 419;226;576 | (0.1693;75.3658;4.6607) | 60 | 6.3535 | 49 | 88.5212 | 60 | iodine | [138] | [50] | 0 | 5 | 60 | normal | none | 7.453 | 6.6734 | 49.737 | 32.9874 | 29.5369 | 974.3481 | 0 | 0.0346 | 0.0409 | 0.1291 | 0.0015 | 0.4409 | 0.0343 | 0.0089 | 0.0183 | 0.0031 | 0 | 0.0037 | 0.012 | 0.0492 | 0.4319 | 0.0065 | 0.1525 | 0.0012 | 0.0103 | 0.0076 | 0.0789 | 0.2083 | 0.0036 | 0 | 0 | 0.002 | 0.0003 | 0.001 | 0.0081 | 0 | 0
4428212 | VCUG | 5 | 10f_138032_419x226x576.dat | 0.0990;0.0990;0.2425 | 419;226;576 | (0.1693;75.3658;4.6607) | 80 | 2.9 | 44 | 88.5212 | 60 | iodine | [138] | [50] | 0 | 5 | 60 | normal | none | 7.453 | 6.6734 | 49.737 | 32.9874 | 29.5369 | 974.3481 | 0 | 0.0393 | 0.0458 | 0.1311 | 0.0015 | 0.3852 | 0.0404 | 0.0099 | 0.021 | 0.0034 | 1 | 0.0043 | 0.0137 | 0.0551 | 0.3943 | 0.0074 | 0.1451 | 0.0013 | 0.0117 | 0.0087 | 0.091 | 0.2409 | 0.004 | 0 | 0 | 0.0019 | 0.0003 | 0.0009 | 0.0089 | 0 | 0
4428212 | VCUG | 5 | 10f_138032_419x226x576.dat | 0.0990;0.0990;0.2425 | 419;226;576 | (0.1693;75.3658;4.6607) | 80 | 7.702 | 57 | 88.5212 | 60 | iodine | [138] | [50] | 0 | 5 | 60 | normal | none | 7.453 | 6.6734 | 49.737 | 32.9874 | 29.5369 | 974.3481 | 0 | 0.0302 | 0.0373 | 0.098 | 0.0015 | 0.3359 | 0.0304 | 0.0085 | 0.0152 | 0.003 | 0.7247 | 0.0033 | 0.01 | 0.0425 | 0.4726 | 0.006 | 0.1227 | 0.0012 | 0.0095 | 0.0069 | 0.064 | 0.2174 | 0.0034 | 0 | 0 | 0.002 | 0.0003 | 0.001 | 0.0077 | 0 | 0
4428212 | VCUG | 5 | 10f_138032_419x226x576.dat | 0.0990;0.0990;0.2425 | 419;226;576 | (0.1693;75.3658;4.6607) | 80 | 8.502 | 60 | 88.5212 | 60 | iodine | [138] | [50] | 0 | 5 | 60 | normal | none | 7.453 | 6.6734 | 49.737 | 32.9874 | 29.5369 | 974.3481 | 0 | 0.0293 | 0.0357 | 0.0932 | 0.0014 | 0.3908 | 0.0297 | 0.0083 | 0.0145 | 0.0029 | 1 | 0.0032 | 0.0096 | 0.0397 | 0.4735 | 0.0059 | 0.1144 | 0.0012 | 0.0092 | 0.0067 | 0.0636 | 0.176 | 0.0033 | 0 | 0 | 0.002 | 0.0003 | 0.001 | 0.0076 | 0 | 0
4428212 | VCUG | 5 | 10f_138032_419x226x576.dat | 0.0990;0.0990;0.2425 | 419;226;576 | (0.1693;75.3658;4.6607) | 110 | 3.9 | 52 | 88.5212 | 60 | iodine | [138] | [50] | 0 | 5 | 60 | normal | none | 7.453 | 6.6734 | 49.737 | 32.9874 | 29.5369 | 974.3481 | 0 | 0.0336 | 0.0388 | 0.1073 | 0.0015 | 0.3093 | 0.0341 | 0.0091 | 0.0166 | 0.0032 | 0 | 0.0037 | 0.011 | 0.0446 | 0.3707 | 0.0066 | 0.1313 | 0.0012 | 0.0104 | 0.0076 | 0.0718 | 0.2336 | 0.0036 | 0 | 0 | 0.0019 | 0.0003 | 0.0009 | 0.0081 | 0 | 0
4428212 | VCUG | 5 | 10f_138032_419x226x576.dat | 0.0990;0.0990;0.2425 | 419;226;576 | (0.1693;75.3658;4.6607) | 110 | 7.85 | 62 | 88.5212 | 60 | iodine | [138] | [50] | 0 | 5 | 60 | normal | none | 7.453 | 6.6734 | 49.737 | 32.9874 | 29.5369 | 974.3481 | 0 | 0.0285 | 0.0352 | 0.0864 | 0.0014 | 0.2748 | 0.0285 | 0.0082 | 0.0142 | 0.0029 | 1 | 0.0032 | 0.0093 | 0.0393 | 0.4239 | 0.0059 | 0.1108 | 0.0011 | 0.0092 | 0.0067 | 0.0571 | 0.1815 | 0.0033 | 0 | 0 | 0.0019 | 0.0003 | 0.001 | 0.0075 | 0 | 0
4428212 | VCUG | 5 | 10f_138032_419x226x576.dat | 0.0990;0.0990;0.2425 | 419;226;576 | (0.1693;75.3658;4.6607) | 110 | 9.9905 | 69 | 88.5212 | 60 | iodine | [138] | [50] | 0 | 5 | 60 | normal | none | 7.453 | 6.6734 | 49.737 | 32.9874 | 29.5369 | 974.3481 | 0 | 0.0266 | 0.0325 | 0.0831 | 0.0014 | 0.3069 | 0.0269 | 0.0079 | 0.0128 | 0.0028 | 0 | 0.0029 | 0.0085 | 0.0358 | 0.3257 | 0.0056 | 0.1072 | 0.0011 | 0.0087 | 0.0063 | 0.0519 | 0.1627 | 0.0032 | 0 | 0 | 0.0019 | 0.0003 | 0.001 | 0.0071 | 0 | 0
4428212 | VCUG | 6 | 10f_138032_419x226x576.dat | 0.0990;0.0990;0.2425 | 419;226;576 | (0.0867;75.2258;4.6738) | 60 | 2.5 | 38 | 88.6612 | 60 | iodine | [138] | [50] | 0 | 5 | 60 | normal | none | 7.5309 | 6.6793 | 50.3015 | 33.385 | 29.6099 | 988.5271 | 0 | 0.0477 | 0.0516 | 0.1606 | 0.0015 | 0.4818 | 0.0355 | 0.0108 | 0.0287 | 0.0035 | 1 | 0.004 | 0.0174 | 0.0783 | 0.5517 | 0.0095 | 0.1953 | 0.0013 | 0.0179 | 0.0123 | 0.1255 | 0.3434 | 0.0043 | 0 | 0 | 0.0018 | 0.0003 | 0.0008 | 0.0095 | 0 | 0
4428212 | VCUG | 6 | 10f_138032_419x226x576.dat | 0.0990;0.0990;0.2425 | 419;226;576 | (0.0867;75.2258;4.6738) | 60 | 5.7448 | 47 | 88.6612 | 60 | iodine | [138] | [50] | 0 | 5 | 60 | normal | none | 7.5309 | 6.6793 | 50.3015 | 33.385 | 29.6099 | 988.5271 | 0 | 0.0362 | 0.0419 | 0.127 | 0.0014 | 0.5087 | 0.0281 | 0.0091 | 0.0199 | 0.0031 | 0 | 0.0032 | 0.0126 | 0.0555 | 0.3769 | 0.0074 | 0.133 | 0.0012 | 0.0134 | 0.0092 | 0.0797 | 0.2378 | 0.0037 | 0 | 0 | 0.002 | 0.0003 | 0.001 | 0.0082 | 0 | 0
4428212 | VCUG | 6 | 10f_138032_419x226x576.dat | 0.0990;0.0990;0.2425 | 419;226;576 | (0.0867;75.2258;4.6738) | 60 | 6.3535 | 49 | 88.6612 | 60 | iodine | [138] | [50] | 0 | 5 | 60 | normal | none | 7.5309 | 6.6793 | 50.3015 | 33.385 | 29.6099 | 988.5271 | 0 | 0.0344 | 0.0417 | 0.1329 | 0.0014 | 0.4305 | 0.0272 | 0.0089 | 0.0185 | 0.003 | 0 | 0.0031 | 0.012 | 0.0523 | 0.5797 | 0.0071 | 0.1467 | 0.0012 | 0.0127 | 0.0088 | 0.0749 | 0.279 | 0.0036 | 0 | 0 | 0.002 | 0.0003 | 0.001 | 0.0081 | 0 | 0
4428212 | VCUG | 6 | 10f_138032_419x226x576.dat | 0.0990;0.0990;0.2425 | 419;226;576 | (0.0867;75.2258;4.6738) | 80 | 2.9 | 44 | 88.6612 | 60 | iodine | [138] | [50] | 0 | 5 | 60 | normal | none | 7.5309 | 6.6793 | 50.3015 | 33.385 | 29.6099 | 988.5271 | 0 | 0.0394 | 0.0454 | 0.1297 | 0.0014 | 0.4796 | 0.0315 | 0.01 | 0.0219 | 0.0033 | 0 | 0.0035 | 0.0137 | 0.0575 | 0.4343 | 0.0082 | 0.158 | 0.0012 | 0.0149 | 0.0103 | 0.0891 | 0.3808 | 0.004 | 0 | 0 | 0.0019 | 0.0003 | 0.0009 | 0.0089 | 0 | 0
4428212 | VCUG | 6 | 10f_138032_419x226x576.dat | 0.0990;0.0990;0.2425 | 419;226;576 | (0.0867;75.2258;4.6738) | 80 | 7.702 | 57 | 88.6612 | 60 | iodine | [138] | [50] | 0 | 5 | 60 | normal | none | 7.5309 | 6.6793 | 50.3015 | 33.385 | 29.6099 | 988.5271 | 0 | 0.0298 | 0.0378 | 0.1056 | 0.0014 | 0.4701 | 0.0253 | 0.0085 | 0.0157 | 0.0029 | 1 | 0.0029 | 0.0101 | 0.0431 | 0.4696 | 0.0065 | 0.1178 | 0.0011 | 0.0115 | 0.0078 | 0.0653 | 0.164 | 0.0034 | 0 | 0 | 0.002 | 0.0003 | 0.001 | 0.0077 | 0 | 0
4428212 | VCUG | 6 | 10f_138032_419x226x576.dat | 0.0990;0.0990;0.2425 | 419;226;576 | (0.0867;75.2258;4.6738) | 80 | 8.502 | 60 | 88.6612 | 60 | iodine | [138] | [50] | 0 | 5 | 60 | normal | none | 7.5309 | 6.6793 | 50.3015 | 33.385 | 29.6099 | 988.5271 | 0 | 0.0281 | 0.0367 | 0.0996 | 0.0014 | 0.3271 | 0.0244 | 0.0083 | 0.015 | 0.0029 | 1 | 0.0028 | 0.0096 | 0.0411 | 0.5097 | 0.0063 | 0.1126 | 0.0011 | 0.0111 | 0.0076 | 0.0619 | 0.179 | 0.0034 | 0 | 0 | 0.002 | 0.0003 | 0.001 | 0.0076 | 0 | 0
4428212 | VCUG | 6 | 10f_138032_419x226x576.dat | 0.0990;0.0990;0.2425 | 419;226;576 | (0.0867;75.2258;4.6738) | 110 | 3.9 | 52 | 88.6612 | 60 | iodine | [138] | [50] | 0 | 5 | 60 | normal | none | 7.5309 | 6.6793 | 50.3015 | 33.385 | 29.6099 | 988.5271 | 0 | 0.0336 | 0.039 | 0.1065 | 0.0014 | 0.4437 | 0.028 | 0.009 | 0.0172 | 0.0031 | 1 | 0.0031 | 0.011 | 0.0485 | 0.4123 | 0.0071 | 0.1355 | 0.0012 | 0.0126 | 0.0087 | 0.0688 | 0.2598 | 0.0036 | 0 | 0 | 0.0019 | 0.0003 | 0.0009 | 0.0082 | 0 | 0
4428212 | VCUG | 6 | 10f_138032_419x226x576.dat | 0.0990;0.0990;0.2425 | 419;226;576 | (0.0867;75.2258;4.6738) | 110 | 7.85 | 62 | 88.6612 | 60 | iodine | [138] | [50] | 0 | 5 | 60 | normal | none | 7.5309 | 6.6793 | 50.3015 | 33.385 | 29.6099 | 988.5271 | 0 | 0.0281 | 0.0361 | 0.0905 | 0.0013 | 0.3507 | 0.0246 | 0.0082 | 0.0144 | 0.0029 | 0 | 0.0028 | 0.0093 | 0.0397 | 0.4939 | 0.0063 | 0.1116 | 0.0011 | 0.0109 | 0.0075 | 0.0592 | 0.1819 | 0.0033 | 0 | 0 | 0.0019 | 0.0003 | 0.001 | 0.0074 | 0 | 0
4428212 | VCUG | 6 | 10f_138032_419x226x576.dat | 0.0990;0.0990;0.2425 | 419;226;576 | (0.0867;75.2258;4.6738) | 110 | 9.9905 | 69 | 88.6612 | 60 | iodine | [138] | [50] | 0 | 5 | 60 | normal | none | 7.5309 | 6.6793 | 50.3015 | 33.385 | 29.6099 | 988.5271 | 0 | 0.0267 | 0.0336 | 0.0879 | 0.0013 | 0.2594 | 0.0234 | 0.0079 | 0.0132 | 0.0028 | 0.8375 | 0.0026 | 0.0085 | 0.0363 | 0.3361 | 0.0059 | 0.1052 | 0.001 | 0.0101 | 0.007 | 0.0516 | 0.1579 | 0.0032 | 0 | 0 | 0.0019 | 0.0003 | 0.001 | 0.0072 | 0 | 0
4428212 | VCUG | 7 | 10f_138032_419x226x576.dat | 0.0990;0.0990;0.2425 | 419;226;576 | (0.2263;71.2860;1.2253) | 60 | 2.5 | 38 | 86.78 | 60 | iodine | [138] | [70] | 0 | 5 | 60 | normal | none | 5.5911 | 5.1876 | 29.0044 | 24.2598 | 22.509 | 546.064 | 0 | 0.0894 | 0.0569 | 0.3076 | 0.0016 | 0.9466 | 0.0806 | 0.0076 | 0.0487 | 0.0078 | 0 | 0.0088 | 0.0288 | 0.1397 | 0.6719 | 0.018 | 0.2361 | 0.0021 | 0.0286 | 0.0217 | 0.1771 | 0.3737 | 0.0028 | 0 | 0 | 0.0022 | 0.0003 | 0.0009 | 0.0067 | 0 | 0
4428212 | VCUG | 7 | 10f_138032_419x226x576.dat | 0.0990;0.0990;0.2425 | 419;226;576 | (0.2263;71.2860;1.2253) | 60 | 5.7448 | 47 | 86.78 | 60 | iodine | [138] | [70] | 0 | 5 | 60 | normal | none | 5.5911 | 5.1876 | 29.0044 | 24.2598 | 22.509 | 546.064 | 0 | 0.0653 | 0.048 | 0.2442 | 0.0015 | 0.6788 | 0.0568 | 0.0065 | 0.0329 | 0.006 | 0 | 0.0063 | 0.0207 | 0.0952 | 0.5623 | 0.0127 | 0.1822 | 0.0016 | 0.0203 | 0.0151 | 0.1389 | 0.3643 | 0.0025 | 0 | 0 | 0.0022 | 0.0003 | 0.001 | 0.0058 | 0 | 0
4428212 | VCUG | 7 | 10f_138032_419x226x576.dat | 0.0990;0.0990;0.2425 | 419;226;576 | (0.2263;71.2860;1.2253) | 60 | 6.3535 | 49 | 86.78 | 60 | iodine | [138] | [70] | 0 | 5 | 60 | normal | none | 5.5911 | 5.1876 | 29.0044 | 24.2598 | 22.509 | 546.064 | 0 | 0.0605 | 0.0463 | 0.2223 | 0.0015 | 0.5328 | 0.0538 | 0.0065 | 0.0318 | 0.0058 | 0 | 0.006 | 0.0193 | 0.0829 | 0.9352 | 0.0122 | 0.1486 | 0.0016 | 0.0196 | 0.0143 | 0.1325 | 0.284 | 0.0025 | 0 | 0 | 0.0022 | 0.0003 | 0.001 | 0.0057 | 0 | 0
4428212 | VCUG | 7 | 10f_138032_419x226x576.dat | 0.0990;0.0990;0.2425 | 419;226;576 | (0.2263;71.2860;1.2253) | 80 | 2.9 | 44 | 86.78 | 60 | iodine | [138] | [70] | 0 | 5 | 60 | normal | none | 5.5911 | 5.1876 | 29.0044 | 24.2598 | 22.509 | 546.064 | 0 | 0.071 | 0.052 | 0.2421 | 0.0016 | 0.4527 | 0.0613 | 0.0071 | 0.0359 | 0.0066 | 0 | 0.0069 | 0.0215 | 0.0957 | 0.5593 | 0.0142 | 0.2088 | 0.0018 | 0.0223 | 0.0165 | 0.1413 | 0.3976 | 0.0027 | 0 | 0 | 0.0022 | 0.0003 | 0.0009 | 0.0062 | 0 | 0
4428212 | VCUG | 7 | 10f_138032_419x226x576.dat | 0.0990;0.0990;0.2425 | 419;226;576 | (0.2263;71.2860;1.2253) | 80 | 7.702 | 57 | 86.78 | 60 | iodine | [138] | [70] | 0 | 5 | 60 | normal | none | 5.5911 | 5.1876 | 29.0044 | 24.2598 | 22.509 | 546.064 | 0 | 0.0493 | 0.043 | 0.1627 | 0.0014 | 0.4913 | 0.0461 | 0.0062 | 0.0247 | 0.0052 | 0 | 0.005 | 0.0156 | 0.0653 | 0.7327 | 0.0105 | 0.1647 | 0.0015 | 0.0169 | 0.0119 | 0.0918 | 0.2966 | 0.0024 | 0 | 0 | 0.0022 | 0.0003 | 0.001 | 0.0055 | 0 | 0
4428212 | VCUG | 7 | 10f_138032_419x226x576.dat | 0.0990;0.0990;0.2425 | 419;226;576 | (0.2263;71.2860;1.2253) | 80 | 8.502 | 60 | 86.78 | 60 | iodine | [138] | [70] | 0 | 5 | 60 | normal | none | 5.5911 | 5.1876 | 29.0044 | 24.2598 | 22.509 | 546.064 | 0 | 0.0479 | 0.0413 | 0.16 | 0.0014 | 0.3895 | 0.0433 | 0.0061 | 0.0232 | 0.005 | 0 | 0.0048 | 0.0147 | 0.064 | 0.8532 | 0.01 | 0.1713 | 0.0014 | 0.0161 | 0.0114 | 0.0878 | 0.2179 | 0.0023 | 0 | 0 | 0.0021 | 0.0003 | 0.001 | 0.0054 | 0 | 0
4428212 | VCUG | 7 | 10f_138032_419x226x576.dat | 0.0990;0.0990;0.2425 | 419;226;576 | (0.2263;71.2860;1.2253) | 110 | 3.9 | 52 | 86.78 | 60 | iodine | [138] | [70] | 0 | 5 | 60 | normal | none | 5.5911 | 5.1876 | 29.0044 | 24.2598 | 22.509 | 546.064 | 0 | 0.0559 | 0.0457 | 0.1801 | 0.0015 | 0.4382 | 0.0503 | 0.0066 | 0.0269 | 0.0057 | 0 | 0.0056 | 0.0171 | 0.0734 | 0.6295 | 0.0115 | 0.1556 | 0.0016 | 0.0183 | 0.0131 | 0.1092 | 0.4088 | 0.0025 | 0 | 0 | 0.0021 | 0.0003 | 0.0009 | 0.0058 | 0 | 0
4428212 | VCUG | 7 | 10f_138032_419x226x576.dat | 0.0990;0.0990;0.2425 | 419;226;576 | (0.2263;71.2860;1.2253) | 110 | 7.85 | 62 | 86.78 | 60 | iodine | [138] | [70] | 0 | 5 | 60 | normal | none | 5.5911 | 5.1876 | 29.0044 | 24.2598 | 22.509 | 546.064 | 0 | 0.0466 | 0.0412 | 0.1358 | 0.0014 | 0.3603 | 0.0421 | 0.006 | 0.0217 | 0.005 | 0 | 0.0047 | 0.014 | 0.0603 | 0.4652 | 0.0098 | 0.139 | 0.0014 | 0.0157 | 0.0111 | 0.0891 | 0.2651 | 0.0023 | 0 | 0 | 0.0021 | 0.0003 | 0.001 | 0.0053 | 0 | 0
4428212 | VCUG | 7 | 10f_138032_419x226x576.dat | 0.0990;0.0990;0.2425 | 419;226;576 | (0.2263;71.2860;1.2253) | 110 | 9.9905 | 69 | 86.78 | 60 | iodine | [138] | [70] | 0 | 5 | 60 | normal | none | 5.5911 | 5.1876 | 29.0044 | 24.2598 | 22.509 | 546.064 | 0 | 0.042 | 0.0388 | 0.1219 | 0.0014 | 0.4299 | 0.0404 | 0.0058 | 0.0195 | 0.0046 | 0 | 0.0043 | 0.0126 | 0.0565 | 0.4565 | 0.009 | 0.1436 | 0.0014 | 0.0143 | 0.0101 | 0.0736 | 0.2501 | 0.0022 | 0 | 0 | 0.002 | 0.0003 | 0.001 | 0.0051 | 0 | 0
4428212 | VCUG | 8 | 10f_138032_419x226x576.dat | 0.0990;0.0990;0.2425 | 419;226;576 | (0.2263;71.2860;1.2253) | 60 | 2.5 | 38 | 86.78 | 60 | iodine | [138] | [100] | 0 | 5 | 60 | normal | none | 5.5911 | 5.1876 | 29.0044 | 24.2598 | 22.509 | 546.064 | 0 | 0.0894 | 0.057 | 0.3076 | 0.0016 | 0.9466 | 0.0806 | 0.0076 | 0.0488 | 0.0078 | 0 | 0.0088 | 0.0288 | 0.1384 | 0.6719 | 0.018 | 0.2361 | 0.0021 | 0.0286 | 0.0217 | 0.1771 | 0.3737 | 0.0029 | 0 | 0 | 0.0022 | 0.0003 | 0.0009 | 0.0067 | 0 | 0
4428212 | VCUG | 8 | 10f_138032_419x226x576.dat | 0.0990;0.0990;0.2425 | 419;226;576 | (0.2263;71.2860;1.2253) | 60 | 5.7448 | 47 | 86.78 | 60 | iodine | [138] | [100] | 0 | 5 | 60 | normal | none | 5.5911 | 5.1876 | 29.0044 | 24.2598 | 22.509 | 546.064 | 0 | 0.065 | 0.0481 | 0.2442 | 0.0015 | 0.6788 | 0.0571 | 0.0066 | 0.033 | 0.006 | 0 | 0.0063 | 0.0207 | 0.0956 | 0.5623 | 0.0128 | 0.1822 | 0.0016 | 0.0203 | 0.0151 | 0.1389 | 0.3643 | 0.0025 | 0 | 0 | 0.0022 | 0.0003 | 0.001 | 0.0058 | 0 | 0
4428212 | VCUG | 8 | 10f_138032_419x226x576.dat | 0.0990;0.0990;0.2425 | 419;226;576 | (0.2263;71.2860;1.2253) | 60 | 6.3535 | 49 | 86.78 | 60 | iodine | [138] | [100] | 0 | 5 | 60 | normal | none | 5.5911 | 5.1876 | 29.0044 | 24.2598 | 22.509 | 546.064 | 0 | 0.0605 | 0.0463 | 0.2239 | 0.0015 | 0.5328 | 0.0544 | 0.0065 | 0.0319 | 0.0058 | 0 | 0.006 | 0.0193 | 0.0831 | 0.9352 | 0.0122 | 0.1488 | 0.0016 | 0.0196 | 0.0144 | 0.1325 | 0.284 | 0.0025 | 0 | 0 | 0.0022 | 0.0003 | 0.001 | 0.0057 | 0 | 0
4428212 | VCUG | 8 | 10f_138032_419x226x576.dat | 0.0990;0.0990;0.2425 | 419;226;576 | (0.2263;71.2860;1.2253) | 80 | 2.9 | 44 | 86.78 | 60 | iodine | [138] | [100] | 0 | 5 | 60 | normal | none | 5.5911 | 5.1876 | 29.0044 | 24.2598 | 22.509 | 546.064 | 0 | 0.0714 | 0.052 | 0.2457 | 0.0016 | 0.4527 | 0.0613 | 0.0071 | 0.0359 | 0.0066 | 0 | 0.0069 | 0.0216 | 0.0955 | 0.5593 | 0.0142 | 0.2109 | 0.0018 | 0.0224 | 0.0165 | 0.1414 | 0.3976 | 0.0027 | 0 | 0 | 0.0022 | 0.0003 | 0.0009 | 0.0062 | 0 | 0
4428212 | VCUG | 8 | 10f_138032_419x226x576.dat | 0.0990;0.0990;0.2425 | 419;226;576 | (0.2263;71.2860;1.2253) | 80 | 7.702 | 57 | 86.78 | 60 | iodine | [138] | [100] | 0 | 5 | 60 | normal | none | 5.5911 | 5.1876 | 29.0044 | 24.2598 | 22.509 | 546.064 | 0 | 0.0492 | 0.0431 | 0.16 | 0.0014 | 0.4913 | 0.0458 | 0.0062 | 0.0247 | 0.0052 | 0 | 0.005 | 0.0156 | 0.0656 | 0.7327 | 0.0105 | 0.164 | 0.0015 | 0.0169 | 0.012 | 0.0914 | 0.2966 | 0.0024 | 0 | 0 | 0.0022 | 0.0003 | 0.001 | 0.0055 | 0 | 0
4428212 | VCUG | 8 | 10f_138032_419x226x576.dat | 0.0990;0.0990;0.2425 | 419;226;576 | (0.2263;71.2860;1.2253) | 80 | 8.502 | 60 | 86.78 | 60 | iodine | [138] | [100] | 0 | 5 | 60 | normal | none | 5.5911 | 5.1876 | 29.0044 | 24.2598 | 22.509 | 546.064 | 0 | 0.0479 | 0.0413 | 0.1602 | 0.0014 | 0.3648 | 0.0435 | 0.0061 | 0.0232 | 0.005 | 0 | 0.0048 | 0.0147 | 0.0642 | 0.8532 | 0.01 | 0.1687 | 0.0015 | 0.0161 | 0.0114 | 0.0883 | 0.2179 | 0.0024 | 0 | 0 | 0.0021 | 0.0003 | 0.001 | 0.0054 | 0 | 0
4428212 | VCUG | 8 | 10f_138032_419x226x576.dat | 0.0990;0.0990;0.2425 | 419;226;576 | (0.2263;71.2860;1.2253) | 110 | 3.9 | 52 | 86.78 | 60 | iodine | [138] | [100] | 0 | 5 | 60 | normal | none | 5.5911 | 5.1876 | 29.0044 | 24.2598 | 22.509 | 546.064 | 0 | 0.056 | 0.0456 | 0.1793 | 0.0015 | 0.4382 | 0.0507 | 0.0066 | 0.0269 | 0.0057 | 0 | 0.0056 | 0.0171 | 0.0735 | 0.6295 | 0.0115 | 0.1557 | 0.0016 | 0.0183 | 0.0131 | 0.1093 | 0.4109 | 0.0025 | 0 | 0 | 0.0021 | 0.0003 | 0.0009 | 0.0058 | 0 | 0
4428212 | VCUG | 8 | 10f_138032_419x226x576.dat | 0.0990;0.0990;0.2425 | 419;226;576 | (0.2263;71.2860;1.2253) | 110 | 7.85 | 62 | 86.78 | 60 | iodine | [138] | [100] | 0 | 5 | 60 | normal | none | 5.5911 | 5.1876 | 29.0044 | 24.2598 | 22.509 | 546.064 | 0 | 0.0469 | 0.0411 | 0.1352 | 0.0014 | 0.3373 | 0.0422 | 0.006 | 0.0217 | 0.005 | 0 | 0.0047 | 0.0141 | 0.0602 | 0.5165 | 0.0098 | 0.1388 | 0.0014 | 0.0157 | 0.0111 | 0.0891 | 0.2651 | 0.0024 | 0 | 0 | 0.0021 | 0.0003 | 0.001 | 0.0053 | 0 | 0
4428212 | VCUG | 8 | 10f_138032_419x226x576.dat | 0.0990;0.0990;0.2425 | 419;226;576 | (0.2263;71.2860;1.2253) | 110 | 9.9905 | 69 | 86.78 | 60 | iodine | [138] | [100] | 0 | 5 | 60 | normal | none | 5.5911 | 5.1876 | 29.0044 | 24.2598 | 22.509 | 546.064 | 0 | 0.0422 | 0.0388 | 0.1206 | 0.0014 | 0.4299 | 0.0406 | 0.0058 | 0.0196 | 0.0046 | 0 | 0.0043 | 0.0126 | 0.0568 | 0.5094 | 0.009 | 0.143 | 0.0014 | 0.0144 | 0.0102 | 0.0738 | 0.2513 | 0.0023 | 0 | 0 | 0.002 | 0.0003 | 0.001 | 0.0051 | 0 | 0
4428212 | VCUG | 9 | 10f_138032_419x226x576.dat | 0.0990;0.0990;0.2425 | 419;226;576 | (0.1693;75.3658;4.6607) | 60 | 2.5 | 38 | 88.5212 | 60 | iodine | [138] | [100] | 1 | 5 | 60 | normal | none | 7.453 | 6.6734 | 49.737 | 32.9874 | 29.5369 | 974.3481 | 0 | 0.0487 | 0.0511 | 0.1869 | 0.0016 | 0.6724 | 0.0465 | 0.0108 | 0.0282 | 0.0037 | 0 | 0.0052 | 0.0174 | 0.0716 | 0.5103 | 0.0083 | 0.1666 | 0.0014 | 0.0134 | 0.01 | 0.1405 | 0.3355 | 0.0044 | 0 | 0 | 0.0019 | 0.0003 | 0.0008 | 0.0096 | 0 | 0
4428212 | VCUG | 9 | 10f_138032_419x226x576.dat | 0.0990;0.0990;0.2425 | 419;226;576 | (0.1693;75.3658;4.6607) | 60 | 5.7448 | 47 | 88.5212 | 60 | iodine | [138] | [100] | 1 | 5 | 60 | normal | none | 7.453 | 6.6734 | 49.737 | 32.9874 | 29.5369 | 974.3481 | 0 | 0.0367 | 0.0425 | 0.1383 | 0.0015 | 0.4059 | 0.036 | 0.0092 | 0.0194 | 0.0032 | 0 | 0.0039 | 0.0126 | 0.0494 | 0.4575 | 0.0067 | 0.1417 | 0.0012 | 0.0107 | 0.0078 | 0.0854 | 0.249 | 0.0038 | 0 | 0 | 0.002 | 0.0003 | 0.001 | 0.0082 | 0 | 0
4428212 | VCUG | 9 | 10f_138032_419x226x576.dat | 0.0990;0.0990;0.2425 | 419;226;576 | (0.1693;75.3658;4.6607) | 60 | 6.3535 | 49 | 88.5212 | 60 | iodine | [138] | [100] | 1 | 5 | 60 | normal | none | 7.453 | 6.6734 | 49.737 | 32.9874 | 29.5369 | 974.3481 | 0 | 0.0346 | 0.0409 | 0.1286 | 0.0015 | 0.4409 | 0.0343 | 0.009 | 0.0183 | 0.0031 | 0 | 0.0037 | 0.012 | 0.0492 | 0.4319 | 0.0065 | 0.1525 | 0.0012 | 0.0103 | 0.0076 | 0.0787 | 0.2083 | 0.0037 | 0 | 0 | 0.002 | 0.0003 | 0.001 | 0.0081 | 0 | 0
4428212 | VCUG | 9 | 10f_138032_419x226x576.dat | 0.0990;0.0990;0.2425 | 419;226;576 | (0.1693;75.3658;4.6607) | 80 | 2.9 | 44 | 88.5212 | 60 | iodine | [138] | [100] | 1 | 5 | 60 | normal | none | 7.453 | 6.6734 | 49.737 | 32.9874 | 29.5369 | 974.3481 | 0 | 0.0393 | 0.0458 | 0.1308 | 0.0015 | 0.3852 | 0.0405 | 0.01 | 0.0211 | 0.0034 | 1 | 0.0043 | 0.0137 | 0.0552 | 0.3943 | 0.0074 | 0.1451 | 0.0013 | 0.0117 | 0.0087 | 0.0906 | 0.2409 | 0.0041 | 0 | 0 | 0.0019 | 0.0003 | 0.0009 | 0.0089 | 0 | 0
4428212 | VCUG | 9 | 10f_138032_419x226x576.dat | 0.0990;0.0990;0.2425 | 419;226;576 | (0.1693;75.3658;4.6607) | 80 | 7.702 | 57 | 88.5212 | 60 | iodine | [138] | [100] | 1 | 5 | 60 | normal | none | 7.453 | 6.6734 | 49.737 | 32.9874 | 29.5369 | 974.3481 | 0 | 0.0302 | 0.0373 | 0.098 | 0.0015 | 0.3303 | 0.0305 | 0.0085 | 0.0152 | 0.003 | 0.7247 | 0.0033 | 0.01 | 0.0425 | 0.4726 | 0.006 | 0.1227 | 0.0012 | 0.0095 | 0.0069 | 0.0642 | 0.2174 | 0.0035 | 0 | 0 | 0.002 | 0.0003 | 0.001 | 0.0078 | 0 | 0
4428212 | VCUG | 9 | 10f_138032_419x226x576.dat | 0.0990;0.0990;0.2425 | 419;226;576 | (0.1693;75.3658;4.6607) | 80 | 8.502 | 60 | 88.5212 | 60 | iodine | [138] | [100] | 1 | 5 | 60 | normal | none | 7.453 | 6.6734 | 49.737 | 32.9874 | 29.5369 | 974.3481 | 0 | 0.0293 | 0.0357 | 0.0928 | 0.0014 | 0.3908 | 0.0297 | 0.0084 | 0.0145 | 0.003 | 1 | 0.0032 | 0.0096 | 0.0397 | 0.4735 | 0.0059 | 0.1144 | 0.0012 | 0.0092 | 0.0067 | 0.0635 | 0.176 | 0.0035 | 0 | 0 | 0.002 | 0.0003 | 0.001 | 0.0076 | 0 | 0
4428212 | VCUG | 9 | 10f_138032_419x226x576.dat | 0.0990;0.0990;0.2425 | 419;226;576 | (0.1693;75.3658;4.6607) | 110 | 3.9 | 52 | 88.5212 | 60 | iodine | [138] | [100] | 1 | 5 | 60 | normal | none | 7.453 | 6.6734 | 49.737 | 32.9874 | 29.5369 | 974.3481 | 0 | 0.0336 | 0.0388 | 0.1074 | 0.0015 | 0.3093 | 0.0341 | 0.0091 | 0.0166 | 0.0032 | 0 | 0.0037 | 0.011 | 0.0446 | 0.3707 | 0.0066 | 0.1314 | 0.0012 | 0.0104 | 0.0076 | 0.0721 | 0.2336 | 0.0037 | 0 | 0 | 0.0019 | 0.0003 | 0.0009 | 0.0082 | 0 | 0
4428212 | VCUG | 9 | 10f_138032_419x226x576.dat | 0.0990;0.0990;0.2425 | 419;226;576 | (0.1693;75.3658;4.6607) | 110 | 7.85 | 62 | 88.5212 | 60 | iodine | [138] | [100] | 1 | 5 | 60 | normal | none | 7.453 | 6.6734 | 49.737 | 32.9874 | 29.5369 | 974.3481 | 0 | 0.0286 | 0.0352 | 0.0868 | 0.0014 | 0.2753 | 0.0286 | 0.0083 | 0.0142 | 0.0029 | 1 | 0.0032 | 0.0093 | 0.0393 | 0.4239 | 0.0059 | 0.111 | 0.0011 | 0.0092 | 0.0067 | 0.0571 | 0.1788 | 0.0034 | 0 | 0 | 0.0019 | 0.0003 | 0.001 | 0.0075 | 0 | 0
4428212 | VCUG | 9 | 10f_138032_419x226x576.dat | 0.0990;0.0990;0.2425 | 419;226;576 | (0.1693;75.3658;4.6607) | 110 | 9.9905 | 69 | 88.5212 | 60 | iodine | [138] | [100] | 1 | 5 | 60 | normal | none | 7.453 | 6.6734 | 49.737 | 32.9874 | 29.5369 | 974.3481 | 0 | 0.0265 | 0.0325 | 0.0831 | 0.0014 | 0.3069 | 0.0269 | 0.008 | 0.0128 | 0.0028 | 0 | 0.0029 | 0.0085 | 0.0358 | 0.3325 | 0.0056 | 0.1079 | 0.0011 | 0.0087 | 0.0063 | 0.0519 | 0.1628 | 0.0033 | 0 | 0 | 0.0019 | 0.0003 | 0.001 | 0.0072 | 0 | 0
4428212 | VCUG | 10 | 10f_138032_419x226x576.dat | 0.0990;0.0990;0.2425 | 419;226;576 | (0.0867;75.2258;4.6738) | 60 | 2.5 | 38 | 88.6612 | 60 | iodine | [138] | [100] | 1 | 5 | 60 | normal | none | 7.5309 | 6.6793 | 50.3015 | 33.385 | 29.6099 | 988.5271 | 0 | 0.0477 | 0.0516 | 0.1606 | 0.0015 | 0.4818 | 0.0355 | 0.0109 | 0.0287 | 0.0035 | 1 | 0.004 | 0.0174 | 0.0782 | 0.5517 | 0.0095 | 0.1953 | 0.0013 | 0.0179 | 0.0123 | 0.1255 | 0.3434 | 0.0044 | 0 | 0 | 0.0018 | 0.0003 | 0.0008 | 0.0096 | 0 | 0
4428212 | VCUG | 10 | 10f_138032_419x226x576.dat | 0.0990;0.0990;0.2425 | 419;226;576 | (0.0867;75.2258;4.6738) | 60 | 5.7448 | 47 | 88.6612 | 60 | iodine | [138] | [100] | 1 | 5 | 60 | normal | none | 7.5309 | 6.6793 | 50.3015 | 33.385 | 29.6099 | 988.5271 | 0 | 0.0362 | 0.042 | 0.127 | 0.0014 | 0.5087 | 0.0281 | 0.0092 | 0.0199 | 0.0031 | 0 | 0.0032 | 0.0126 | 0.0555 | 0.3769 | 0.0074 | 0.133 | 0.0012 | 0.0134 | 0.0092 | 0.0797 | 0.2378 | 0.0038 | 0 | 0 | 0.002 | 0.0003 | 0.001 | 0.0083 | 0 | 0
4428212 | VCUG | 10 | 10f_138032_419x226x576.dat | 0.0990;0.0990;0.2425 | 419;226;576 | (0.0867;75.2258;4.6738) | 60 | 6.3535 | 49 | 88.6612 | 60 | iodine | [138] | [100] | 1 | 5 | 60 | normal | none | 7.5309 | 6.6793 | 50.3015 | 33.385 | 29.6099 | 988.5271 | 0 | 0.0345 | 0.0417 | 0.1329 | 0.0014 | 0.4305 | 0.0272 | 0.009 | 0.0186 | 0.003 | 0 | 0.0031 | 0.012 | 0.0523 | 0.5797 | 0.0071 | 0.1467 | 0.0012 | 0.0127 | 0.0088 | 0.0751 | 0.279 | 0.0037 | 0 | 0 | 0.002 | 0.0003 | 0.001 | 0.0081 | 0 | 0
4428212 | VCUG | 10 | 10f_138032_419x226x576.dat | 0.0990;0.0990;0.2425 | 419;226;576 | (0.0867;75.2258;4.6738) | 80 | 2.9 | 44 | 88.6612 | 60 | iodine | [138] | [100] | 1 | 5 | 60 | normal | none | 7.5309 | 6.6793 | 50.3015 | 33.385 | 29.6099 | 988.5271 | 0 | 0.0394 | 0.0454 | 0.1297 | 0.0014 | 0.4796 | 0.0315 | 0.01 | 0.0219 | 0.0033 | 0 | 0.0035 | 0.0137 | 0.0575 | 0.4343 | 0.0082 | 0.1587 | 0.0012 | 0.0149 | 0.0103 | 0.0891 | 0.3808 | 0.0041 | 0 | 0 | 0.0019 | 0.0003 | 0.0009 | 0.0089 | 0 | 0
4428212 | VCUG | 10 | 10f_138032_419x226x576.dat | 0.0990;0.0990;0.2425 | 419;226;576 | (0.0867;75.2258;4.6738) | 80 | 7.702 | 57 | 88.6612 | 60 | iodine | [138] | [100] | 1 | 5 | 60 | normal | none | 7.5309 | 6.6793 | 50.3015 | 33.385 | 29.6099 | 988.5271 | 0 | 0.0298 | 0.0379 | 0.1056 | 0.0014 | 0.4701 | 0.0254 | 0.0085 | 0.0157 | 0.0029 | 1 | 0.0029 | 0.0101 | 0.0432 | 0.4696 | 0.0065 | 0.1178 | 0.0011 | 0.0115 | 0.0078 | 0.0654 | 0.164 | 0.0035 | 0 | 0 | 0.002 | 0.0003 | 0.001 | 0.0077 | 0 | 0
4428212 | VCUG | 10 | 10f_138032_419x226x576.dat | 0.0990;0.0990;0.2425 | 419;226;576 | (0.0867;75.2258;4.6738) | 80 | 8.502 | 60 | 88.6612 | 60 | iodine | [138] | [100] | 1 | 5 | 60 | normal | none | 7.5309 | 6.6793 | 50.3015 | 33.385 | 29.6099 | 988.5271 | 0 | 0.0282 | 0.0367 | 0.0996 | 0.0014 | 0.3271 | 0.0244 | 0.0084 | 0.015 | 0.0029 | 1 | 0.0028 | 0.0096 | 0.0412 | 0.5656 | 0.0064 | 0.1128 | 0.0011 | 0.0111 | 0.0076 | 0.0621 | 0.179 | 0.0035 | 0 | 0 | 0.002 | 0.0003 | 0.001 | 0.0076 | 0 | 0
4428212 | VCUG | 10 | 10f_138032_419x226x576.dat | 0.0990;0.0990;0.2425 | 419;226;576 | (0.0867;75.2258;4.6738) | 110 | 3.9 | 52 | 88.6612 | 60 | iodine | [138] | [100] | 1 | 5 | 60 | normal | none | 7.5309 | 6.6793 | 50.3015 | 33.385 | 29.6099 | 988.5271 | 0 | 0.0336 | 0.039 | 0.1065 | 0.0014 | 0.4437 | 0.028 | 0.0091 | 0.0172 | 0.0031 | 1 | 0.0032 | 0.011 | 0.0485 | 0.4123 | 0.0071 | 0.1352 | 0.0012 | 0.0126 | 0.0087 | 0.0688 | 0.2598 | 0.0037 | 0 | 0 | 0.0019 | 0.0003 | 0.0009 | 0.0082 | 0 | 0
4428212 | VCUG | 10 | 10f_138032_419x226x576.dat | 0.0990;0.0990;0.2425 | 419;226;576 | (0.0867;75.2258;4.6738) | 110 | 7.85 | 62 | 88.6612 | 60 | iodine | [138] | [100] | 1 | 5 | 60 | normal | none | 7.5309 | 6.6793 | 50.3015 | 33.385 | 29.6099 | 988.5271 | 0 | 0.0281 | 0.0361 | 0.0905 | 0.0013 | 0.3507 | 0.0246 | 0.0083 | 0.0144 | 0.0029 | 0 | 0.0028 | 0.0093 | 0.0398 | 0.4939 | 0.0063 | 0.1115 | 0.0011 | 0.0109 | 0.0075 | 0.0594 | 0.1819 | 0.0034 | 0 | 0 | 0.0019 | 0.0003 | 0.001 | 0.0075 | 0 | 0
4428212 | VCUG | 10 | 10f_138032_419x226x576.dat | 0.0990;0.0990;0.2425 | 419;226;576 | (0.0867;75.2258;4.6738) | 110 | 9.9905 | 69 | 88.6612 | 60 | iodine | [138] | [100] | 1 | 5 | 60 | normal | none | 7.5309 | 6.6793 | 50.3015 | 33.385 | 29.6099 | 988.5271 | 0 | 0.0267 | 0.0337 | 0.0879 | 0.0013 | 0.2594 | 0.0235 | 0.008 | 0.0132 | 0.0028 | 0.8375 | 0.0026 | 0.0085 | 0.0363 | 0.3361 | 0.0059 | 0.1052 | 0.0011 | 0.0101 | 0.007 | 0.0516 | 0.1584 | 0.0033 | 0 | 0 | 0.0019 | 0.0003 | 0.001 | 0.0072 | 0 | 0
4428212 | VCUG | 11 | 10f_138032_419x226x576.dat | 0.0990;0.0990;0.2425 | 419;226;576 | (0.3854;71.2860;13.1655) | 60 | 2.5 | 38 | 86.78 | 60 | iodine | [138] | [75] | 1 | 5 | 60 | normal | none | 8.3867 | 12.2401 | 102.6537 | 36.3897 | 53.1099 | 1932.653 | 0 | 0.0059 | 0.0285 | 0.0392 | 0.0019 | 0.2141 | 0.0131 | 0.0139 | 0.0042 | 0.001 | 0 | 0.0009 | 0.002 | 0.011 | 0.2177 | 0.0031 | 0.0582 | 0.0015 | 0.0019 | 0.003 | 0.0208 | 0.0792 | 0.0056 | 0 | 0 | 0.0021 | 0.0003 | 0.0009 | 0.0124 | 0 | 0
4428212 | VCUG | 11 | 10f_138032_419x226x576.dat | 0.0990;0.0990;0.2425 | 419;226;576 | (0.3854;71.2860;13.1655) | 60 | 5.7448 | 47 | 86.78 | 60 | iodine | [138] | [75] | 1 | 5 | 60 | normal | none | 8.3867 | 12.2401 | 102.6537 | 36.3897 | 53.1099 | 1932.653 | 0 | 0.0058 | 0.0208 | 0.0298 | 0.0017 | 0.1432 | 0.0112 | 0.0117 | 0.0035 | 0.0011 | 0.8083 | 0.0008 | 0.0018 | 0.0092 | 0.1762 | 0.0027 | 0.0434 | 0.0013 | 0.0019 | 0.0027 | 0.0154 | 0.0582 | 0.0048 | 0 | 0 | 0.0022 | 0.0003 | 0.0011 | 0.0104 | 0 | 0
4428212 | VCUG | 11 | 10f_138032_419x226x576.dat | 0.0990;0.0990;0.2425 | 419;226;576 | (0.3854;71.2860;13.1655) | 60 | 6.3535 | 49 | 86.78 | 60 | iodine | [138] | [75] | 1 | 5 | 60 | normal | none | 8.3867 | 12.2401 | 102.6537 | 36.3897 | 53.1099 | 1932.653 | 0 | 0.0058 | 0.0196 | 0.0285 | 0.0017 | 0.1399 | 0.0111 | 0.0115 | 0.0034 | 0.0011 | 1 | 0.0008 | 0.0018 | 0.009 | 0.1651 | 0.0027 | 0.0418 | 0.0013 | 0.0019 | 0.0026 | 0.0149 | 0.0545 | 0.0047 | 0 | 0 | 0.0022 | 0.0003 | 0.0011 | 0.0102 | 0 | 0
4428212 | VCUG | 11 | 10f_138032_419x226x576.dat | 0.0990;0.0990;0.2425 | 419;226;576 | (0.3854;71.2860;13.1655) | 80 | 2.9 | 44 | 86.78 | 60 | iodine | [138] | [75] | 1 | 5 | 60 | normal | none | 8.3867 | 12.2401 | 102.6537 | 36.3897 | 53.1099 | 1932.653 | 0 | 0.0058 | 0.0225 | 0.032 | 0.0018 | 0.1658 | 0.0122 | 0.0128 | 0.0038 | 0.0011 | 0.8981 | 0.0009 | 0.0019 | 0.01 | 0.2177 | 0.0029 | 0.0473 | 0.0014 | 0.0019 | 0.0029 | 0.0172 | 0.0632 | 0.0052 | 0 | 0 | 0.0021 | 0.0003 | 0.0009 | 0.0113 | 0 | 0
4428212 | VCUG | 11 | 10f_138032_419x226x576.dat | 0.0990;0.0990;0.2425 | 419;226;576 | (0.3854;71.2860;13.1655) | 80 | 7.702 | 57 | 86.78 | 60 | iodine | [138] | [75] | 1 | 5 | 60 | normal | none | 8.3867 | 12.2401 | 102.6537 | 36.3897 | 53.1099 | 1932.653 | 0 | 0.0058 | 0.0164 | 0.0248 | 0.0017 | 0.1048 | 0.0105 | 0.0109 | 0.0032 | 0.0011 | 0.4992 | 0.0008 | 0.0017 | 0.0084 | 0.1451 | 0.0026 | 0.0353 | 0.0012 | 0.0019 | 0.0025 | 0.0133 | 0.0487 | 0.0045 | 0 | 0 | 0.0022 | 0.0003 | 0.0011 | 0.0097 | 0 | 0
4428212 | VCUG | 11 | 10f_138032_419x226x576.dat | 0.0990;0.0990;0.2425 | 419;226;576 | (0.3854;71.2860;13.1655) | 80 | 8.502 | 60 | 86.78 | 60 | iodine | [138] | [75] | 1 | 5 | 60 | normal | none | 8.3867 | 12.2401 | 102.6537 | 36.3897 | 53.1099 | 1932.653 | 0 | 0.0058 | 0.0156 | 0.0236 | 0.0016 | 0.1007 | 0.0104 | 0.0107 | 0.0031 | 0.0011 | 0.9131 | 0.0008 | 0.0017 | 0.0082 | 0.1362 | 0.0025 | 0.0347 | 0.0012 | 0.0019 | 0.0025 | 0.0129 | 0.0467 | 0.0044 | 0 | 0 | 0.0022 | 0.0003 | 0.0011 | 0.0096 | 0 | 0
4428212 | VCUG | 11 | 10f_138032_419x226x576.dat | 0.0990;0.0990;0.2425 | 419;226;576 | (0.3854;71.2860;13.1655) | 110 | 3.9 | 52 | 86.78 | 60 | iodine | [138] | [75] | 1 | 5 | 60 | normal | none | 8.3867 | 12.2401 | 102.6537 | 36.3897 | 53.1099 | 1932.653 | 0 | 0.0057 | 0.0179 | 0.0263 | 0.0017 | 0.1147 | 0.0112 | 0.0116 | 0.0034 | 0.0011 | 0.9198 | 0.0009 | 0.0018 | 0.009 | 0.1677 | 0.0027 | 0.0375 | 0.0013 | 0.0019 | 0.0027 | 0.0147 | 0.0543 | 0.0047 | 0 | 0 | 0.0021 | 0.0003 | 0.0009 | 0.0103 | 0 | 0
4428212 | VCUG | 11 | 10f_138032_419x226x576.dat | 0.0990;0.0990;0.2425 | 419;226;576 | (0.3854;71.2860;13.1655) | 110 | 7.85 | 62 | 86.78 | 60 | iodine | [138] | [75] | 1 | 5 | 60 | normal | none | 8.3867 | 12.2401 | 102.6537 | 36.3897 | 53.1099 | 1932.653 | 0 | 0.0056 | 0.015 | 0.0226 | 0.0016 | 0.1045 | 0.0102 | 0.0105 | 0.0031 | 0.0011 | 0.6424 | 0.0008 | 0.0017 | 0.0081 | 0.1358 | 0.0025 | 0.0334 | 0.0012 | 0.0019 | 0.0025 | 0.0128 | 0.0459 | 0.0043 | 0 | 0 | 0.0021 | 0.0003 | 0.001 | 0.0095 | 0 | 0
4428212 | VCUG | 11 | 10f_138032_419x226x576.dat | 0.0990;0.0990;0.2425 | 419;226;576 | (0.3854;71.2860;13.1655) | 110 | 9.9905 | 69 | 86.78 | 60 | iodine | [138] | [75] | 1 | 5 | 60 | normal | none | 8.3867 | 12.2401 | 102.6537 | 36.3897 | 53.1099 | 1932.653 | 0 | 0.0055 | 0.0136 | 0.0211 | 0.0016 | 0.0943 | 0.0098 | 0.0101 | 0.0029 | 0.0011 | 0 | 0.0008 | 0.0017 | 0.0077 | 0.1184 | 0.0024 | 0.03 | 0.0011 | 0.0019 | 0.0024 | 0.012 | 0.0411 | 0.0041 | 0 | 0 | 0.0021 | 0.0003 | 0.001 | 0.0091 | 0 | 0
4428212 | VCUG | 12 | 10f_138032_419x226x576.dat | 0.0990;0.0990;0.2425 | 419;226;576 | (0.3854;71.2860;13.1655) | 60 | 2.5 | 38 | 86.78 | 60 | iodine | [138] | [10] | 1 | 5 | 60 | normal | none | 8.3867 | 12.2401 | 102.6537 | 36.3897 | 53.1099 | 1932.653 | 0 | 0.0059 | 0.0285 | 0.0392 | 0.0019 | 0.2141 | 0.0131 | 0.0138 | 0.0042 | 0.001 | 0 | 0.0009 | 0.002 | 0.011 | 0.2177 | 0.0031 | 0.0582 | 0.0015 | 0.0019 | 0.003 | 0.0208 | 0.0792 | 0.0053 | 0 | 0 | 0.0021 | 0.0003 | 0.0009 | 0.0123 | 0 | 0
4428212 | VCUG | 12 | 10f_138032_419x226x576.dat | 0.0990;0.0990;0.2425 | 419;226;576 | (0.3854;71.2860;13.1655) | 60 | 5.7448 | 47 | 86.78 | 60 | iodine | [138] | [10] | 1 | 5 | 60 | normal | none | 8.3867 | 12.2401 | 102.6537 | 36.3897 | 53.1099 | 1932.653 | 0 | 0.0058 | 0.0208 | 0.0298 | 0.0017 | 0.1432 | 0.0112 | 0.0116 | 0.0035 | 0.0011 | 0.8083 | 0.0008 | 0.0018 | 0.0092 | 0.1762 | 0.0027 | 0.0435 | 0.0013 | 0.0019 | 0.0027 | 0.0154 | 0.0582 | 0.0045 | 0 | 0 | 0.0022 | 0.0003 | 0.0011 | 0.0104 | 0 | 0
4428212 | VCUG | 12 | 10f_138032_419x226x576.dat | 0.0990;0.0990;0.2425 | 419;226;576 | (0.3854;71.2860;13.1655) | 60 | 6.3535 | 49 | 86.78 | 60 | iodine | [138] | [10] | 1 | 5 | 60 | normal | none | 8.3867 | 12.2401 | 102.6537 | 36.3897 | 53.1099 | 1932.653 | 0 | 0.0058 | 0.0196 | 0.0285 | 0.0017 | 0.1399 | 0.0111 | 0.0114 | 0.0034 | 0.0011 | 1 | 0.0008 | 0.0018 | 0.009 | 0.1651 | 0.0027 | 0.0418 | 0.0013 | 0.0019 | 0.0026 | 0.0149 | 0.0545 | 0.0045 | 0 | 0 | 0.0022 | 0.0003 | 0.0011 | 0.0102 | 0 | 0
4428212 | VCUG | 12 | 10f_138032_419x226x576.dat | 0.0990;0.0990;0.2425 | 419;226;576 | (0.3854;71.2860;13.1655) | 80 | 2.9 | 44 | 86.78 | 60 | iodine | [138] | [10] | 1 | 5 | 60 | normal | none | 8.3867 | 12.2401 | 102.6537 | 36.3897 | 53.1099 | 1932.653 | 0 | 0.0058 | 0.0225 | 0.032 | 0.0018 | 0.1658 | 0.0122 | 0.0126 | 0.0038 | 0.0011 | 0.8981 | 0.0009 | 0.0019 | 0.01 | 0.2177 | 0.0029 | 0.0473 | 0.0014 | 0.0019 | 0.0029 | 0.0172 | 0.0632 | 0.0049 | 0 | 0 | 0.0021 | 0.0003 | 0.0009 | 0.0112 | 0 | 0
4428212 | VCUG | 12 | 10f_138032_419x226x576.dat | 0.0990;0.0990;0.2425 | 419;226;576 | (0.3854;71.2860;13.1655) | 80 | 7.702 | 57 | 86.78 | 60 | iodine | [138] | [10] | 1 | 5 | 60 | normal | none | 8.3867 | 12.2401 | 102.6537 | 36.3897 | 53.1099 | 1932.653 | 0 | 0.0058 | 0.0164 | 0.0248 | 0.0017 | 0.1048 | 0.0105 | 0.0108 | 0.0032 | 0.0011 | 0.4992 | 0.0008 | 0.0017 | 0.0084 | 0.1451 | 0.0026 | 0.0353 | 0.0012 | 0.0019 | 0.0025 | 0.0133 | 0.0487 | 0.0043 | 0 | 0 | 0.0022 | 0.0003 | 0.0011 | 0.0098 | 0 | 0
4428212 | VCUG | 12 | 10f_138032_419x226x576.dat | 0.0990;0.0990;0.2425 | 419;226;576 | (0.3854;71.2860;13.1655) | 80 | 8.502 | 60 | 86.78 | 60 | iodine | [138] | [10] | 1 | 5 | 60 | normal | none | 8.3867 | 12.2401 | 102.6537 | 36.3897 | 53.1099 | 1932.653 | 0 | 0.0058 | 0.0156 | 0.0236 | 0.0016 | 0.1007 | 0.0104 | 0.0106 | 0.0031 | 0.0011 | 0.9131 | 0.0008 | 0.0017 | 0.0082 | 0.1362 | 0.0025 | 0.0346 | 0.0012 | 0.0019 | 0.0025 | 0.0129 | 0.0467 | 0.0042 | 0 | 0 | 0.0022 | 0.0003 | 0.0011 | 0.0096 | 0 | 0
4428212 | VCUG | 12 | 10f_138032_419x226x576.dat | 0.0990;0.0990;0.2425 | 419;226;576 | (0.3854;71.2860;13.1655) | 110 | 3.9 | 52 | 86.78 | 60 | iodine | [138] | [10] | 1 | 5 | 60 | normal | none | 8.3867 | 12.2401 | 102.6537 | 36.3897 | 53.1099 | 1932.653 | 0 | 0.0057 | 0.0179 | 0.0263 | 0.0017 | 0.1147 | 0.0112 | 0.0116 | 0.0034 | 0.0011 | 0.9198 | 0.0009 | 0.0018 | 0.009 | 0.1677 | 0.0027 | 0.0375 | 0.0013 | 0.0019 | 0.0027 | 0.0147 | 0.0543 | 0.0045 | 0 | 0 | 0.0021 | 0.0003 | 0.0009 | 0.0103 | 0 | 0
4428212 | VCUG | 12 | 10f_138032_419x226x576.dat | 0.0990;0.0990;0.2425 | 419;226;576 | (0.3854;71.2860;13.1655) | 110 | 7.85 | 62 | 86.78 | 60 | iodine | [138] | [10] | 1 | 5 | 60 | normal | none | 8.3867 | 12.2401 | 102.6537 | 36.3897 | 53.1099 | 1932.653 | 0 | 0.0056 | 0.015 | 0.0226 | 0.0016 | 0.1045 | 0.0102 | 0.0104 | 0.0031 | 0.0011 | 0.6424 | 0.0008 | 0.0017 | 0.0081 | 0.1358 | 0.0025 | 0.0334 | 0.0012 | 0.0019 | 0.0025 | 0.0128 | 0.0459 | 0.0041 | 0 | 0 | 0.0021 | 0.0003 | 0.001 | 0.0095 | 0 | 0
4428212 | VCUG | 12 | 10f_138032_419x226x576.dat | 0.0990;0.0990;0.2425 | 419;226;576 | (0.3854;71.2860;13.1655) | 110 | 9.9905 | 69 | 86.78 | 60 | iodine | [138] | [10] | 1 | 5 | 60 | normal | none | 8.3867 | 12.2401 | 102.6537 | 36.3897 | 53.1099 | 1932.653 | 0 | 0.0055 | 0.0136 | 0.0211 | 0.0016 | 0.094 | 0.0098 | 0.01 | 0.0029 | 0.0011 | 0 | 0.0008 | 0.0017 | 0.0077 | 0.1184 | 0.0024 | 0.03 | 0.0011 | 0.0019 | 0.0024 | 0.012 | 0.0411 | 0.004 | 0 | 0 | 0.0021 | 0.0003 | 0.001 | 0.0091 | 0 | 0
4428212 | VCUG | 1 | 10m_138032_419x226x576.dat | 0.0990;0.0990;0.2425 | 419;226;576 | (0.3854;71.2860;13.8158) | 60 | 2.5 | 38 | 86.78 | 60 | iodine | [138] | [0] | 1 | 5 | 65 | normal | none | 8.3867 | 11.9851 | 100.5151 | 36.3897 | 52.0035 | 1892.3907 | 0 | 0.0058 | 0.028 | 0.0384 | 0.0019 | 0.2148 | 0.0128 | 0.0193 | 0.0041 | 0.001 | 1 | 0.0009 | 0.0019 | 0.0109 | 0.2029 | 0.003 | 0.0557 | 0.0015 | 0.0018 | 0.003 | 0.0197 | 0.0742 | 0.0044 | 0 | 0 | 0.0021 | 0.0003 | 0.0009 | 0.0179 | 0 | 0
4428212 | VCUG | 1 | 10m_138032_419x226x576.dat | 0.0990;0.0990;0.2425 | 419;226;576 | (0.3854;71.2860;13.8158) | 60 | 5.7448 | 47 | 86.78 | 60 | iodine | [138] | [0] | 1 | 5 | 65 | normal | none | 8.3867 | 11.9851 | 100.5151 | 36.3897 | 52.0035 | 1892.3907 | 0 | 0.0057 | 0.0205 | 0.0292 | 0.0017 | 0.1483 | 0.0111 | 0.0183 | 0.0034 | 0.0011 | 0.7345 | 0.0008 | 0.0017 | 0.0091 | 0.1673 | 0.0027 | 0.0409 | 0.0013 | 0.0019 | 0.0026 | 0.0149 | 0.0564 | 0.004 | 0 | 0 | 0.0021 | 0.0003 | 0.0011 | 0.0164 | 0 | 0
4428212 | VCUG | 1 | 10m_138032_419x226x576.dat | 0.0990;0.0990;0.2425 | 419;226;576 | (0.3854;71.2860;13.8158) | 60 | 6.3535 | 49 | 86.78 | 60 | iodine | [138] | [0] | 1 | 5 | 65 | normal | none | 8.3867 | 11.9851 | 100.5151 | 36.3897 | 52.0035 | 1892.3907 | 0 | 0.0057 | 0.0191 | 0.0282 | 0.0017 | 0.1464 | 0.0109 | 0.0181 | 0.0033 | 0.0011 | 0.944 | 0.0008 | 0.0017 | 0.0089 | 0.1878 | 0.0026 | 0.0402 | 0.0013 | 0.0019 | 0.0026 | 0.0144 | 0.0531 | 0.004 | 0 | 0 | 0.0022 | 0.0003 | 0.0011 | 0.0164 | 0 | 0
4428212 | VCUG | 1 | 10m_138032_419x226x576.dat | 0.0990;0.0990;0.2425 | 419;226;576 | (0.3854;71.2860;13.8158) | 80 | 2.9 | 44 | 86.78 | 60 | iodine | [138] | [0] | 1 | 5 | 65 | normal | none | 8.3867 | 11.9851 | 100.5151 | 36.3897 | 52.0035 | 1892.3907 | 0 | 0.0057 | 0.0216 | 0.0315 | 0.0018 | 0.1444 | 0.012 | 0.0187 | 0.0037 | 0.001 | 0.6677 | 0.0009 | 0.0018 | 0.01 | 0.1853 | 0.0028 | 0.0445 | 0.0014 | 0.0019 | 0.0028 | 0.0166 | 0.0602 | 0.0042 | 0 | 0 | 0.0021 | 0.0003 | 0.0009 | 0.0171 | 0 | 0
4428212 | VCUG | 1 | 10m_138032_419x226x576.dat | 0.0990;0.0990;0.2425 | 419;226;576 | (0.3854;71.2860;13.8158) | 80 | 7.702 | 57 | 86.78 | 60 | iodine | [138] | [0] | 1 | 5 | 65 | normal | none | 8.3867 | 11.9851 | 100.5151 | 36.3897 | 52.0035 | 1892.3907 | 0 | 0.0057 | 0.0158 | 0.0242 | 0.0016 | 0.1089 | 0.0103 | 0.0176 | 0.0031 | 0.0011 | 0.674 | 0.0008 | 0.0017 | 0.0083 | 0.1653 | 0.0025 | 0.0339 | 0.0012 | 0.0019 | 0.0025 | 0.0128 | 0.0463 | 0.0038 | 0 | 0 | 0.0021 | 0.0003 | 0.0011 | 0.016 | 0 | 0
4428212 | VCUG | 1 | 10m_138032_419x226x576.dat | 0.0990;0.0990;0.2425 | 419;226;576 | (0.3854;71.2860;13.8158) | 80 | 8.502 | 60 | 86.78 | 60 | iodine | [138] | [0] | 1 | 5 | 65 | normal | none | 8.3867 | 11.9851 | 100.5151 | 36.3897 | 52.0035 | 1892.3907 | 0 | 0.0056 | 0.0151 | 0.0229 | 0.0016 | 0.1052 | 0.0103 | 0.0176 | 0.003 | 0.0011 | 0.5282 | 0.0008 | 0.0016 | 0.0081 | 0.1423 | 0.0025 | 0.0327 | 0.0012 | 0.0019 | 0.0024 | 0.0124 | 0.0438 | 0.0038 | 0 | 0 | 0.0021 | 0.0003 | 0.0011 | 0.0158 | 0 | 0
4428212 | VCUG | 1 | 10m_138032_419x226x576.dat | 0.0990;0.0990;0.2425 | 419;226;576 | (0.3854;71.2860;13.8158) | 110 | 3.9 | 52 | 86.78 | 60 | iodine | [138] | [0] | 1 | 5 | 65 | normal | none | 8.3867 | 11.9851 | 100.5151 | 36.3897 | 52.0035 | 1892.3907 | 0 | 0.0056 | 0.0173 | 0.0259 | 0.0017 | 0.1127 | 0.011 | 0.0178 | 0.0033 | 0.0011 | 0.539 | 0.0008 | 0.0017 | 0.0089 | 0.1431 | 0.0027 | 0.0376 | 0.0013 | 0.0019 | 0.0026 | 0.0141 | 0.0512 | 0.004 | 0 | 0 | 0.0021 | 0.0003 | 0.0009 | 0.0163 | 0 | 0
4428212 | VCUG | 1 | 10m_138032_419x226x576.dat | 0.0990;0.0990;0.2425 | 419;226;576 | (0.3854;71.2860;13.8158) | 110 | 7.85 | 62 | 86.78 | 60 | iodine | [138] | [0] | 1 | 5 | 65 | normal | none | 8.3867 | 11.9851 | 100.5151 | 36.3897 | 52.0035 | 1892.3907 | 0 | 0.0055 | 0.0145 | 0.0222 | 0.0016 | 0.0998 | 0.0101 | 0.0171 | 0.003 | 0.0011 | 0.4958 | 0.0008 | 0.0016 | 0.008 | 0.1277 | 0.0025 | 0.0317 | 0.0012 | 0.0019 | 0.0024 | 0.0123 | 0.0432 | 0.0037 | 0 | 0 | 0.0021 | 0.0003 | 0.001 | 0.0155 | 0 | 0
4428212 | VCUG | 1 | 10m_138032_419x226x576.dat | 0.0990;0.0990;0.2425 | 419;226;576 | (0.3854;71.2860;13.8158) | 110 | 9.9905 | 69 | 86.78 | 60 | iodine | [138] | [0] | 1 | 5 | 65 | normal | none | 8.3867 | 11.9851 | 100.5151 | 36.3897 | 52.0035 | 1892.3907 | 0 | 0.0054 | 0.0132 | 0.0205 | 0.0015 | 0.086 | 0.0097 | 0.0165 | 0.0028 | 0.0011 | 0.4332 | 0.0008 | 0.0016 | 0.0076 | 0.1163 | 0.0024 | 0.0294 | 0.0011 | 0.0019 | 0.0023 | 0.0115 | 0.0393 | 0.0036 | 0 | 0 | 0.002 | 0.0003 | 0.001 | 0.0148 | 0 | 0
4428212 | VCUG | 2 | 10m_138032_419x226x576.dat | 0.0990;0.0990;0.2425 | 419;226;576 | (0.1693;75.3658;1.1943) | 60 | 2.5 | 38 | 88.5212 | 60 | iodine | [138] | [10] | 0 | 5 | 65 | normal | none | 7.453 | 4.8548 | 36.1831 | 32.9874 | 21.4878 | 708.8275 | 0 | 0.1173 | 0.0573 | 0.2493 | 0.0021 | 0.5721 | 0.1073 | 0.0195 | 0.0536 | 0.0099 | 1 | 0.0113 | 0.0307 | 0.1811 | 0.5406 | 0.02 | 0.2077 | 0.0024 | 0.0273 | 0.0232 | 0.1919 | 0.3885 | 0.0032 | 0 | 0 | 0.0026 | 0.0003 | 0.0009 | 0.0144 | 0 | 0
4428212 | VCUG | 2 | 10m_138032_419x226x576.dat | 0.0990;0.0990;0.2425 | 419;226;576 | (0.1693;75.3658;1.1943) | 60 | 5.7448 | 47 | 88.5212 | 60 | iodine | [138] | [10] | 0 | 5 | 65 | normal | none | 7.453 | 4.8548 | 36.1831 | 32.9874 | 21.4878 | 708.8275 | 0 | 0.0788 | 0.05 | 0.1888 | 0.002 | 0.5154 | 0.072 | 0.0166 | 0.0368 | 0.0075 | 1 | 0.0078 | 0.0227 | 0.1065 | 0.4658 | 0.0145 | 0.1672 | 0.0019 | 0.0216 | 0.0166 | 0.143 | 0.3616 | 0.0029 | 0 | 0 | 0.0026 | 0.0003 | 0.001 | 0.0128 | 0 | 0
4428212 | VCUG | 2 | 10m_138032_419x226x576.dat | 0.0990;0.0990;0.2425 | 419;226;576 | (0.1693;75.3658;1.1943) | 60 | 6.3535 | 49 | 88.5212 | 60 | iodine | [138] | [10] | 0 | 5 | 65 | normal | none | 7.453 | 4.8548 | 36.1831 | 32.9874 | 21.4878 | 708.8275 | 0 | 0.0724 | 0.047 | 0.2228 | 0.002 | 0.4218 | 0.0687 | 0.0161 | 0.0346 | 0.0072 | 0.7575 | 0.0075 | 0.0215 | 0.0983 | 0.4916 | 0.0139 | 0.1886 | 0.0019 | 0.0206 | 0.0156 | 0.1378 | 0.3919 | 0.0029 | 0 | 0 | 0.0026 | 0.0003 | 0.0011 | 0.0127 | 0 | 0
4428212 | VCUG | 2 | 10m_138032_419x226x576.dat | 0.0990;0.0990;0.2425 | 419;226;576 | (0.1693;75.3658;1.1943) | 80 | 2.9 | 44 | 88.5212 | 60 | iodine | [138] | [10] | 0 | 5 | 65 | normal | none | 7.453 | 4.8548 | 36.1831 | 32.9874 | 21.4878 | 708.8275 | 0 | 0.0825 | 0.0509 | 0.2099 | 0.0021 | 0.5449 | 0.0802 | 0.0181 | 0.039 | 0.0083 | 0 | 0.0086 | 0.0242 | 0.111 | 0.7014 | 0.016 | 0.1704 | 0.0021 | 0.0232 | 0.0183 | 0.1537 | 0.3014 | 0.0031 | 0 | 0 | 0.0026 | 0.0003 | 0.0009 | 0.0135 | 0 | 0
4428212 | VCUG | 2 | 10m_138032_419x226x576.dat | 0.0990;0.0990;0.2425 | 419;226;576 | (0.1693;75.3658;1.1943) | 80 | 7.702 | 57 | 88.5212 | 60 | iodine | [138] | [10] | 0 | 5 | 65 | normal | none | 7.453 | 4.8548 | 36.1831 | 32.9874 | 21.4878 | 708.8275 | 0 | 0.0591 | 0.0444 | 0.1703 | 0.0019 | 0.536 | 0.0582 | 0.0151 | 0.0281 | 0.0064 | 1 | 0.0063 | 0.018 | 0.0748 | 0.514 | 0.012 | 0.1505 | 0.0018 | 0.0177 | 0.0135 | 0.1209 | 0.3258 | 0.0027 | 0 | 0 | 0.0026 | 0.0003 | 0.0011 | 0.012 | 0 | 0
4428212 | VCUG | 2 | 10m_138032_419x226x576.dat | 0.0990;0.0990;0.2425 | 419;226;576 | (0.1693;75.3658;1.1943) | 80 | 8.502 | 60 | 88.5212 | 60 | iodine | [138] | [10] | 0 | 5 | 65 | normal | none | 7.453 | 4.8548 | 36.1831 | 32.9874 | 21.4878 | 708.8275 | 0 | 0.0592 | 0.043 | 0.158 | 0.0019 | 0.4741 | 0.0548 | 0.0147 | 0.0265 | 0.0062 | 0 | 0.006 | 0.0171 | 0.0754 | 0.5368 | 0.0115 | 0.1481 | 0.0017 | 0.0173 | 0.0129 | 0.1007 | 0.2888 | 0.0027 | 0 | 0 | 0.0026 | 0.0003 | 0.0011 | 0.0119 | 0 | 0
4428212 | VCUG | 2 | 10m_138032_419x226x576.dat | 0.0990;0.0990;0.2425 | 419;226;576 | (0.1693;75.3658;1.1943) | 110 | 3.9 | 52 | 88.5212 | 60 | iodine | [138] | [10] | 0 | 5 | 65 | normal | none | 7.453 | 4.8548 | 36.1831 | 32.9874 | 21.4878 | 708.8275 | 0 | 0.0667 | 0.0471 | 0.17 | 0.0019 | 0.4728 | 0.0646 | 0.0162 | 0.0305 | 0.0071 | 0 | 0.0069 | 0.0191 | 0.0888 | 0.7767 | 0.0133 | 0.1638 | 0.0019 | 0.0195 | 0.0148 | 0.1148 | 0.2974 | 0.0029 | 0 | 0 | 0.0025 | 0.0003 | 0.0009 | 0.0126 | 0 | 0
4428212 | VCUG | 2 | 10m_138032_419x226x576.dat | 0.0990;0.0990;0.2425 | 419;226;576 | (0.1693;75.3658;1.1943) | 110 | 7.85 | 62 | 88.5212 | 60 | iodine | [138] | [10] | 0 | 5 | 65 | normal | none | 7.453 | 4.8548 | 36.1831 | 32.9874 | 21.4878 | 708.8275 | 0 | 0.054 | 0.042 | 0.1339 | 0.0018 | 0.4524 | 0.0539 | 0.0144 | 0.025 | 0.0061 | 0 | 0.0058 | 0.0162 | 0.069 | 0.4093 | 0.0114 | 0.1366 | 0.0017 | 0.0169 | 0.0126 | 0.0987 | 0.3048 | 0.0027 | 0 | 0 | 0.0025 | 0.0003 | 0.001 | 0.0117 | 0 | 0
4428212 | VCUG | 2 | 10m_138032_419x226x576.dat | 0.0990;0.0990;0.2425 | 419;226;576 | (0.1693;75.3658;1.1943) | 110 | 9.9905 | 69 | 88.5212 | 60 | iodine | [138] | [10] | 0 | 5 | 65 | normal | none | 7.453 | 4.8548 | 36.1831 | 32.9874 | 21.4878 | 708.8275 | 0 | 0.05 | 0.0399 | 0.1361 | 0.0018 | 0.3652 | 0.0475 | 0.0137 | 0.0226 | 0.0057 | 0.7467 | 0.0053 | 0.0147 | 0.0678 | 0.4464 | 0.0105 | 0.1411 | 0.0016 | 0.0157 | 0.0115 | 0.0846 | 0.3289 | 0.0026 | 0 | 0 | 0.0024 | 0.0003 | 0.001 | 0.0112 | 0 | 0
4428212 | VCUG | 3 | 10m_138032_419x226x576.dat | 0.0990;0.0990;0.2425 | 419;226;576 | (0.1693;75.3658;1.1943) | 60 | 2.5 | 38 | 88.5212 | 60 | iodine | [138] | [30] | 0 | 5 | 65 | normal | none | 7.453 | 4.8548 | 36.1831 | 32.9874 | 21.4878 | 708.8275 | 0 | 0.1167 | 0.0574 | 0.2493 | 0.0022 | 0.5721 | 0.1094 | 0.0197 | 0.0541 | 0.0099 | 1 | 0.0113 | 0.0308 | 0.1819 | 0.5406 | 0.0201 | 0.2086 | 0.0024 | 0.0274 | 0.0233 | 0.196 | 0.3885 | 0.0033 | 0 | 0 | 0.0026 | 0.0003 | 0.0009 | 0.0147 | 0 | 0
4428212 | VCUG | 3 | 10m_138032_419x226x576.dat | 0.0990;0.0990;0.2425 | 419;226;576 | (0.1693;75.3658;1.1943) | 60 | 5.7448 | 47 | 88.5212 | 60 | iodine | [138] | [30] | 0 | 5 | 65 | normal | none | 7.453 | 4.8548 | 36.1831 | 32.9874 | 21.4878 | 708.8275 | 0 | 0.0797 | 0.05 | 0.1888 | 0.002 | 0.5154 | 0.0725 | 0.0167 | 0.037 | 0.0076 | 1 | 0.0079 | 0.0228 | 0.1068 | 0.4658 | 0.0146 | 0.1652 | 0.002 | 0.0216 | 0.0166 | 0.1473 | 0.3616 | 0.0029 | 0 | 0 | 0.0026 | 0.0003 | 0.001 | 0.013 | 0 | 0
4428212 | VCUG | 3 | 10m_138032_419x226x576.dat | 0.0990;0.0990;0.2425 | 419;226;576 | (0.1693;75.3658;1.1943) | 60 | 6.3535 | 49 | 88.5212 | 60 | iodine | [138] | [30] | 0 | 5 | 65 | normal | none | 7.453 | 4.8548 | 36.1831 | 32.9874 | 21.4878 | 708.8275 | 0 | 0.0729 | 0.0472 | 0.2241 | 0.002 | 0.4218 | 0.07 | 0.0163 | 0.0348 | 0.0073 | 0.7575 | 0.0075 | 0.0216 | 0.0995 | 0.4916 | 0.014 | 0.1921 | 0.0019 | 0.0207 | 0.0157 | 0.1411 | 0.3919 | 0.0029 | 0 | 0 | 0.0026 | 0.0003 | 0.0011 | 0.0128 | 0 | 0
4428212 | VCUG | 3 | 10m_138032_419x226x576.dat | 0.0990;0.0990;0.2425 | 419;226;576 | (0.1693;75.3658;1.1943) | 80 | 2.9 | 44 | 88.5212 | 60 | iodine | [138] | [30] | 0 | 5 | 65 | normal | none | 7.453 | 4.8548 | 36.1831 | 32.9874 | 21.4878 | 708.8275 | 0 | 0.0833 | 0.0507 | 0.2099 | 0.0021 | 0.5449 | 0.0819 | 0.0183 | 0.0392 | 0.0084 | 0 | 0.0087 | 0.0244 | 0.1115 | 0.7014 | 0.0161 | 0.1762 | 0.0022 | 0.0233 | 0.0184 | 0.1564 | 0.3019 | 0.0031 | 0 | 0 | 0.0026 | 0.0003 | 0.0009 | 0.0137 | 0 | 0
4428212 | VCUG | 3 | 10m_138032_419x226x576.dat | 0.0990;0.0990;0.2425 | 419;226;576 | (0.1693;75.3658;1.1943) | 80 | 7.702 | 57 | 88.5212 | 60 | iodine | [138] | [30] | 0 | 5 | 65 | normal | none | 7.453 | 4.8548 | 36.1831 | 32.9874 | 21.4878 | 708.8275 | 0 | 0.0591 | 0.0444 | 0.1693 | 0.0019 | 0.5563 | 0.0587 | 0.0152 | 0.0283 | 0.0065 | 1 | 0.0063 | 0.018 | 0.0749 | 0.514 | 0.0121 | 0.1498 | 0.0018 | 0.0178 | 0.0135 | 0.1207 | 0.3444 | 0.0028 | 0 | 0 | 0.0026 | 0.0003 | 0.0011 | 0.0122 | 0 | 0
4428212 | VCUG | 3 | 10m_138032_419x226x576.dat | 0.0990;0.0990;0.2425 | 419;226;576 | (0.1693;75.3658;1.1943) | 80 | 8.502 | 60 | 88.5212 | 60 | iodine | [138] | [30] | 0 | 5 | 65 | normal | none | 7.453 | 4.8548 | 36.1831 | 32.9874 | 21.4878 | 708.8275 | 0 | 0.0591 | 0.043 | 0.1577 | 0.0019 | 0.4958 | 0.0551 | 0.0149 | 0.0266 | 0.0062 | 0 | 0.006 | 0.0172 | 0.076 | 0.534 | 0.0116 | 0.148 | 0.0017 | 0.0173 | 0.013 | 0.1015 | 0.3017 | 0.0027 | 0 | 0 | 0.0026 | 0.0003 | 0.0011 | 0.0121 | 0 | 0
4428212 | VCUG | 3 | 10m_138032_419x226x576.dat | 0.0990;0.0990;0.2425 | 419;226;576 | (0.1693;75.3658;1.1943) | 110 | 3.9 | 52 | 88.5212 | 60 | iodine | [138] | [30] | 0 | 5 | 65 | normal | none | 7.453 | 4.8548 | 36.1831 | 32.9874 | 21.4878 | 708.8275 | 0 | 0.0673 | 0.0471 | 0.1704 | 0.002 | 0.4728 | 0.065 | 0.0163 | 0.0307 | 0.0071 | 0 | 0.007 | 0.0192 | 0.089 | 0.7767 | 0.0134 | 0.1652 | 0.0019 | 0.0195 | 0.0149 | 0.114 | 0.3094 | 0.0029 | 0 | 0 | 0.0025 | 0.0003 | 0.0009 | 0.0128 | 0 | 0
4428212 | VCUG | 3 | 10m_138032_419x226x576.dat | 0.0990;0.0990;0.2425 | 419;226;576 | (0.1693;75.3658;1.1943) | 110 | 7.85 | 62 | 88.5212 | 60 | iodine | [138] | [30] | 0 | 5 | 65 | normal | none | 7.453 | 4.8548 | 36.1831 | 32.9874 | 21.4878 | 708.8275 | 0 | 0.0541 | 0.0419 | 0.134 | 0.0018 | 0.4524 | 0.0541 | 0.0146 | 0.0252 | 0.0062 | 0 | 0.0059 | 0.0163 | 0.0692 | 0.4152 | 0.0114 | 0.1392 | 0.0017 | 0.017 | 0.0126 | 0.1005 | 0.2948 | 0.0027 | 0 | 0 | 0.0025 | 0.0003 | 0.001 | 0.0119 | 0 | 0
4428212 | VCUG | 3 | 10m_138032_419x226x576.dat | 0.0990;0.0990;0.2425 | 419;226;576 | (0.1693;75.3658;1.1943) | 110 | 9.9905 | 69 | 88.5212 | 60 | iodine | [138] | [30] | 0 | 5 | 65 | normal | none | 7.453 | 4.8548 | 36.1831 | 32.9874 | 21.4878 | 708.8275 | 0 | 0.0505 | 0.0401 | 0.1363 | 0.0018 | 0.3461 | 0.0486 | 0.0139 | 0.0227 | 0.0057 | 1 | 0.0054 | 0.0147 | 0.068 | 0.407 | 0.0106 | 0.1418 | 0.0016 | 0.0157 | 0.0116 | 0.0846 | 0.3304 | 0.0026 | 0 | 0 | 0.0025 | 0.0003 | 0.001 | 0.0113 | 0 | 0
4428212 | VCUG | 4 | 10m_138032_419x226x576.dat | 0.0990;0.0990;0.2425 | 419;226;576 | (0.1693;75.3658;4.6757) | 60 | 2.5 | 38 | 88.5212 | 60 | iodine | [138] | [50] | 0 | 5 | 65 | normal | none | 7.453 | 6.6648 | 49.6726 | 32.9874 | 29.4987 | 973.0858 | 0 | 0.0486 | 0.0518 | 0.1633 | 0.0016 | 0.6149 | 0.047 | 0.0226 | 0.028 | 0.0037 | 0 | 0.0051 | 0.0174 | 0.0742 | 0.5486 | 0.0083 | 0.1752 | 0.0014 | 0.0134 | 0.01 | 0.1403 | 0.3082 | 0.0038 | 0 | 0 | 0.0018 | 0.0003 | 0.0008 | 0.0164 | 0 | 0
4428212 | VCUG | 4 | 10m_138032_419x226x576.dat | 0.0990;0.0990;0.2425 | 419;226;576 | (0.1693;75.3658;4.6757) | 60 | 5.7448 | 47 | 88.5212 | 60 | iodine | [138] | [50] | 0 | 5 | 65 | normal | none | 7.453 | 6.6648 | 49.6726 | 32.9874 | 29.4987 | 973.0858 | 0 | 0.0368 | 0.0415 | 0.132 | 0.0015 | 0.3622 | 0.0356 | 0.019 | 0.0193 | 0.0032 | 0 | 0.0038 | 0.0126 | 0.0522 | 0.4867 | 0.0067 | 0.1459 | 0.0012 | 0.0107 | 0.0078 | 0.0835 | 0.2493 | 0.0033 | 0 | 0 | 0.002 | 0.0003 | 0.001 | 0.0147 | 0 | 0
4428212 | VCUG | 4 | 10m_138032_419x226x576.dat | 0.0990;0.0990;0.2425 | 419;226;576 | (0.1693;75.3658;4.6757) | 60 | 6.3535 | 49 | 88.5212 | 60 | iodine | [138] | [50] | 0 | 5 | 65 | normal | none | 7.453 | 6.6648 | 49.6726 | 32.9874 | 29.4987 | 973.0858 | 0 | 0.0347 | 0.0402 | 0.1276 | 0.0015 | 0.3709 | 0.0342 | 0.0185 | 0.0182 | 0.0031 | 0 | 0.0037 | 0.0119 | 0.0502 | 0.5667 | 0.0065 | 0.1626 | 0.0012 | 0.0103 | 0.0076 | 0.0801 | 0.2323 | 0.0033 | 0 | 0 | 0.002 | 0.0003 | 0.001 | 0.0145 | 0 | 0
4428212 | VCUG | 4 | 10m_138032_419x226x576.dat | 0.0990;0.0990;0.2425 | 419;226;576 | (0.1693;75.3658;4.6757) | 80 | 2.9 | 44 | 88.5212 | 60 | iodine | [138] | [50] | 0 | 5 | 65 | normal | none | 7.453 | 6.6648 | 49.6726 | 32.9874 | 29.4987 | 973.0858 | 0 | 0.0391 | 0.0456 | 0.1295 | 0.0015 | 0.4195 | 0.0399 | 0.0205 | 0.0211 | 0.0034 | 1 | 0.0043 | 0.0137 | 0.0557 | 0.3667 | 0.0074 | 0.1372 | 0.0013 | 0.0117 | 0.0087 | 0.09 | 0.2261 | 0.0035 | 0 | 0 | 0.0019 | 0.0003 | 0.0009 | 0.0156 | 0 | 0
4428212 | VCUG | 4 | 10m_138032_419x226x576.dat | 0.0990;0.0990;0.2425 | 419;226;576 | (0.1693;75.3658;4.6757) | 80 | 7.702 | 57 | 88.5212 | 60 | iodine | [138] | [50] | 0 | 5 | 65 | normal | none | 7.453 | 6.6648 | 49.6726 | 32.9874 | 29.4987 | 973.0858 | 0 | 0.0302 | 0.0374 | 0.1047 | 0.0015 | 0.3419 | 0.0304 | 0.0173 | 0.0152 | 0.003 | 0.5888 | 0.0033 | 0.01 | 0.0441 | 0.505 | 0.006 | 0.1167 | 0.0012 | 0.0095 | 0.0069 | 0.0644 | 0.2134 | 0.0031 | 0 | 0 | 0.002 | 0.0003 | 0.001 | 0.0137 | 0 | 0
4428212 | VCUG | 4 | 10m_138032_419x226x576.dat | 0.0990;0.0990;0.2425 | 419;226;576 | (0.1693;75.3658;4.6757) | 80 | 8.502 | 60 | 88.5212 | 60 | iodine | [138] | [50] | 0 | 5 | 65 | normal | none | 7.453 | 6.6648 | 49.6726 | 32.9874 | 29.4987 | 973.0858 | 0 | 0.029 | 0.0353 | 0.0957 | 0.0014 | 0.3317 | 0.0293 | 0.0169 | 0.0145 | 0.0029 | 0.7133 | 0.0032 | 0.0096 | 0.0408 | 0.3969 | 0.0059 | 0.1165 | 0.0011 | 0.0092 | 0.0067 | 0.0609 | 0.1805 | 0.0031 | 0 | 0 | 0.002 | 0.0003 | 0.001 | 0.0136 | 0 | 0
4428212 | VCUG | 4 | 10m_138032_419x226x576.dat | 0.0990;0.0990;0.2425 | 419;226;576 | (0.1693;75.3658;4.6757) | 110 | 3.9 | 52 | 88.5212 | 60 | iodine | [138] | [50] | 0 | 5 | 65 | normal | none | 7.453 | 6.6648 | 49.6726 | 32.9874 | 29.4987 | 973.0858 | 0 | 0.0339 | 0.0394 | 0.1087 | 0.0015 | 0.337 | 0.0337 | 0.0184 | 0.0166 | 0.0032 | 0 | 0.0037 | 0.011 | 0.0471 | 0.7091 | 0.0066 | 0.1244 | 0.0012 | 0.0104 | 0.0076 | 0.0694 | 0.2408 | 0.0033 | 0 | 0 | 0.0019 | 0.0003 | 0.0009 | 0.0144 | 0 | 0
4428212 | VCUG | 4 | 10m_138032_419x226x576.dat | 0.0990;0.0990;0.2425 | 419;226;576 | (0.1693;75.3658;4.6757) | 110 | 7.85 | 62 | 88.5212 | 60 | iodine | [138] | [50] | 0 | 5 | 65 | normal | none | 7.453 | 6.6648 | 49.6726 | 32.9874 | 29.4987 | 973.0858 | 0 | 0.0283 | 0.0347 | 0.0891 | 0.0014 | 0.3067 | 0.0286 | 0.0168 | 0.0141 | 0.0029 | 0.7428 | 0.0032 | 0.0093 | 0.0406 | 0.3775 | 0.0059 | 0.1172 | 0.0011 | 0.0092 | 0.0067 | 0.0566 | 0.1883 | 0.003 | 0 | 0 | 0.0019 | 0.0003 | 0.001 | 0.0132 | 0 | 0
4428212 | VCUG | 4 | 10m_138032_419x226x576.dat | 0.0990;0.0990;0.2425 | 419;226;576 | (0.1693;75.3658;4.6757) | 110 | 9.9905 | 69 | 88.5212 | 60 | iodine | [138] | [50] | 0 | 5 | 65 | normal | none | 7.453 | 6.6648 | 49.6726 | 32.9874 | 29.4987 | 973.0858 | 0 | 0.0265 | 0.0326 | 0.0821 | 0.0014 | 0.2644 | 0.0273 | 0.0156 | 0.0128 | 0.0028 | 0.7077 | 0.0029 | 0.0085 | 0.0376 | 0.3294 | 0.0056 | 0.1023 | 0.0011 | 0.0087 | 0.0063 | 0.0511 | 0.1641 | 0.0029 | 0 | 0 | 0.0019 | 0.0003 | 0.001 | 0.0127 | 0 | 0
4428212 | VCUG | 5 | 10m_138032_419x226x576.dat | 0.0990;0.0990;0.2425 | 419;226;576 | (0.0867;75.2258;4.6780) | 60 | 2.5 | 38 | 88.6612 | 60 | iodine | [138] | [50] | 0 | 5 | 65 | normal | none | 7.5309 | 6.6769 | 50.2831 | 33.385 | 29.5991 | 988.1654 | 0 | 0.0473 | 0.0511 | 0.1803 | 0.0015 | 0.4848 | 0.0358 | 0.0223 | 0.0284 | 0.0035 | 1 | 0.004 | 0.0172 | 0.0816 | 0.5493 | 0.0095 | 0.1576 | 0.0013 | 0.0178 | 0.0123 | 0.1155 | 0.4055 | 0.0038 | 0 | 0 | 0.0018 | 0.0003 | 0.0008 | 0.0167 | 0 | 0
4428212 | VCUG | 5 | 10m_138032_419x226x576.dat | 0.0990;0.0990;0.2425 | 419;226;576 | (0.0867;75.2258;4.6780) | 60 | 5.7448 | 47 | 88.6612 | 60 | iodine | [138] | [50] | 0 | 5 | 65 | normal | none | 7.5309 | 6.6769 | 50.2831 | 33.385 | 29.5991 | 988.1654 | 0 | 0.036 | 0.0419 | 0.1368 | 0.0014 | 0.4183 | 0.0282 | 0.019 | 0.0199 | 0.0031 | 0 | 0.0032 | 0.0126 | 0.0582 | 0.5178 | 0.0073 | 0.1472 | 0.0012 | 0.0133 | 0.0092 | 0.0804 | 0.2489 | 0.0033 | 0 | 0 | 0.002 | 0.0003 | 0.001 | 0.0148 | 0 | 0
4428212 | VCUG | 5 | 10m_138032_419x226x576.dat | 0.0990;0.0990;0.2425 | 419;226;576 | (0.0867;75.2258;4.6780) | 60 | 6.3535 | 49 | 88.6612 | 60 | iodine | [138] | [50] | 0 | 5 | 65 | normal | none | 7.5309 | 6.6769 | 50.2831 | 33.385 | 29.5991 | 988.1654 | 0 | 0.0349 | 0.0408 | 0.1311 | 0.0014 | 0.351 | 0.0277 | 0.0186 | 0.0186 | 0.003 | 0 | 0.0031 | 0.012 | 0.0539 | 0.5111 | 0.0071 | 0.1613 | 0.0011 | 0.0127 | 0.0088 | 0.0777 | 0.2251 | 0.0033 | 0 | 0 | 0.002 | 0.0003 | 0.001 | 0.0145 | 0 | 0
4428212 | VCUG | 5 | 10m_138032_419x226x576.dat | 0.0990;0.0990;0.2425 | 419;226;576 | (0.0867;75.2258;4.6780) | 80 | 2.9 | 44 | 88.6612 | 60 | iodine | [138] | [50] | 0 | 5 | 65 | normal | none | 7.5309 | 6.6769 | 50.2831 | 33.385 | 29.5991 | 988.1654 | 0 | 0.0399 | 0.0451 | 0.129 | 0.0015 | 0.5658 | 0.0319 | 0.0204 | 0.0218 | 0.0033 | 0 | 0.0035 | 0.0136 | 0.059 | 0.4344 | 0.0082 | 0.1566 | 0.0012 | 0.0149 | 0.0103 | 0.0906 | 0.3065 | 0.0036 | 0 | 0 | 0.0018 | 0.0003 | 0.0009 | 0.0157 | 0 | 0
4428212 | VCUG | 5 | 10m_138032_419x226x576.dat | 0.0990;0.0990;0.2425 | 419;226;576 | (0.0867;75.2258;4.6780) | 80 | 7.702 | 57 | 88.6612 | 60 | iodine | [138] | [50] | 0 | 5 | 65 | normal | none | 7.5309 | 6.6769 | 50.2831 | 33.385 | 29.5991 | 988.1654 | 0 | 0.0297 | 0.0383 | 0.1058 | 0.0014 | 0.2937 | 0.0254 | 0.0173 | 0.0157 | 0.0029 | 0.9553 | 0.0029 | 0.01 | 0.0448 | 0.4429 | 0.0065 | 0.1235 | 0.0011 | 0.0115 | 0.0078 | 0.0643 | 0.1917 | 0.0031 | 0 | 0 | 0.0019 | 0.0003 | 0.001 | 0.0138 | 0 | 0
4428212 | VCUG | 5 | 10m_138032_419x226x576.dat | 0.0990;0.0990;0.2425 | 419;226;576 | (0.0867;75.2258;4.6780) | 80 | 8.502 | 60 | 88.6612 | 60 | iodine | [138] | [50] | 0 | 5 | 65 | normal | none | 7.5309 | 6.6769 | 50.2831 | 33.385 | 29.5991 | 988.1654 | 0 | 0.0284 | 0.0371 | 0.0998 | 0.0014 | 0.3379 | 0.0246 | 0.0169 | 0.015 | 0.0029 | 0.7072 | 0.0028 | 0.0096 | 0.0423 | 0.396 | 0.0063 | 0.1208 | 0.0011 | 0.0111 | 0.0076 | 0.06 | 0.1817 | 0.0031 | 0 | 0 | 0.0019 | 0.0003 | 0.001 | 0.0135 | 0 | 0
4428212 | VCUG | 5 | 10m_138032_419x226x576.dat | 0.0990;0.0990;0.2425 | 419;226;576 | (0.0867;75.2258;4.6780) | 110 | 3.9 | 52 | 88.6612 | 60 | iodine | [138] | [50] | 0 | 5 | 65 | normal | none | 7.5309 | 6.6769 | 50.2831 | 33.385 | 29.5991 | 988.1654 | 0 | 0.0333 | 0.0398 | 0.1065 | 0.0014 | 0.3799 | 0.0276 | 0.0184 | 0.0171 | 0.0031 | 1 | 0.0031 | 0.0109 | 0.0506 | 0.4039 | 0.0071 | 0.1293 | 0.0012 | 0.0126 | 0.0087 | 0.0664 | 0.2408 | 0.0033 | 0 | 0 | 0.0019 | 0.0003 | 0.0009 | 0.0146 | 0 | 0
4428212 | VCUG | 5 | 10m_138032_419x226x576.dat | 0.0990;0.0990;0.2425 | 419;226;576 | (0.0867;75.2258;4.6780) | 110 | 7.85 | 62 | 88.6612 | 60 | iodine | [138] | [50] | 0 | 5 | 65 | normal | none | 7.5309 | 6.6769 | 50.2831 | 33.385 | 29.5991 | 988.1654 | 0 | 0.0282 | 0.0352 | 0.0914 | 0.0013 | 0.3322 | 0.0248 | 0.0164 | 0.0144 | 0.0029 | 0 | 0.0028 | 0.0093 | 0.0409 | 0.563 | 0.0063 | 0.1209 | 0.0011 | 0.0109 | 0.0075 | 0.0589 | 0.1714 | 0.003 | 0 | 0 | 0.0019 | 0.0003 | 0.001 | 0.0135 | 0 | 0
4428212 | VCUG | 5 | 10m_138032_419x226x576.dat | 0.0990;0.0990;0.2425 | 419;226;576 | (0.0867;75.2258;4.6780) | 110 | 9.9905 | 69 | 88.6612 | 60 | iodine | [138] | [50] | 0 | 5 | 65 | normal | none | 7.5309 | 6.6769 | 50.2831 | 33.385 | 29.5991 | 988.1654 | 0 | 0.0267 | 0.0336 | 0.0868 | 0.0013 | 0.2919 | 0.0235 | 0.0159 | 0.0131 | 0.0028 | 1 | 0.0026 | 0.0085 | 0.0369 | 0.3443 | 0.0059 | 0.1023 | 0.001 | 0.0101 | 0.007 | 0.0517 | 0.1597 | 0.0029 | 0 | 0 | 0.0019 | 0.0003 | 0.001 | 0.0128 | 0 | 0
4428212 | VCUG | 6 | 10m_138032_419x226x576.dat | 0.0990;0.0990;0.2425 | 419;226;576 | (0.1693;75.3658;4.6757) | 60 | 2.5 | 38 | 88.5212 | 60 | iodine | [138] | [75] | 0 | 5 | 65 | normal | none | 7.453 | 6.6648 | 49.6726 | 32.9874 | 29.4987 | 973.0858 | 0 | 0.0486 | 0.0518 | 0.1638 | 0.0016 | 0.6149 | 0.047 | 0.0226 | 0.028 | 0.0037 | 0 | 0.0051 | 0.0174 | 0.0742 | 0.5486 | 0.0083 | 0.1752 | 0.0014 | 0.0134 | 0.01 | 0.1403 | 0.3082 | 0.0038 | 0 | 0 | 0.0018 | 0.0003 | 0.0008 | 0.0168 | 0 | 0
4428212 | VCUG | 6 | 10m_138032_419x226x576.dat | 0.0990;0.0990;0.2425 | 419;226;576 | (0.1693;75.3658;4.6757) | 60 | 5.7448 | 47 | 88.5212 | 60 | iodine | [138] | [75] | 0 | 5 | 65 | normal | none | 7.453 | 6.6648 | 49.6726 | 32.9874 | 29.4987 | 973.0858 | 0 | 0.0369 | 0.0415 | 0.1322 | 0.0015 | 0.3622 | 0.0356 | 0.0191 | 0.0193 | 0.0032 | 0 | 0.0038 | 0.0126 | 0.0522 | 0.4867 | 0.0067 | 0.1459 | 0.0012 | 0.0107 | 0.0078 | 0.0838 | 0.2493 | 0.0034 | 0 | 0 | 0.002 | 0.0003 | 0.001 | 0.0149 | 0 | 0
4428212 | VCUG | 6 | 10m_138032_419x226x576.dat | 0.0990;0.0990;0.2425 | 419;226;576 | (0.1693;75.3658;4.6757) | 60 | 6.3535 | 49 | 88.5212 | 60 | iodine | [138] | [75] | 0 | 5 | 65 | normal | none | 7.453 | 6.6648 | 49.6726 | 32.9874 | 29.4987 | 973.0858 | 0 | 0.0347 | 0.0403 | 0.1273 | 0.0015 | 0.3709 | 0.0343 | 0.0186 | 0.0182 | 0.0031 | 0 | 0.0037 | 0.0119 | 0.0502 | 0.5667 | 0.0065 | 0.1626 | 0.0012 | 0.0103 | 0.0076 | 0.0804 | 0.2323 | 0.0033 | 0 | 0 | 0.002 | 0.0003 | 0.001 | 0.0147 | 0 | 0
4428212 | VCUG | 6 | 10m_138032_419x226x576.dat | 0.0990;0.0990;0.2425 | 419;226;576 | (0.1693;75.3658;4.6757) | 80 | 2.9 | 44 | 88.5212 | 60 | iodine | [138] | [75] | 0 | 5 | 65 | normal | none | 7.453 | 6.6648 | 49.6726 | 32.9874 | 29.4987 | 973.0858 | 0 | 0.0392 | 0.0457 | 0.13 | 0.0015 | 0.4195 | 0.0399 | 0.0205 | 0.0211 | 0.0034 | 1 | 0.0043 | 0.0137 | 0.0557 | 0.3667 | 0.0074 | 0.1372 | 0.0013 | 0.0117 | 0.0087 | 0.0901 | 0.2261 | 0.0036 | 0 | 0 | 0.0019 | 0.0003 | 0.0009 | 0.0158 | 0 | 0
4428212 | VCUG | 6 | 10m_138032_419x226x576.dat | 0.0990;0.0990;0.2425 | 419;226;576 | (0.1693;75.3658;4.6757) | 80 | 7.702 | 57 | 88.5212 | 60 | iodine | [138] | [75] | 0 | 5 | 65 | normal | none | 7.453 | 6.6648 | 49.6726 | 32.9874 | 29.4987 | 973.0858 | 0 | 0.0302 | 0.0375 | 0.105 | 0.0015 | 0.3419 | 0.0304 | 0.0174 | 0.0152 | 0.003 | 0.5888 | 0.0033 | 0.01 | 0.044 | 0.5054 | 0.006 | 0.1167 | 0.0012 | 0.0095 | 0.0069 | 0.0644 | 0.2125 | 0.0032 | 0 | 0 | 0.002 | 0.0003 | 0.001 | 0.014 | 0 | 0
4428212 | VCUG | 6 | 10m_138032_419x226x576.dat | 0.0990;0.0990;0.2425 | 419;226;576 | (0.1693;75.3658;4.6757) | 80 | 8.502 | 60 | 88.5212 | 60 | iodine | [138] | [75] | 0 | 5 | 65 | normal | none | 7.453 | 6.6648 | 49.6726 | 32.9874 | 29.4987 | 973.0858 | 0 | 0.029 | 0.0353 | 0.0956 | 0.0014 | 0.3373 | 0.0293 | 0.0169 | 0.0145 | 0.0029 | 0.7133 | 0.0032 | 0.0096 | 0.0408 | 0.3969 | 0.0059 | 0.1162 | 0.0012 | 0.0092 | 0.0067 | 0.0609 | 0.1793 | 0.0031 | 0 | 0 | 0.002 | 0.0003 | 0.001 | 0.0138 | 0 | 0
4428212 | VCUG | 6 | 10m_138032_419x226x576.dat | 0.0990;0.0990;0.2425 | 419;226;576 | (0.1693;75.3658;4.6757) | 110 | 3.9 | 52 | 88.5212 | 60 | iodine | [138] | [75] | 0 | 5 | 65 | normal | none | 7.453 | 6.6648 | 49.6726 | 32.9874 | 29.4987 | 973.0858 | 0 | 0.034 | 0.0395 | 0.1087 | 0.0015 | 0.337 | 0.0337 | 0.0185 | 0.0166 | 0.0032 | 0 | 0.0037 | 0.011 | 0.0471 | 0.7091 | 0.0066 | 0.1244 | 0.0012 | 0.0104 | 0.0076 | 0.0695 | 0.2408 | 0.0033 | 0 | 0 | 0.0019 | 0.0003 | 0.0009 | 0.0146 | 0 | 0
4428212 | VCUG | 6 | 10m_138032_419x226x576.dat | 0.0990;0.0990;0.2425 | 419;226;576 | (0.1693;75.3658;4.6757) | 110 | 7.85 | 62 | 88.5212 | 60 | iodine | [138] | [75] | 0 | 5 | 65 | normal | none | 7.453 | 6.6648 | 49.6726 | 32.9874 | 29.4987 | 973.0858 | 0 | 0.0283 | 0.0347 | 0.0895 | 0.0014 | 0.3067 | 0.0286 | 0.0169 | 0.0141 | 0.0029 | 0.7428 | 0.0032 | 0.0093 | 0.0406 | 0.3775 | 0.0059 | 0.1172 | 0.0011 | 0.0092 | 0.0067 | 0.0566 | 0.1892 | 0.0031 | 0 | 0 | 0.0019 | 0.0003 | 0.001 | 0.0134 | 0 | 0
4428212 | VCUG | 6 | 10m_138032_419x226x576.dat | 0.0990;0.0990;0.2425 | 419;226;576 | (0.1693;75.3658;4.6757) | 110 | 9.9905 | 69 | 88.5212 | 60 | iodine | [138] | [75] | 0 | 5 | 65 | normal | none | 7.453 | 6.6648 | 49.6726 | 32.9874 | 29.4987 | 973.0858 | 0 | 0.0265 | 0.0326 | 0.0815 | 0.0014 | 0.2668 | 0.0273 | 0.0157 | 0.0128 | 0.0028 | 0.7077 | 0.0029 | 0.0085 | 0.0376 | 0.3294 | 0.0056 | 0.1018 | 0.0011 | 0.0087 | 0.0063 | 0.0511 | 0.1642 | 0.003 | 0 | 0 | 0.0019 | 0.0003 | 0.001 | 0.0128 | 0 | 0
4428212 | VCUG | 7 | 10m_138032_419x226x576.dat | 0.0990;0.0990;0.2425 | 419;226;576 | (0.1693;75.3658;4.6757) | 60 | 2.5 | 38 | 88.5212 | 60 | iodine | [138] | [100] | 1 | 5 | 65 | normal | none | 7.453 | 6.6648 | 49.6726 | 32.9874 | 29.4987 | 973.0858 | 0 | 0.0486 | 0.0517 | 0.1638 | 0.0016 | 0.6149 | 0.047 | 0.0227 | 0.028 | 0.0037 | 0 | 0.0051 | 0.0173 | 0.0742 | 0.5486 | 0.0083 | 0.1752 | 0.0014 | 0.0134 | 0.01 | 0.1403 | 0.3082 | 0.0039 | 0 | 0 | 0.0018 | 0.0003 | 0.0008 | 0.0169 | 0 | 0
4428212 | VCUG | 7 | 10m_138032_419x226x576.dat | 0.0990;0.0990;0.2425 | 419;226;576 | (0.1693;75.3658;4.6757) | 60 | 5.7448 | 47 | 88.5212 | 60 | iodine | [138] | [100] | 1 | 5 | 65 | normal | none | 7.453 | 6.6648 | 49.6726 | 32.9874 | 29.4987 | 973.0858 | 0 | 0.0369 | 0.0415 | 0.1322 | 0.0015 | 0.3622 | 0.0356 | 0.0191 | 0.0193 | 0.0032 | 0 | 0.0038 | 0.0126 | 0.0522 | 0.4867 | 0.0067 | 0.1459 | 0.0012 | 0.0107 | 0.0078 | 0.0838 | 0.2493 | 0.0034 | 0 | 0 | 0.002 | 0.0003 | 0.001 | 0.015 | 0 | 0
4428212 | VCUG | 7 | 10m_138032_419x226x576.dat | 0.0990;0.0990;0.2425 | 419;226;576 | (0.1693;75.3658;4.6757) | 60 | 6.3535 | 49 | 88.5212 | 60 | iodine | [138] | [100] | 1 | 5 | 65 | normal | none | 7.453 | 6.6648 | 49.6726 | 32.9874 | 29.4987 | 973.0858 | 0 | 0.0347 | 0.0403 | 0.1276 | 0.0015 | 0.3709 | 0.0343 | 0.0187 | 0.0182 | 0.0031 | 0 | 0.0037 | 0.0119 | 0.0502 | 0.5667 | 0.0065 | 0.1626 | 0.0012 | 0.0103 | 0.0076 | 0.0804 | 0.2323 | 0.0034 | 0 | 0 | 0.002 | 0.0003 | 0.001 | 0.0148 | 0 | 0
4428212 | VCUG | 7 | 10m_138032_419x226x576.dat | 0.0990;0.0990;0.2425 | 419;226;576 | (0.1693;75.3658;4.6757) | 80 | 2.9 | 44 | 88.5212 | 60 | iodine | [138] | [100] | 1 | 5 | 65 | normal | none | 7.453 | 6.6648 | 49.6726 | 32.9874 | 29.4987 | 973.0858 | 0 | 0.0391 | 0.0456 | 0.13 | 0.0015 | 0.4195 | 0.04 | 0.0206 | 0.0211 | 0.0034 | 1 | 0.0043 | 0.0137 | 0.0557 | 0.3667 | 0.0074 | 0.1372 | 0.0013 | 0.0117 | 0.0087 | 0.0901 | 0.2261 | 0.0036 | 0 | 0 | 0.0019 | 0.0003 | 0.0009 | 0.0159 | 0 | 0
4428212 | VCUG | 7 | 10m_138032_419x226x576.dat | 0.0990;0.0990;0.2425 | 419;226;576 | (0.1693;75.3658;4.6757) | 80 | 7.702 | 57 | 88.5212 | 60 | iodine | [138] | [100] | 1 | 5 | 65 | normal | none | 7.453 | 6.6648 | 49.6726 | 32.9874 | 29.4987 | 973.0858 | 0 | 0.0302 | 0.0374 | 0.1052 | 0.0015 | 0.3419 | 0.0304 | 0.0175 | 0.0152 | 0.003 | 0.5888 | 0.0033 | 0.01 | 0.044 | 0.5054 | 0.006 | 0.1161 | 0.0012 | 0.0095 | 0.0069 | 0.0644 | 0.2134 | 0.0032 | 0 | 0 | 0.002 | 0.0003 | 0.001 | 0.0141 | 0 | 0
4428212 | VCUG | 7 | 10m_138032_419x226x576.dat | 0.0990;0.0990;0.2425 | 419;226;576 | (0.1693;75.3658;4.6757) | 80 | 8.502 | 60 | 88.5212 | 60 | iodine | [138] | [100] | 1 | 5 | 65 | normal | none | 7.453 | 6.6648 | 49.6726 | 32.9874 | 29.4987 | 973.0858 | 0 | 0.029 | 0.0353 | 0.0958 | 0.0014 | 0.3373 | 0.0293 | 0.017 | 0.0145 | 0.0029 | 0.7133 | 0.0032 | 0.0096 | 0.0409 | 0.3962 | 0.0059 | 0.1165 | 0.0012 | 0.0092 | 0.0067 | 0.0611 | 0.1805 | 0.0032 | 0 | 0 | 0.002 | 0.0003 | 0.001 | 0.0139 | 0 | 0
4428212 | VCUG | 7 | 10m_138032_419x226x576.dat | 0.0990;0.0990;0.2425 | 419;226;576 | (0.1693;75.3658;4.6757) | 110 | 3.9 | 52 | 88.5212 | 60 | iodine | [138] | [100] | 1 | 5 | 65 | normal | none | 7.453 | 6.6648 | 49.6726 | 32.9874 | 29.4987 | 973.0858 | 0 | 0.034 | 0.0395 | 0.1086 | 0.0015 | 0.337 | 0.0337 | 0.0185 | 0.0166 | 0.0032 | 0 | 0.0037 | 0.011 | 0.0471 | 0.7091 | 0.0066 | 0.1244 | 0.0012 | 0.0104 | 0.0076 | 0.0694 | 0.2393 | 0.0034 | 0 | 0 | 0.0019 | 0.0003 | 0.0009 | 0.0147 | 0 | 0
4428212 | VCUG | 7 | 10m_138032_419x226x576.dat | 0.0990;0.0990;0.2425 | 419;226;576 | (0.1693;75.3658;4.6757) | 110 | 7.85 | 62 | 88.5212 | 60 | iodine | [138] | [100] | 1 | 5 | 65 | normal | none | 7.453 | 6.6648 | 49.6726 | 32.9874 | 29.4987 | 973.0858 | 0 | 0.0283 | 0.0347 | 0.0895 | 0.0014 | 0.3067 | 0.0287 | 0.0169 | 0.0141 | 0.0029 | 0.7428 | 0.0032 | 0.0093 | 0.0407 | 0.3755 | 0.0059 | 0.1172 | 0.0011 | 0.0092 | 0.0067 | 0.0567 | 0.1895 | 0.0031 | 0 | 0 | 0.0019 | 0.0003 | 0.001 | 0.0136 | 0 | 0
4428212 | VCUG | 7 | 10m_138032_419x226x576.dat | 0.0990;0.0990;0.2425 | 419;226;576 | (0.1693;75.3658;4.6757) | 110 | 9.9905 | 69 | 88.5212 | 60 | iodine | [138] | [100] | 1 | 5 | 65 | normal | none | 7.453 | 6.6648 | 49.6726 | 32.9874 | 29.4987 | 973.0858 | 0 | 0.0265 | 0.0327 | 0.082 | 0.0014 | 0.2662 | 0.0273 | 0.0158 | 0.0128 | 0.0028 | 0.7077 | 0.0029 | 0.0085 | 0.0376 | 0.3294 | 0.0056 | 0.1019 | 0.0011 | 0.0087 | 0.0063 | 0.0511 | 0.1642 | 0.003 | 0 | 0 | 0.0019 | 0.0003 | 0.001 | 0.013 | 0 | 0
4428212 | VCUG | 8 | 10m_138032_419x226x576.dat | 0.0990;0.0990;0.2425 | 419;226;576 | (0.0867;75.2258;4.6780) | 60 | 2.5 | 38 | 88.6612 | 60 | iodine | [138] | [100] | 1 | 5 | 65 | normal | none | 7.5309 | 6.6769 | 50.2831 | 33.385 | 29.5991 | 988.1654 | 0 | 0.0474 | 0.0511 | 0.1803 | 0.0015 | 0.4848 | 0.0357 | 0.0224 | 0.0284 | 0.0035 | 1 | 0.004 | 0.0172 | 0.0816 | 0.5493 | 0.0095 | 0.1576 | 0.0013 | 0.0178 | 0.0123 | 0.1155 | 0.4055 | 0.0039 | 0 | 0 | 0.0018 | 0.0003 | 0.0008 | 0.017 | 0 | 0
4428212 | VCUG | 8 | 10m_138032_419x226x576.dat | 0.0990;0.0990;0.2425 | 419;226;576 | (0.0867;75.2258;4.6780) | 60 | 5.7448 | 47 | 88.6612 | 60 | iodine | [138] | [100] | 1 | 5 | 65 | normal | none | 7.5309 | 6.6769 | 50.2831 | 33.385 | 29.5991 | 988.1654 | 0 | 0.036 | 0.0419 | 0.1372 | 0.0014 | 0.4183 | 0.0282 | 0.0192 | 0.0199 | 0.0031 | 0 | 0.0032 | 0.0126 | 0.0582 | 0.5178 | 0.0074 | 0.1472 | 0.0012 | 0.0133 | 0.0092 | 0.0808 | 0.2489 | 0.0034 | 0 | 0 | 0.002 | 0.0003 | 0.001 | 0.0152 | 0 | 0
4428212 | VCUG | 8 | 10m_138032_419x226x576.dat | 0.0990;0.0990;0.2425 | 419;226;576 | (0.0867;75.2258;4.6780) | 60 | 6.3535 | 49 | 88.6612 | 60 | iodine | [138] | [100] | 1 | 5 | 65 | normal | none | 7.5309 | 6.6769 | 50.2831 | 33.385 | 29.5991 | 988.1654 | 0 | 0.035 | 0.0408 | 0.1311 | 0.0014 | 0.351 | 0.0277 | 0.0188 | 0.0186 | 0.003 | 0 | 0.0031 | 0.012 | 0.0539 | 0.5111 | 0.0071 | 0.1613 | 0.0012 | 0.0128 | 0.0088 | 0.0778 | 0.2251 | 0.0034 | 0 | 0 | 0.002 | 0.0003 | 0.001 | 0.0149 | 0 | 0
4428212 | VCUG | 8 | 10m_138032_419x226x576.dat | 0.0990;0.0990;0.2425 | 419;226;576 | (0.0867;75.2258;4.6780) | 80 | 2.9 | 44 | 88.6612 | 60 | iodine | [138] | [100] | 1 | 5 | 65 | normal | none | 7.5309 | 6.6769 | 50.2831 | 33.385 | 29.5991 | 988.1654 | 0 | 0.04 | 0.0451 | 0.129 | 0.0015 | 0.5658 | 0.0319 | 0.0205 | 0.0218 | 0.0033 | 0 | 0.0035 | 0.0136 | 0.059 | 0.4344 | 0.0082 | 0.1566 | 0.0012 | 0.0149 | 0.0103 | 0.0906 | 0.3065 | 0.0037 | 0 | 0 | 0.0018 | 0.0003 | 0.0009 | 0.0161 | 0 | 0
4428212 | VCUG | 8 | 10m_138032_419x226x576.dat | 0.0990;0.0990;0.2425 | 419;226;576 | (0.0867;75.2258;4.6780) | 80 | 7.702 | 57 | 88.6612 | 60 | iodine | [138] | [100] | 1 | 5 | 65 | normal | none | 7.5309 | 6.6769 | 50.2831 | 33.385 | 29.5991 | 988.1654 | 0 | 0.0297 | 0.0384 | 0.1058 | 0.0014 | 0.2937 | 0.0254 | 0.0175 | 0.0157 | 0.0029 | 0.9553 | 0.0029 | 0.01 | 0.0448 | 0.4429 | 0.0065 | 0.1249 | 0.0011 | 0.0115 | 0.0078 | 0.0643 | 0.1917 | 0.0032 | 0 | 0 | 0.0019 | 0.0003 | 0.001 | 0.0142 | 0 | 0
4428212 | VCUG | 8 | 10m_138032_419x226x576.dat | 0.0990;0.0990;0.2425 | 419;226;576 | (0.0867;75.2258;4.6780) | 80 | 8.502 | 60 | 88.6612 | 60 | iodine | [138] | [100] | 1 | 5 | 65 | normal | none | 7.5309 | 6.6769 | 50.2831 | 33.385 | 29.5991 | 988.1654 | 0 | 0.0284 | 0.0371 | 0.1003 | 0.0014 | 0.3379 | 0.0246 | 0.0171 | 0.015 | 0.0029 | 0.7072 | 0.0028 | 0.0096 | 0.0424 | 0.3808 | 0.0064 | 0.1211 | 0.0011 | 0.0111 | 0.0076 | 0.06 | 0.1817 | 0.0032 | 0 | 0 | 0.0019 | 0.0003 | 0.001 | 0.0139 | 0 | 0
4428212 | VCUG | 8 | 10m_138032_419x226x576.dat | 0.0990;0.0990;0.2425 | 419;226;576 | (0.0867;75.2258;4.6780) | 110 | 3.9 | 52 | 88.6612 | 60 | iodine | [138] | [100] | 1 | 5 | 65 | normal | none | 7.5309 | 6.6769 | 50.2831 | 33.385 | 29.5991 | 988.1654 | 0 | 0.0333 | 0.0399 | 0.1063 | 0.0014 | 0.3799 | 0.0276 | 0.0185 | 0.0171 | 0.0031 | 1 | 0.0031 | 0.0109 | 0.0506 | 0.4039 | 0.0072 | 0.1295 | 0.0012 | 0.0126 | 0.0087 | 0.0665 | 0.2408 | 0.0034 | 0 | 0 | 0.0019 | 0.0003 | 0.0009 | 0.0148 | 0 | 0
4428212 | VCUG | 8 | 10m_138032_419x226x576.dat | 0.0990;0.0990;0.2425 | 419;226;576 | (0.0867;75.2258;4.6780) | 110 | 7.85 | 62 | 88.6612 | 60 | iodine | [138] | [100] | 1 | 5 | 65 | normal | none | 7.5309 | 6.6769 | 50.2831 | 33.385 | 29.5991 | 988.1654 | 0 | 0.0282 | 0.0352 | 0.0921 | 0.0013 | 0.3322 | 0.0248 | 0.0166 | 0.0144 | 0.0029 | 0 | 0.0028 | 0.0093 | 0.0411 | 0.563 | 0.0063 | 0.1198 | 0.0011 | 0.0109 | 0.0075 | 0.0588 | 0.1714 | 0.0031 | 0 | 0 | 0.0019 | 0.0003 | 0.001 | 0.0138 | 0 | 0
4428212 | VCUG | 8 | 10m_138032_419x226x576.dat | 0.0990;0.0990;0.2425 | 419;226;576 | (0.0867;75.2258;4.6780) | 110 | 9.9905 | 69 | 88.6612 | 60 | iodine | [138] | [100] | 1 | 5 | 65 | normal | none | 7.5309 | 6.6769 | 50.2831 | 33.385 | 29.5991 | 988.1654 | 0 | 0.0267 | 0.0336 | 0.0869 | 0.0013 | 0.2919 | 0.0235 | 0.016 | 0.0132 | 0.0028 | 1 | 0.0026 | 0.0085 | 0.037 | 0.3443 | 0.0059 | 0.1023 | 0.001 | 0.0101 | 0.007 | 0.0516 | 0.1597 | 0.003 | 0 | 0 | 0.0019 | 0.0003 | 0.001 | 0.0132 | 0 | 0
4428212 | VCUG | 9 | 10m_138032_419x226x576.dat | 0.0990;0.0990;0.2425 | 419;226;576 | (0.1693;75.3658;4.6757) | 60 | 2.5 | 38 | 88.5212 | 60 | iodine | [138] | [100] | 1 | 5 | 65 | normal | none | 7.453 | 6.6648 | 49.6726 | 32.9874 | 29.4987 | 973.0858 | 0 | 0.0486 | 0.0517 | 0.1638 | 0.0016 | 0.6149 | 0.047 | 0.0227 | 0.028 | 0.0037 | 0 | 0.0051 | 0.0173 | 0.0742 | 0.5486 | 0.0083 | 0.1752 | 0.0014 | 0.0134 | 0.01 | 0.1403 | 0.3082 | 0.0039 | 0 | 0 | 0.0018 | 0.0003 | 0.0008 | 0.0169 | 0 | 0
4428212 | VCUG | 9 | 10m_138032_419x226x576.dat | 0.0990;0.0990;0.2425 | 419;226;576 | (0.1693;75.3658;4.6757) | 60 | 5.7448 | 47 | 88.5212 | 60 | iodine | [138] | [100] | 1 | 5 | 65 | normal | none | 7.453 | 6.6648 | 49.6726 | 32.9874 | 29.4987 | 973.0858 | 0 | 0.0369 | 0.0415 | 0.1322 | 0.0015 | 0.3622 | 0.0356 | 0.0191 | 0.0193 | 0.0032 | 0 | 0.0038 | 0.0126 | 0.0522 | 0.4867 | 0.0067 | 0.1459 | 0.0012 | 0.0107 | 0.0078 | 0.0838 | 0.2493 | 0.0034 | 0 | 0 | 0.002 | 0.0003 | 0.001 | 0.015 | 0 | 0
4428212 | VCUG | 9 | 10m_138032_419x226x576.dat | 0.0990;0.0990;0.2425 | 419;226;576 | (0.1693;75.3658;4.6757) | 60 | 6.3535 | 49 | 88.5212 | 60 | iodine | [138] | [100] | 1 | 5 | 65 | normal | none | 7.453 | 6.6648 | 49.6726 | 32.9874 | 29.4987 | 973.0858 | 0 | 0.0347 | 0.0403 | 0.1276 | 0.0015 | 0.3709 | 0.0343 | 0.0187 | 0.0182 | 0.0031 | 0 | 0.0037 | 0.0119 | 0.0502 | 0.5667 | 0.0065 | 0.1626 | 0.0012 | 0.0103 | 0.0076 | 0.0804 | 0.2323 | 0.0034 | 0 | 0 | 0.002 | 0.0003 | 0.001 | 0.0148 | 0 | 0
4428212 | VCUG | 9 | 10m_138032_419x226x576.dat | 0.0990;0.0990;0.2425 | 419;226;576 | (0.1693;75.3658;4.6757) | 80 | 2.9 | 44 | 88.5212 | 60 | iodine | [138] | [100] | 1 | 5 | 65 | normal | none | 7.453 | 6.6648 | 49.6726 | 32.9874 | 29.4987 | 973.0858 | 0 | 0.0391 | 0.0456 | 0.13 | 0.0015 | 0.4195 | 0.04 | 0.0206 | 0.0211 | 0.0034 | 1 | 0.0043 | 0.0137 | 0.0557 | 0.3667 | 0.0074 | 0.1372 | 0.0013 | 0.0117 | 0.0087 | 0.0901 | 0.2261 | 0.0036 | 0 | 0 | 0.0019 | 0.0003 | 0.0009 | 0.0159 | 0 | 0
4428212 | VCUG | 9 | 10m_138032_419x226x576.dat | 0.0990;0.0990;0.2425 | 419;226;576 | (0.1693;75.3658;4.6757) | 80 | 7.702 | 57 | 88.5212 | 60 | iodine | [138] | [100] | 1 | 5 | 65 | normal | none | 7.453 | 6.6648 | 49.6726 | 32.9874 | 29.4987 | 973.0858 | 0 | 0.0302 | 0.0374 | 0.1052 | 0.0015 | 0.3419 | 0.0304 | 0.0175 | 0.0152 | 0.003 | 0.5888 | 0.0033 | 0.01 | 0.044 | 0.5054 | 0.006 | 0.1161 | 0.0012 | 0.0095 | 0.0069 | 0.0644 | 0.2134 | 0.0032 | 0 | 0 | 0.002 | 0.0003 | 0.001 | 0.0141 | 0 | 0
4428212 | VCUG | 9 | 10m_138032_419x226x576.dat | 0.0990;0.0990;0.2425 | 419;226;576 | (0.1693;75.3658;4.6757) | 80 | 8.502 | 60 | 88.5212 | 60 | iodine | [138] | [100] | 1 | 5 | 65 | normal | none | 7.453 | 6.6648 | 49.6726 | 32.9874 | 29.4987 | 973.0858 | 0 | 0.029 | 0.0353 | 0.0958 | 0.0014 | 0.3373 | 0.0293 | 0.017 | 0.0145 | 0.0029 | 0.7133 | 0.0032 | 0.0096 | 0.0409 | 0.3962 | 0.0059 | 0.1165 | 0.0012 | 0.0092 | 0.0067 | 0.0611 | 0.1805 | 0.0032 | 0 | 0 | 0.002 | 0.0003 | 0.001 | 0.0139 | 0 | 0
4428212 | VCUG | 9 | 10m_138032_419x226x576.dat | 0.0990;0.0990;0.2425 | 419;226;576 | (0.1693;75.3658;4.6757) | 110 | 3.9 | 52 | 88.5212 | 60 | iodine | [138] | [100] | 1 | 5 | 65 | normal | none | 7.453 | 6.6648 | 49.6726 | 32.9874 | 29.4987 | 973.0858 | 0 | 0.034 | 0.0395 | 0.1086 | 0.0015 | 0.337 | 0.0337 | 0.0185 | 0.0166 | 0.0032 | 0 | 0.0037 | 0.011 | 0.0471 | 0.7091 | 0.0066 | 0.1244 | 0.0012 | 0.0104 | 0.0076 | 0.0694 | 0.2393 | 0.0034 | 0 | 0 | 0.0019 | 0.0003 | 0.0009 | 0.0147 | 0 | 0
4428212 | VCUG | 9 | 10m_138032_419x226x576.dat | 0.0990;0.0990;0.2425 | 419;226;576 | (0.1693;75.3658;4.6757) | 110 | 7.85 | 62 | 88.5212 | 60 | iodine | [138] | [100] | 1 | 5 | 65 | normal | none | 7.453 | 6.6648 | 49.6726 | 32.9874 | 29.4987 | 973.0858 | 0 | 0.0283 | 0.0347 | 0.0895 | 0.0014 | 0.3067 | 0.0287 | 0.0169 | 0.0141 | 0.0029 | 0.7428 | 0.0032 | 0.0093 | 0.0407 | 0.3755 | 0.0059 | 0.1172 | 0.0011 | 0.0092 | 0.0067 | 0.0567 | 0.1895 | 0.0031 | 0 | 0 | 0.0019 | 0.0003 | 0.001 | 0.0136 | 0 | 0
4428212 | VCUG | 9 | 10m_138032_419x226x576.dat | 0.0990;0.0990;0.2425 | 419;226;576 | (0.1693;75.3658;4.6757) | 110 | 9.9905 | 69 | 88.5212 | 60 | iodine | [138] | [100] | 1 | 5 | 65 | normal | none | 7.453 | 6.6648 | 49.6726 | 32.9874 | 29.4987 | 973.0858 | 0 | 0.0265 | 0.0327 | 0.082 | 0.0014 | 0.2662 | 0.0273 | 0.0158 | 0.0128 | 0.0028 | 0.7077 | 0.0029 | 0.0085 | 0.0376 | 0.3294 | 0.0056 | 0.1019 | 0.0011 | 0.0087 | 0.0063 | 0.0511 | 0.1642 | 0.003 | 0 | 0 | 0.0019 | 0.0003 | 0.001 | 0.013 | 0 | 0
4428212 | VCUG | 10 | 10m_138032_419x226x576.dat | 0.0990;0.0990;0.2425 | 419;226;576 | (0.1693;75.3658;4.6757) | 60 | 2.5 | 38 | 88.5212 | 60 | iodine | [138] | [70] | 0 | 5 | 65 | normal | none | 7.453 | 6.6648 | 49.6726 | 32.9874 | 29.4987 | 973.0858 | 0 | 0.0486 | 0.0518 | 0.1638 | 0.0016 | 0.6149 | 0.047 | 0.0226 | 0.028 | 0.0037 | 0 | 0.0051 | 0.0174 | 0.0742 | 0.5486 | 0.0083 | 0.1752 | 0.0014 | 0.0134 | 0.01 | 0.1403 | 0.3082 | 0.0038 | 0 | 0 | 0.0018 | 0.0003 | 0.0008 | 0.0167 | 0 | 0
4428212 | VCUG | 10 | 10m_138032_419x226x576.dat | 0.0990;0.0990;0.2425 | 419;226;576 | (0.1693;75.3658;4.6757) | 60 | 5.7448 | 47 | 88.5212 | 60 | iodine | [138] | [70] | 0 | 5 | 65 | normal | none | 7.453 | 6.6648 | 49.6726 | 32.9874 | 29.4987 | 973.0858 | 0 | 0.0369 | 0.0415 | 0.1321 | 0.0015 | 0.3622 | 0.0356 | 0.0191 | 0.0193 | 0.0032 | 0 | 0.0038 | 0.0126 | 0.0522 | 0.4867 | 0.0067 | 0.1459 | 0.0012 | 0.0107 | 0.0078 | 0.0838 | 0.2493 | 0.0034 | 0 | 0 | 0.002 | 0.0003 | 0.001 | 0.0148 | 0 | 0
4428212 | VCUG | 10 | 10m_138032_419x226x576.dat | 0.0990;0.0990;0.2425 | 419;226;576 | (0.1693;75.3658;4.6757) | 60 | 6.3535 | 49 | 88.5212 | 60 | iodine | [138] | [70] | 0 | 5 | 65 | normal | none | 7.453 | 6.6648 | 49.6726 | 32.9874 | 29.4987 | 973.0858 | 0 | 0.0347 | 0.0403 | 0.1276 | 0.0015 | 0.3709 | 0.0343 | 0.0186 | 0.0182 | 0.0031 | 0 | 0.0037 | 0.0119 | 0.0502 | 0.5667 | 0.0065 | 0.1626 | 0.0012 | 0.0103 | 0.0076 | 0.0804 | 0.2323 | 0.0033 | 0 | 0 | 0.002 | 0.0003 | 0.001 | 0.0146 | 0 | 0
4428212 | VCUG | 10 | 10m_138032_419x226x576.dat | 0.0990;0.0990;0.2425 | 419;226;576 | (0.1693;75.3658;4.6757) | 80 | 2.9 | 44 | 88.5212 | 60 | iodine | [138] | [70] | 0 | 5 | 65 | normal | none | 7.453 | 6.6648 | 49.6726 | 32.9874 | 29.4987 | 973.0858 | 0 | 0.0391 | 0.0457 | 0.13 | 0.0015 | 0.4195 | 0.04 | 0.0205 | 0.0211 | 0.0034 | 1 | 0.0043 | 0.0137 | 0.0557 | 0.3667 | 0.0074 | 0.1372 | 0.0013 | 0.0117 | 0.0087 | 0.0898 | 0.2261 | 0.0036 | 0 | 0 | 0.0019 | 0.0003 | 0.0009 | 0.0157 | 0 | 0
4428212 | VCUG | 10 | 10m_138032_419x226x576.dat | 0.0990;0.0990;0.2425 | 419;226;576 | (0.1693;75.3658;4.6757) | 80 | 7.702 | 57 | 88.5212 | 60 | iodine | [138] | [70] | 0 | 5 | 65 | normal | none | 7.453 | 6.6648 | 49.6726 | 32.9874 | 29.4987 | 973.0858 | 0 | 0.0302 | 0.0374 | 0.1051 | 0.0015 | 0.3419 | 0.0304 | 0.0174 | 0.0152 | 0.003 | 0.5888 | 0.0033 | 0.01 | 0.044 | 0.5054 | 0.006 | 0.1167 | 0.0012 | 0.0095 | 0.0069 | 0.0644 | 0.2134 | 0.0032 | 0 | 0 | 0.002 | 0.0003 | 0.001 | 0.0139 | 0 | 0
4428212 | VCUG | 10 | 10m_138032_419x226x576.dat | 0.0990;0.0990;0.2425 | 419;226;576 | (0.1693;75.3658;4.6757) | 80 | 8.502 | 60 | 88.5212 | 60 | iodine | [138] | [70] | 0 | 5 | 65 | normal | none | 7.453 | 6.6648 | 49.6726 | 32.9874 | 29.4987 | 973.0858 | 0 | 0.029 | 0.0353 | 0.0958 | 0.0014 | 0.3373 | 0.0293 | 0.0169 | 0.0145 | 0.0029 | 0.7133 | 0.0032 | 0.0096 | 0.0408 | 0.3969 | 0.0059 | 0.1165 | 0.0012 | 0.0092 | 0.0067 | 0.0609 | 0.1805 | 0.0031 | 0 | 0 | 0.002 | 0.0003 | 0.001 | 0.0137 | 0 | 0
4428212 | VCUG | 10 | 10m_138032_419x226x576.dat | 0.0990;0.0990;0.2425 | 419;226;576 | (0.1693;75.3658;4.6757) | 110 | 3.9 | 52 | 88.5212 | 60 | iodine | [138] | [70] | 0 | 5 | 65 | normal | none | 7.453 | 6.6648 | 49.6726 | 32.9874 | 29.4987 | 973.0858 | 0 | 0.034 | 0.0395 | 0.1087 | 0.0015 | 0.337 | 0.0337 | 0.0185 | 0.0166 | 0.0032 | 0 | 0.0037 | 0.011 | 0.0472 | 0.7091 | 0.0066 | 0.1244 | 0.0012 | 0.0104 | 0.0076 | 0.0694 | 0.2408 | 0.0033 | 0 | 0 | 0.0019 | 0.0003 | 0.0009 | 0.0145 | 0 | 0
4428212 | VCUG | 10 | 10m_138032_419x226x576.dat | 0.0990;0.0990;0.2425 | 419;226;576 | (0.1693;75.3658;4.6757) | 110 | 7.85 | 62 | 88.5212 | 60 | iodine | [138] | [70] | 0 | 5 | 65 | normal | none | 7.453 | 6.6648 | 49.6726 | 32.9874 | 29.4987 | 973.0858 | 0 | 0.0283 | 0.0347 | 0.0896 | 0.0014 | 0.3067 | 0.0286 | 0.0169 | 0.0141 | 0.0029 | 0.7428 | 0.0032 | 0.0093 | 0.0406 | 0.3775 | 0.0059 | 0.1168 | 0.0011 | 0.0092 | 0.0067 | 0.0567 | 0.1895 | 0.0031 | 0 | 0 | 0.0019 | 0.0003 | 0.001 | 0.0134 | 0 | 0
4428212 | VCUG | 10 | 10m_138032_419x226x576.dat | 0.0990;0.0990;0.2425 | 419;226;576 | (0.1693;75.3658;4.6757) | 110 | 9.9905 | 69 | 88.5212 | 60 | iodine | [138] | [70] | 0 | 5 | 65 | normal | none | 7.453 | 6.6648 | 49.6726 | 32.9874 | 29.4987 | 973.0858 | 0 | 0.0265 | 0.0327 | 0.0818 | 0.0014 | 0.2668 | 0.0273 | 0.0157 | 0.0128 | 0.0028 | 0.7077 | 0.0029 | 0.0085 | 0.0376 | 0.3294 | 0.0056 | 0.102 | 0.0011 | 0.0087 | 0.0063 | 0.0511 | 0.1642 | 0.0029 | 0 | 0 | 0.0019 | 0.0003 | 0.001 | 0.0128 | 0 | 0
4428212 | VCUG | 11 | 10m_138032_419x226x576.dat | 0.0990;0.0990;0.2425 | 419;226;576 | (0.1693;75.3658;4.6757) | 60 | 2.5 | 38 | 88.5212 | 60 | iodine | [138] | [50] | 1 | 5 | 65 | normal | none | 7.453 | 6.6648 | 49.6726 | 32.9874 | 29.4987 | 973.0858 | 0 | 0.0486 | 0.0518 | 0.1633 | 0.0016 | 0.6149 | 0.047 | 0.0226 | 0.028 | 0.0037 | 0 | 0.0051 | 0.0174 | 0.0742 | 0.5486 | 0.0083 | 0.1752 | 0.0014 | 0.0134 | 0.01 | 0.1403 | 0.3082 | 0.0038 | 0 | 0 | 0.0018 | 0.0003 | 0.0008 | 0.0164 | 0 | 0
4428212 | VCUG | 11 | 10m_138032_419x226x576.dat | 0.0990;0.0990;0.2425 | 419;226;576 | (0.1693;75.3658;4.6757) | 60 | 5.7448 | 47 | 88.5212 | 60 | iodine | [138] | [50] | 1 | 5 | 65 | normal | none | 7.453 | 6.6648 | 49.6726 | 32.9874 | 29.4987 | 973.0858 | 0 | 0.0368 | 0.0415 | 0.132 | 0.0015 | 0.3622 | 0.0356 | 0.019 | 0.0193 | 0.0032 | 0 | 0.0038 | 0.0126 | 0.0522 | 0.4867 | 0.0067 | 0.1459 | 0.0012 | 0.0107 | 0.0078 | 0.0835 | 0.2493 | 0.0033 | 0 | 0 | 0.002 | 0.0003 | 0.001 | 0.0147 | 0 | 0
4428212 | VCUG | 11 | 10m_138032_419x226x576.dat | 0.0990;0.0990;0.2425 | 419;226;576 | (0.1693;75.3658;4.6757) | 60 | 6.3535 | 49 | 88.5212 | 60 | iodine | [138] | [50] | 1 | 5 | 65 | normal | none | 7.453 | 6.6648 | 49.6726 | 32.9874 | 29.4987 | 973.0858 | 0 | 0.0347 | 0.0402 | 0.1276 | 0.0015 | 0.3709 | 0.0342 | 0.0185 | 0.0182 | 0.0031 | 0 | 0.0037 | 0.0119 | 0.0502 | 0.5667 | 0.0065 | 0.1626 | 0.0012 | 0.0103 | 0.0076 | 0.0801 | 0.2323 | 0.0033 | 0 | 0 | 0.002 | 0.0003 | 0.001 | 0.0145 | 0 | 0
4428212 | VCUG | 11 | 10m_138032_419x226x576.dat | 0.0990;0.0990;0.2425 | 419;226;576 | (0.1693;75.3658;4.6757) | 80 | 2.9 | 44 | 88.5212 | 60 | iodine | [138] | [50] | 1 | 5 | 65 | normal | none | 7.453 | 6.6648 | 49.6726 | 32.9874 | 29.4987 | 973.0858 | 0 | 0.0391 | 0.0456 | 0.1295 | 0.0015 | 0.4195 | 0.0399 | 0.0205 | 0.0211 | 0.0034 | 1 | 0.0043 | 0.0137 | 0.0557 | 0.3667 | 0.0074 | 0.1372 | 0.0013 | 0.0117 | 0.0087 | 0.09 | 0.2261 | 0.0035 | 0 | 0 | 0.0019 | 0.0003 | 0.0009 | 0.0156 | 0 | 0
4428212 | VCUG | 11 | 10m_138032_419x226x576.dat | 0.0990;0.0990;0.2425 | 419;226;576 | (0.1693;75.3658;4.6757) | 80 | 7.702 | 57 | 88.5212 | 60 | iodine | [138] | [50] | 1 | 5 | 65 | normal | none | 7.453 | 6.6648 | 49.6726 | 32.9874 | 29.4987 | 973.0858 | 0 | 0.0302 | 0.0374 | 0.1047 | 0.0015 | 0.3419 | 0.0304 | 0.0173 | 0.0152 | 0.003 | 0.5888 | 0.0033 | 0.01 | 0.0441 | 0.505 | 0.006 | 0.1167 | 0.0012 | 0.0095 | 0.0069 | 0.0644 | 0.2134 | 0.0031 | 0 | 0 | 0.002 | 0.0003 | 0.001 | 0.0137 | 0 | 0
4428212 | VCUG | 11 | 10m_138032_419x226x576.dat | 0.0990;0.0990;0.2425 | 419;226;576 | (0.1693;75.3658;4.6757) | 80 | 8.502 | 60 | 88.5212 | 60 | iodine | [138] | [50] | 1 | 5 | 65 | normal | none | 7.453 | 6.6648 | 49.6726 | 32.9874 | 29.4987 | 973.0858 | 0 | 0.029 | 0.0353 | 0.0957 | 0.0014 | 0.3317 | 0.0293 | 0.0169 | 0.0145 | 0.0029 | 0.7133 | 0.0032 | 0.0096 | 0.0408 | 0.3969 | 0.0059 | 0.1165 | 0.0011 | 0.0092 | 0.0067 | 0.0609 | 0.1805 | 0.0031 | 0 | 0 | 0.002 | 0.0003 | 0.001 | 0.0136 | 0 | 0
4428212 | VCUG | 11 | 10m_138032_419x226x576.dat | 0.0990;0.0990;0.2425 | 419;226;576 | (0.1693;75.3658;4.6757) | 110 | 3.9 | 52 | 88.5212 | 60 | iodine | [138] | [50] | 1 | 5 | 65 | normal | none | 7.453 | 6.6648 | 49.6726 | 32.9874 | 29.4987 | 973.0858 | 0 | 0.0339 | 0.0394 | 0.1087 | 0.0015 | 0.337 | 0.0337 | 0.0184 | 0.0166 | 0.0032 | 0 | 0.0037 | 0.011 | 0.0471 | 0.7091 | 0.0066 | 0.1244 | 0.0012 | 0.0104 | 0.0076 | 0.0694 | 0.2408 | 0.0033 | 0 | 0 | 0.0019 | 0.0003 | 0.0009 | 0.0144 | 0 | 0
4428212 | VCUG | 11 | 10m_138032_419x226x576.dat | 0.0990;0.0990;0.2425 | 419;226;576 | (0.1693;75.3658;4.6757) | 110 | 7.85 | 62 | 88.5212 | 60 | iodine | [138] | [50] | 1 | 5 | 65 | normal | none | 7.453 | 6.6648 | 49.6726 | 32.9874 | 29.4987 | 973.0858 | 0 | 0.0283 | 0.0347 | 0.0891 | 0.0014 | 0.3067 | 0.0286 | 0.0168 | 0.0141 | 0.0029 | 0.7428 | 0.0032 | 0.0093 | 0.0406 | 0.3775 | 0.0059 | 0.1172 | 0.0011 | 0.0092 | 0.0067 | 0.0566 | 0.1883 | 0.003 | 0 | 0 | 0.0019 | 0.0003 | 0.001 | 0.0132 | 0 | 0
4428212 | VCUG | 11 | 10m_138032_419x226x576.dat | 0.0990;0.0990;0.2425 | 419;226;576 | (0.1693;75.3658;4.6757) | 110 | 9.9905 | 69 | 88.5212 | 60 | iodine | [138] | [50] | 1 | 5 | 65 | normal | none | 7.453 | 6.6648 | 49.6726 | 32.9874 | 29.4987 | 973.0858 | 0 | 0.0265 | 0.0326 | 0.0821 | 0.0014 | 0.2644 | 0.0273 | 0.0156 | 0.0128 | 0.0028 | 0.7077 | 0.0029 | 0.0085 | 0.0376 | 0.3294 | 0.0056 | 0.1023 | 0.0011 | 0.0087 | 0.0063 | 0.0511 | 0.1641 | 0.0029 | 0 | 0 | 0.0019 | 0.0003 | 0.001 | 0.0127 | 0 | 0
4428212 | VCUG | 12 | 10m_138032_419x226x576.dat | 0.0990;0.0990;0.2425 | 419;226;576 | (0.1693;75.3658;4.6757) | 60 | 2.5 | 38 | 88.5212 | 60 | iodine | [138] | [30] | 0 | 5 | 65 | normal | none | 7.453 | 6.6648 | 49.6726 | 32.9874 | 29.4987 | 973.0858 | 0 | 0.0486 | 0.0517 | 0.1617 | 0.0016 | 0.6149 | 0.047 | 0.0225 | 0.028 | 0.0037 | 0 | 0.0051 | 0.0173 | 0.0742 | 0.5486 | 0.0083 | 0.1752 | 0.0014 | 0.0134 | 0.01 | 0.1403 | 0.3082 | 0.0037 | 0 | 0 | 0.0018 | 0.0003 | 0.0008 | 0.0163 | 0 | 0
4428212 | VCUG | 12 | 10m_138032_419x226x576.dat | 0.0990;0.0990;0.2425 | 419;226;576 | (0.1693;75.3658;4.6757) | 60 | 5.7448 | 47 | 88.5212 | 60 | iodine | [138] | [30] | 0 | 5 | 65 | normal | none | 7.453 | 6.6648 | 49.6726 | 32.9874 | 29.4987 | 973.0858 | 0 | 0.0368 | 0.0415 | 0.1322 | 0.0015 | 0.3622 | 0.0356 | 0.0189 | 0.0193 | 0.0032 | 0 | 0.0038 | 0.0126 | 0.0522 | 0.4867 | 0.0067 | 0.1442 | 0.0012 | 0.0107 | 0.0078 | 0.0838 | 0.2493 | 0.0032 | 0 | 0 | 0.002 | 0.0003 | 0.001 | 0.0145 | 0 | 0
4428212 | VCUG | 12 | 10m_138032_419x226x576.dat | 0.0990;0.0990;0.2425 | 419;226;576 | (0.1693;75.3658;4.6757) | 60 | 6.3535 | 49 | 88.5212 | 60 | iodine | [138] | [30] | 0 | 5 | 65 | normal | none | 7.453 | 6.6648 | 49.6726 | 32.9874 | 29.4987 | 973.0858 | 0 | 0.0347 | 0.0403 | 0.1276 | 0.0015 | 0.3709 | 0.0343 | 0.0183 | 0.0182 | 0.0031 | 0 | 0.0037 | 0.0119 | 0.0502 | 0.5667 | 0.0065 | 0.1623 | 0.0012 | 0.0103 | 0.0076 | 0.0804 | 0.2323 | 0.0032 | 0 | 0 | 0.002 | 0.0003 | 0.001 | 0.0143 | 0 | 0
4428212 | VCUG | 12 | 10m_138032_419x226x576.dat | 0.0990;0.0990;0.2425 | 419;226;576 | (0.1693;75.3658;4.6757) | 80 | 2.9 | 44 | 88.5212 | 60 | iodine | [138] | [30] | 0 | 5 | 65 | normal | none | 7.453 | 6.6648 | 49.6726 | 32.9874 | 29.4987 | 973.0858 | 0 | 0.0391 | 0.0456 | 0.1299 | 0.0015 | 0.4195 | 0.0398 | 0.0202 | 0.0211 | 0.0034 | 1 | 0.0043 | 0.0137 | 0.0557 | 0.3667 | 0.0074 | 0.1359 | 0.0013 | 0.0117 | 0.0087 | 0.0899 | 0.2261 | 0.0035 | 0 | 0 | 0.0019 | 0.0003 | 0.0009 | 0.0153 | 0 | 0
4428212 | VCUG | 12 | 10m_138032_419x226x576.dat | 0.0990;0.0990;0.2425 | 419;226;576 | (0.1693;75.3658;4.6757) | 80 | 7.702 | 57 | 88.5212 | 60 | iodine | [138] | [30] | 0 | 5 | 65 | normal | none | 7.453 | 6.6648 | 49.6726 | 32.9874 | 29.4987 | 973.0858 | 0 | 0.0302 | 0.0374 | 0.105 | 0.0015 | 0.3419 | 0.0304 | 0.0172 | 0.0152 | 0.003 | 0.5888 | 0.0033 | 0.01 | 0.0441 | 0.5054 | 0.006 | 0.1164 | 0.0012 | 0.0095 | 0.0068 | 0.0644 | 0.2134 | 0.0031 | 0 | 0 | 0.002 | 0.0003 | 0.001 | 0.0136 | 0 | 0
4428212 | VCUG | 12 | 10m_138032_419x226x576.dat | 0.0990;0.0990;0.2425 | 419;226;576 | (0.1693;75.3658;4.6757) | 80 | 8.502 | 60 | 88.5212 | 60 | iodine | [138] | [30] | 0 | 5 | 65 | normal | none | 7.453 | 6.6648 | 49.6726 | 32.9874 | 29.4987 | 973.0858 | 0 | 0.029 | 0.0353 | 0.0959 | 0.0014 | 0.3373 | 0.0293 | 0.0167 | 0.0144 | 0.0029 | 0.7133 | 0.0032 | 0.0096 | 0.0409 | 0.3969 | 0.0059 | 0.1165 | 0.0011 | 0.0092 | 0.0067 | 0.061 | 0.1805 | 0.003 | 0 | 0 | 0.0019 | 0.0003 | 0.001 | 0.0134 | 0 | 0
4428212 | VCUG | 12 | 10m_138032_419x226x576.dat | 0.0990;0.0990;0.2425 | 419;226;576 | (0.1693;75.3658;4.6757) | 110 | 3.9 | 52 | 88.5212 | 60 | iodine | [138] | [30] | 0 | 5 | 65 | normal | none | 7.453 | 6.6648 | 49.6726 | 32.9874 | 29.4987 | 973.0858 | 0 | 0.034 | 0.0394 | 0.108 | 0.0015 | 0.337 | 0.0337 | 0.0182 | 0.0166 | 0.0032 | 0 | 0.0037 | 0.011 | 0.0471 | 0.6634 | 0.0066 | 0.1242 | 0.0012 | 0.0104 | 0.0076 | 0.0696 | 0.2408 | 0.0032 | 0 | 0 | 0.0019 | 0.0003 | 0.0009 | 0.0142 | 0 | 0
4428212 | VCUG | 12 | 10m_138032_419x226x576.dat | 0.0990;0.0990;0.2425 | 419;226;576 | (0.1693;75.3658;4.6757) | 110 | 7.85 | 62 | 88.5212 | 60 | iodine | [138] | [30] | 0 | 5 | 65 | normal | none | 7.453 | 6.6648 | 49.6726 | 32.9874 | 29.4987 | 973.0858 | 0 | 0.0283 | 0.0346 | 0.0891 | 0.0014 | 0.2935 | 0.0286 | 0.0166 | 0.0141 | 0.0029 | 0.7428 | 0.0032 | 0.0093 | 0.0406 | 0.3775 | 0.0059 | 0.1168 | 0.0011 | 0.0092 | 0.0067 | 0.0567 | 0.1895 | 0.003 | 0 | 0 | 0.0019 | 0.0003 | 0.001 | 0.0131 | 0 | 0
4428212 | VCUG | 12 | 10m_138032_419x226x576.dat | 0.0990;0.0990;0.2425 | 419;226;576 | (0.1693;75.3658;4.6757) | 110 | 9.9905 | 69 | 88.5212 | 60 | iodine | [138] | [30] | 0 | 5 | 65 | normal | none | 7.453 | 6.6648 | 49.6726 | 32.9874 | 29.4987 | 973.0858 | 0 | 0.0265 | 0.0326 | 0.0819 | 0.0014 | 0.2668 | 0.0272 | 0.0155 | 0.0128 | 0.0028 | 0.7077 | 0.0029 | 0.0085 | 0.0376 | 0.3288 | 0.0056 | 0.1017 | 0.0011 | 0.0087 | 0.0063 | 0.051 | 0.1632 | 0.0029 | 0 | 0 | 0.0019 | 0.0003 | 0.001 | 0.0124 | 0 | 0
4428212 | VCUG | 13 | 10m_138032_419x226x576.dat | 0.0990;0.0990;0.2425 | 419;226;576 | (0.3854;71.2860;13.8158) | 60 | 2.5 | 38 | 86.78 | 60 | iodine | [138] | [10] | 1 | 5 | 65 | normal | none | 8.3867 | 11.9851 | 100.5151 | 36.3897 | 52.0035 | 1892.3907 | 0 | 0.0058 | 0.028 | 0.0384 | 0.0019 | 0.2148 | 0.0128 | 0.0193 | 0.0041 | 0.001 | 1 | 0.0009 | 0.0019 | 0.0109 | 0.2029 | 0.003 | 0.0557 | 0.0015 | 0.0018 | 0.003 | 0.0197 | 0.0742 | 0.0045 | 0 | 0 | 0.0021 | 0.0003 | 0.0009 | 0.018 | 0 | 0
4428212 | VCUG | 13 | 10m_138032_419x226x576.dat | 0.0990;0.0990;0.2425 | 419;226;576 | (0.3854;71.2860;13.8158) | 60 | 5.7448 | 47 | 86.78 | 60 | iodine | [138] | [10] | 1 | 5 | 65 | normal | none | 8.3867 | 11.9851 | 100.5151 | 36.3897 | 52.0035 | 1892.3907 | 0 | 0.0057 | 0.0205 | 0.0292 | 0.0017 | 0.1483 | 0.0111 | 0.0184 | 0.0034 | 0.0011 | 0.7345 | 0.0008 | 0.0017 | 0.0091 | 0.1673 | 0.0027 | 0.0408 | 0.0013 | 0.0019 | 0.0026 | 0.0149 | 0.0564 | 0.004 | 0 | 0 | 0.0021 | 0.0003 | 0.0011 | 0.0166 | 0 | 0
4428212 | VCUG | 13 | 10m_138032_419x226x576.dat | 0.0990;0.0990;0.2425 | 419;226;576 | (0.3854;71.2860;13.8158) | 60 | 6.3535 | 49 | 86.78 | 60 | iodine | [138] | [10] | 1 | 5 | 65 | normal | none | 8.3867 | 11.9851 | 100.5151 | 36.3897 | 52.0035 | 1892.3907 | 0 | 0.0057 | 0.0191 | 0.0282 | 0.0017 | 0.1464 | 0.0109 | 0.0183 | 0.0033 | 0.0011 | 0.944 | 0.0008 | 0.0017 | 0.0089 | 0.1882 | 0.0026 | 0.0402 | 0.0013 | 0.0019 | 0.0026 | 0.0144 | 0.0531 | 0.0039 | 0 | 0 | 0.0022 | 0.0003 | 0.0011 | 0.0165 | 0 | 0
4428212 | VCUG | 13 | 10m_138032_419x226x576.dat | 0.0990;0.0990;0.2425 | 419;226;576 | (0.3854;71.2860;13.8158) | 80 | 2.9 | 44 | 86.78 | 60 | iodine | [138] | [10] | 1 | 5 | 65 | normal | none | 8.3867 | 11.9851 | 100.5151 | 36.3897 | 52.0035 | 1892.3907 | 0 | 0.0057 | 0.0216 | 0.0315 | 0.0018 | 0.145 | 0.012 | 0.0189 | 0.0037 | 0.001 | 0.6677 | 0.0009 | 0.0018 | 0.01 | 0.1853 | 0.0028 | 0.0445 | 0.0014 | 0.0019 | 0.0028 | 0.0166 | 0.0603 | 0.0042 | 0 | 0 | 0.0021 | 0.0003 | 0.0009 | 0.0171 | 0 | 0
4428212 | VCUG | 13 | 10m_138032_419x226x576.dat | 0.0990;0.0990;0.2425 | 419;226;576 | (0.3854;71.2860;13.8158) | 80 | 7.702 | 57 | 86.78 | 60 | iodine | [138] | [10] | 1 | 5 | 65 | normal | none | 8.3867 | 11.9851 | 100.5151 | 36.3897 | 52.0035 | 1892.3907 | 0 | 0.0057 | 0.0158 | 0.0242 | 0.0016 | 0.1089 | 0.0103 | 0.0177 | 0.0031 | 0.0011 | 0.674 | 0.0008 | 0.0017 | 0.0083 | 0.1631 | 0.0025 | 0.0339 | 0.0012 | 0.0019 | 0.0025 | 0.0128 | 0.0462 | 0.0038 | 0 | 0 | 0.0021 | 0.0003 | 0.0011 | 0.0161 | 0 | 0
4428212 | VCUG | 13 | 10m_138032_419x226x576.dat | 0.0990;0.0990;0.2425 | 419;226;576 | (0.3854;71.2860;13.8158) | 80 | 8.502 | 60 | 86.78 | 60 | iodine | [138] | [10] | 1 | 5 | 65 | normal | none | 8.3867 | 11.9851 | 100.5151 | 36.3897 | 52.0035 | 1892.3907 | 0 | 0.0056 | 0.0151 | 0.0229 | 0.0016 | 0.1052 | 0.0103 | 0.0177 | 0.003 | 0.0011 | 0.5282 | 0.0008 | 0.0016 | 0.0081 | 0.1423 | 0.0025 | 0.0327 | 0.0012 | 0.0019 | 0.0024 | 0.0124 | 0.0439 | 0.0038 | 0 | 0 | 0.0021 | 0.0003 | 0.0011 | 0.0159 | 0 | 0
4428212 | VCUG | 13 | 10m_138032_419x226x576.dat | 0.0990;0.0990;0.2425 | 419;226;576 | (0.3854;71.2860;13.8158) | 110 | 3.9 | 52 | 86.78 | 60 | iodine | [138] | [10] | 1 | 5 | 65 | normal | none | 8.3867 | 11.9851 | 100.5151 | 36.3897 | 52.0035 | 1892.3907 | 0 | 0.0056 | 0.0173 | 0.0259 | 0.0017 | 0.1127 | 0.011 | 0.0179 | 0.0033 | 0.0011 | 0.539 | 0.0008 | 0.0017 | 0.0089 | 0.1431 | 0.0027 | 0.0376 | 0.0013 | 0.0019 | 0.0026 | 0.0141 | 0.0512 | 0.004 | 0 | 0 | 0.0021 | 0.0003 | 0.0009 | 0.0164 | 0 | 0
4428212 | VCUG | 13 | 10m_138032_419x226x576.dat | 0.0990;0.0990;0.2425 | 419;226;576 | (0.3854;71.2860;13.8158) | 110 | 7.85 | 62 | 86.78 | 60 | iodine | [138] | [10] | 1 | 5 | 65 | normal | none | 8.3867 | 11.9851 | 100.5151 | 36.3897 | 52.0035 | 1892.3907 | 0 | 0.0055 | 0.0145 | 0.0222 | 0.0016 | 0.0998 | 0.0101 | 0.0171 | 0.003 | 0.0011 | 0.4958 | 0.0008 | 0.0016 | 0.008 | 0.1277 | 0.0025 | 0.0317 | 0.0012 | 0.0019 | 0.0024 | 0.0123 | 0.0432 | 0.0037 | 0 | 0 | 0.0021 | 0.0003 | 0.001 | 0.0156 | 0 | 0
4428212 | VCUG | 13 | 10m_138032_419x226x576.dat | 0.0990;0.0990;0.2425 | 419;226;576 | (0.3854;71.2860;13.8158) | 110 | 9.9905 | 69 | 86.78 | 60 | iodine | [138] | [10] | 1 | 5 | 65 | normal | none | 8.3867 | 11.9851 | 100.5151 | 36.3897 | 52.0035 | 1892.3907 | 0 | 0.0054 | 0.0132 | 0.0205 | 0.0015 | 0.0859 | 0.0097 | 0.0166 | 0.0028 | 0.0011 | 0.4332 | 0.0008 | 0.0016 | 0.0076 | 0.1163 | 0.0024 | 0.0295 | 0.0011 | 0.0019 | 0.0023 | 0.0115 | 0.0393 | 0.0036 | 0 | 0 | 0.002 | 0.0003 | 0.001 | 0.0149 | 0 | 0
4428212 | VCUG | 1 | 15f_161053_401x236x571.dat | 0.1200;0.1200;0.2828 | 401;236;571 | (0.1992;74.2800;19.4412) | 60 | 2.5 | 38 | 87.56 | 60 | iodine | [138] | [0] | 1 | 5 | 60 | normal | none | 10.6577 | 14.0003 | 149.2115 | 46.6594 | 61.2935 | 2859.9187 | 0 | 0.0069 | 0.0328 | 0.0063 | 0.0024 | 0.1918 | 0.0143 | 0.0154 | 0.0036 | 0.0011 | 1 | 0.0011 | 0.0014 | 0.0086 | 0.1248 | 0.0028 | 0.054 | 0.0016 | 0.0019 | 0.0035 | 0.0245 | 0.0535 | 0.0068 | 0 | 0 | 0.0033 | 0.0004 | 0.0008 | 0.006 | 0 | 0
4428212 | VCUG | 1 | 15f_161053_401x236x571.dat | 0.1200;0.1200;0.2828 | 401;236;571 | (0.1992;74.2800;19.4412) | 60 | 5.7448 | 47 | 87.56 | 60 | iodine | [138] | [0] | 1 | 5 | 60 | normal | none | 10.6577 | 14.0003 | 149.2115 | 46.6594 | 61.2935 | 2859.9187 | 0 | 0.0066 | 0.0238 | 0.005 | 0.002 | 0.1595 | 0.0117 | 0.0128 | 0.003 | 0.0011 | 0.74 | 0.0009 | 0.0013 | 0.0071 | 0.0902 | 0.0024 | 0.0413 | 0.0013 | 0.0019 | 0.003 | 0.019 | 0.0411 | 0.0057 | 0 | 0 | 0.0031 | 0.0004 | 0.001 | 0.0051 | 0 | 0
4428212 | VCUG | 1 | 15f_161053_401x236x571.dat | 0.1200;0.1200;0.2828 | 401;236;571 | (0.1992;74.2800;19.4412) | 60 | 6.3535 | 49 | 87.56 | 60 | iodine | [138] | [0] | 1 | 5 | 60 | normal | none | 10.6577 | 14.0003 | 149.2115 | 46.6594 | 61.2935 | 2859.9187 | 0 | 0.0065 | 0.0227 | 0.0049 | 0.002 | 0.1499 | 0.0114 | 0.0126 | 0.0029 | 0.0011 | 0 | 0.0009 | 0.0013 | 0.007 | 0.0844 | 0.0024 | 0.039 | 0.0013 | 0.0019 | 0.0029 | 0.0182 | 0.0385 | 0.0056 | 0 | 0 | 0.003 | 0.0004 | 0.001 | 0.005 | 0 | 0
4428212 | VCUG | 1 | 15f_161053_401x236x571.dat | 0.1200;0.1200;0.2828 | 401;236;571 | (0.1992;74.2800;19.4412) | 80 | 2.9 | 44 | 87.56 | 60 | iodine | [138] | [0] | 1 | 5 | 60 | normal | none | 10.6577 | 14.0003 | 149.2115 | 46.6594 | 61.2935 | 2859.9187 | 0 | 0.0067 | 0.0256 | 0.0055 | 0.0022 | 0.1603 | 0.0128 | 0.0141 | 0.0032 | 0.0011 | 0.9762 | 0.001 | 0.0014 | 0.0078 | 0.0995 | 0.0026 | 0.0451 | 0.0014 | 0.0019 | 0.0032 | 0.0209 | 0.0459 | 0.0062 | 0 | 0 | 0.0032 | 0.0004 | 0.0009 | 0.0055 | 0 | 0
4428212 | VCUG | 1 | 15f_161053_401x236x571.dat | 0.1200;0.1200;0.2828 | 401;236;571 | (0.1992;74.2800;19.4412) | 80 | 7.702 | 57 | 87.56 | 60 | iodine | [138] | [0] | 1 | 5 | 60 | normal | none | 10.6577 | 14.0003 | 149.2115 | 46.6594 | 61.2935 | 2859.9187 | 0 | 0.0063 | 0.0187 | 0.0043 | 0.0019 | 0.1051 | 0.0105 | 0.0118 | 0.0027 | 0.0011 | 0.803 | 0.0009 | 0.0013 | 0.0065 | 0.0751 | 0.0023 | 0.034 | 0.0012 | 0.0019 | 0.0027 | 0.0164 | 0.0346 | 0.0052 | 0 | 0 | 0.0029 | 0.0004 | 0.001 | 0.0047 | 0 | 0
4428212 | VCUG | 1 | 15f_161053_401x236x571.dat | 0.1200;0.1200;0.2828 | 401;236;571 | (0.1992;74.2800;19.4412) | 80 | 8.502 | 60 | 87.56 | 60 | iodine | [138] | [0] | 1 | 5 | 60 | normal | none | 10.6577 | 14.0003 | 149.2115 | 46.6594 | 61.2935 | 2859.9187 | 0 | 0.0063 | 0.0179 | 0.0042 | 0.0019 | 0.1052 | 0.0102 | 0.0115 | 0.0026 | 0.0011 | 0.6525 | 0.0009 | 0.0013 | 0.0064 | 0.0715 | 0.0023 | 0.032 | 0.0012 | 0.0019 | 0.0027 | 0.0159 | 0.0333 | 0.0051 | 0 | 0 | 0.0029 | 0.0004 | 0.001 | 0.0047 | 0 | 0
4428212 | VCUG | 1 | 15f_161053_401x236x571.dat | 0.1200;0.1200;0.2828 | 401;236;571 | (0.1992;74.2800;19.4412) | 110 | 3.9 | 52 | 87.56 | 60 | iodine | [138] | [0] | 1 | 5 | 60 | normal | none | 10.6577 | 14.0003 | 149.2115 | 46.6594 | 61.2935 | 2859.9187 | 0 | 0.0065 | 0.0206 | 0.0046 | 0.002 | 0.12 | 0.0113 | 0.0126 | 0.0029 | 0.0011 | 1 | 0.001 | 0.0013 | 0.007 | 0.0831 | 0.0024 | 0.036 | 0.0013 | 0.0019 | 0.0029 | 0.018 | 0.0387 | 0.0056 | 0 | 0 | 0.003 | 0.0004 | 0.0009 | 0.005 | 0 | 0
4428212 | VCUG | 1 | 15f_161053_401x236x571.dat | 0.1200;0.1200;0.2828 | 401;236;571 | (0.1992;74.2800;19.4412) | 110 | 7.85 | 62 | 87.56 | 60 | iodine | [138] | [0] | 1 | 5 | 60 | normal | none | 10.6577 | 14.0003 | 149.2115 | 46.6594 | 61.2935 | 2859.9187 | 0 | 0.0062 | 0.0169 | 0.004 | 0.0018 | 0.1067 | 0.01 | 0.0113 | 0.0026 | 0.0011 | 0.9899 | 0.0009 | 0.0012 | 0.0063 | 0.0733 | 0.0023 | 0.0307 | 0.0012 | 0.0019 | 0.0027 | 0.0157 | 0.034 | 0.005 | 0 | 0 | 0.0028 | 0.0004 | 0.001 | 0.0046 | 0 | 0
4428212 | VCUG | 1 | 15f_161053_401x236x571.dat | 0.1200;0.1200;0.2828 | 401;236;571 | (0.1992;74.2800;19.4412) | 110 | 9.9905 | 69 | 87.56 | 60 | iodine | [138] | [0] | 1 | 5 | 60 | normal | none | 10.6577 | 14.0003 | 149.2115 | 46.6594 | 61.2935 | 2859.9187 | 0 | 0.006 | 0.0156 | 0.0037 | 0.0017 | 0.0883 | 0.0094 | 0.0107 | 0.0025 | 0.0011 | 0.5167 | 0.0009 | 0.0012 | 0.006 | 0.0643 | 0.0022 | 0.0286 | 0.0012 | 0.0019 | 0.0025 | 0.0145 | 0.0315 | 0.0048 | 0 | 0 | 0.0027 | 0.0004 | 0.001 | 0.0044 | 0 | 0
4428212 | VCUG | 2 | 15f_161053_401x236x571.dat | 0.1200;0.1200;0.2828 | 401;236;571 | (0.1885;74.2800;5.0224) | 60 | 2.5 | 38 | 87.56 | 60 | iodine | [138] | [10] | 0 | 5 | 60 | normal | none | 7.1051 | 6.1083 | 43.4001 | 31.1063 | 26.742 | 831.8447 | 0 | 0.0683 | 0.0656 | 0.0567 | 0.0017 | 0.7457 | 0.0675 | 0.0086 | 0.0455 | 0.0054 | 0 | 0.0067 | 0.0218 | 0.1019 | 0.8296 | 0.0125 | 0.2141 | 0.002 | 0.0195 | 0.0174 | 0.3114 | 0.4214 | 0.0036 | 0 | 0 | 0.0032 | 0.0003 | 0.0008 | 0.0032 | 0 | 0
4428212 | VCUG | 2 | 15f_161053_401x236x571.dat | 0.1200;0.1200;0.2828 | 401;236;571 | (0.1885;74.2800;5.0224) | 60 | 5.7448 | 47 | 87.56 | 60 | iodine | [138] | [10] | 0 | 5 | 60 | normal | none | 7.1051 | 6.1083 | 43.4001 | 31.1063 | 26.742 | 831.8447 | 0 | 0.0504 | 0.0541 | 0.0382 | 0.0015 | 0.8984 | 0.0489 | 0.0073 | 0.0292 | 0.0044 | 0 | 0.0048 | 0.0156 | 0.0689 | 0.6051 | 0.0092 | 0.1985 | 0.0016 | 0.0146 | 0.0122 | 0.1867 | 0.4218 | 0.0031 | 0 | 0 | 0.0029 | 0.0003 | 0.0009 | 0.0028 | 0 | 0
4428212 | VCUG | 2 | 15f_161053_401x236x571.dat | 0.1200;0.1200;0.2828 | 401;236;571 | (0.1885;74.2800;5.0224) | 60 | 6.3535 | 49 | 87.56 | 60 | iodine | [138] | [10] | 0 | 5 | 60 | normal | none | 7.1051 | 6.1083 | 43.4001 | 31.1063 | 26.742 | 831.8447 | 0 | 0.0464 | 0.0525 | 0.0362 | 0.0015 | 0.6273 | 0.0449 | 0.0071 | 0.0273 | 0.0042 | 0 | 0.0045 | 0.0149 | 0.0648 | 0.4463 | 0.0088 | 0.1992 | 0.0015 | 0.0139 | 0.0115 | 0.1901 | 0.3102 | 0.003 | 0 | 0 | 0.0029 | 0.0003 | 0.001 | 0.0027 | 0 | 0
4428212 | VCUG | 2 | 15f_161053_401x236x571.dat | 0.1200;0.1200;0.2828 | 401;236;571 | (0.1885;74.2800;5.0224) | 80 | 2.9 | 44 | 87.56 | 60 | iodine | [138] | [10] | 0 | 5 | 60 | normal | none | 7.1051 | 6.1083 | 43.4001 | 31.1063 | 26.742 | 831.8447 | 0 | 0.0521 | 0.0637 | 0.04 | 0.0016 | 0.5283 | 0.0522 | 0.0079 | 0.0313 | 0.0048 | 1 | 0.0052 | 0.0165 | 0.0742 | 0.6747 | 0.0101 | 0.1988 | 0.0017 | 0.016 | 0.0132 | 0.1831 | 0.3257 | 0.0033 | 0 | 0 | 0.0031 | 0.0003 | 0.0008 | 0.003 | 0 | 0
4428212 | VCUG | 2 | 15f_161053_401x236x571.dat | 0.1200;0.1200;0.2828 | 401;236;571 | (0.1885;74.2800;5.0224) | 80 | 7.702 | 57 | 87.56 | 60 | iodine | [138] | [10] | 0 | 5 | 60 | normal | none | 7.1051 | 6.1083 | 43.4001 | 31.1063 | 26.742 | 831.8447 | 0 | 0.04 | 0.0496 | 0.0288 | 0.0014 | 0.6931 | 0.0364 | 0.0067 | 0.0216 | 0.0039 | 0 | 0.0038 | 0.0123 | 0.0534 | 0.4126 | 0.0076 | 0.1489 | 0.0014 | 0.0119 | 0.0097 | 0.1308 | 0.2754 | 0.0028 | 0 | 0 | 0.0027 | 0.0003 | 0.001 | 0.0026 | 0 | 0
4428212 | VCUG | 2 | 15f_161053_401x236x571.dat | 0.1200;0.1200;0.2828 | 401;236;571 | (0.1885;74.2800;5.0224) | 80 | 8.502 | 60 | 87.56 | 60 | iodine | [138] | [10] | 0 | 5 | 60 | normal | none | 7.1051 | 6.1083 | 43.4001 | 31.1063 | 26.742 | 831.8447 | 0 | 0.0377 | 0.049 | 0.0273 | 0.0014 | 0.4496 | 0.0352 | 0.0066 | 0.0202 | 0.0038 | 0 | 0.0036 | 0.0117 | 0.0509 | 0.3359 | 0.0073 | 0.16 | 0.0013 | 0.0114 | 0.0093 | 0.1247 | 0.2248 | 0.0028 | 0 | 0 | 0.0027 | 0.0003 | 0.001 | 0.0026 | 0 | 0
4428212 | VCUG | 2 | 15f_161053_401x236x571.dat | 0.1200;0.1200;0.2828 | 401;236;571 | (0.1885;74.2800;5.0224) | 110 | 3.9 | 52 | 87.56 | 60 | iodine | [138] | [10] | 0 | 5 | 60 | normal | none | 7.1051 | 6.1083 | 43.4001 | 31.1063 | 26.742 | 831.8447 | 0 | 0.043 | 0.0532 | 0.0303 | 0.0015 | 0.6406 | 0.0397 | 0.0072 | 0.024 | 0.0042 | 0 | 0.0042 | 0.0133 | 0.0584 | 0.3151 | 0.0084 | 0.1654 | 0.0015 | 0.0132 | 0.0107 | 0.1405 | 0.286 | 0.003 | 0 | 0 | 0.0028 | 0.0003 | 0.0009 | 0.0028 | 0 | 0
4428212 | VCUG | 2 | 15f_161053_401x236x571.dat | 0.1200;0.1200;0.2828 | 401;236;571 | (0.1885;74.2800;5.0224) | 110 | 7.85 | 62 | 87.56 | 60 | iodine | [138] | [10] | 0 | 5 | 60 | normal | none | 7.1051 | 6.1083 | 43.4001 | 31.1063 | 26.742 | 831.8447 | 0 | 0.0367 | 0.0477 | 0.0253 | 0.0014 | 0.4566 | 0.0332 | 0.0065 | 0.0192 | 0.0037 | 0 | 0.0036 | 0.0111 | 0.0481 | 0.3578 | 0.0071 | 0.1261 | 0.0013 | 0.0112 | 0.0089 | 0.1102 | 0.2375 | 0.0027 | 0 | 0 | 0.0026 | 0.0003 | 0.0009 | 0.0025 | 0 | 0
4428212 | VCUG | 2 | 15f_161053_401x236x571.dat | 0.1200;0.1200;0.2828 | 401;236;571 | (0.1885;74.2800;5.0224) | 110 | 9.9905 | 69 | 87.56 | 60 | iodine | [138] | [10] | 0 | 5 | 60 | normal | none | 7.1051 | 6.1083 | 43.4001 | 31.1063 | 26.742 | 831.8447 | 0 | 0.0334 | 0.0433 | 0.0223 | 0.0013 | 0.4192 | 0.0303 | 0.0062 | 0.0173 | 0.0035 | 0 | 0.0032 | 0.01 | 0.0416 | 0.3172 | 0.0065 | 0.1317 | 0.0012 | 0.0104 | 0.0082 | 0.1011 | 0.2186 | 0.0026 | 0 | 0 | 0.0025 | 0.0003 | 0.0009 | 0.0024 | 0 | 0
4428212 | VCUG | 3 | 15f_161053_401x236x571.dat | 0.1200;0.1200;0.2828 | 401;236;571 | (0.1885;74.2800;5.0224) | 60 | 2.5 | 38 | 87.56 | 60 | iodine | [138] | [30] | 0 | 5 | 60 | normal | none | 7.1051 | 6.1083 | 43.4001 | 31.1063 | 26.742 | 831.8447 | 0 | 0.0683 | 0.0657 | 0.0567 | 0.0017 | 0.7457 | 0.0675 | 0.0086 | 0.0454 | 0.0054 | 0 | 0.0068 | 0.0218 | 0.1021 | 0.8296 | 0.0125 | 0.2141 | 0.002 | 0.0195 | 0.0174 | 0.3114 | 0.4185 | 0.0037 | 0 | 0 | 0.0032 | 0.0003 | 0.0008 | 0.0032 | 0 | 0
4428212 | VCUG | 3 | 15f_161053_401x236x571.dat | 0.1200;0.1200;0.2828 | 401;236;571 | (0.1885;74.2800;5.0224) | 60 | 5.7448 | 47 | 87.56 | 60 | iodine | [138] | [30] | 0 | 5 | 60 | normal | none | 7.1051 | 6.1083 | 43.4001 | 31.1063 | 26.742 | 831.8447 | 0 | 0.0505 | 0.0542 | 0.0383 | 0.0015 | 0.8984 | 0.0488 | 0.0073 | 0.0293 | 0.0044 | 0 | 0.0048 | 0.0156 | 0.0691 | 0.6051 | 0.0093 | 0.1995 | 0.0016 | 0.0146 | 0.0122 | 0.1857 | 0.4218 | 0.0032 | 0 | 0 | 0.0029 | 0.0003 | 0.0009 | 0.0028 | 0 | 0
4428212 | VCUG | 3 | 15f_161053_401x236x571.dat | 0.1200;0.1200;0.2828 | 401;236;571 | (0.1885;74.2800;5.0224) | 60 | 6.3535 | 49 | 87.56 | 60 | iodine | [138] | [30] | 0 | 5 | 60 | normal | none | 7.1051 | 6.1083 | 43.4001 | 31.1063 | 26.742 | 831.8447 | 0 | 0.0464 | 0.0524 | 0.0364 | 0.0015 | 0.6273 | 0.0451 | 0.0072 | 0.0274 | 0.0042 | 0 | 0.0045 | 0.0149 | 0.0652 | 0.4463 | 0.0088 | 0.1992 | 0.0015 | 0.014 | 0.0116 | 0.1901 | 0.3102 | 0.0031 | 0 | 0 | 0.0029 | 0.0003 | 0.001 | 0.0027 | 0 | 0
4428212 | VCUG | 3 | 15f_161053_401x236x571.dat | 0.1200;0.1200;0.2828 | 401;236;571 | (0.1885;74.2800;5.0224) | 80 | 2.9 | 44 | 87.56 | 60 | iodine | [138] | [30] | 0 | 5 | 60 | normal | none | 7.1051 | 6.1083 | 43.4001 | 31.1063 | 26.742 | 831.8447 | 0 | 0.052 | 0.0637 | 0.0402 | 0.0016 | 0.6453 | 0.0521 | 0.0079 | 0.0313 | 0.0048 | 1 | 0.0052 | 0.0165 | 0.0749 | 0.6747 | 0.0102 | 0.1988 | 0.0017 | 0.016 | 0.0132 | 0.1831 | 0.3257 | 0.0034 | 0 | 0 | 0.0031 | 0.0003 | 0.0008 | 0.003 | 0 | 0
4428212 | VCUG | 3 | 15f_161053_401x236x571.dat | 0.1200;0.1200;0.2828 | 401;236;571 | (0.1885;74.2800;5.0224) | 80 | 7.702 | 57 | 87.56 | 60 | iodine | [138] | [30] | 0 | 5 | 60 | normal | none | 7.1051 | 6.1083 | 43.4001 | 31.1063 | 26.742 | 831.8447 | 0 | 0.0399 | 0.0496 | 0.0289 | 0.0014 | 0.6931 | 0.0364 | 0.0068 | 0.0217 | 0.0039 | 0 | 0.0038 | 0.0123 | 0.0535 | 0.4126 | 0.0076 | 0.1489 | 0.0014 | 0.012 | 0.0097 | 0.1308 | 0.2754 | 0.0029 | 0 | 0 | 0.0027 | 0.0003 | 0.001 | 0.0026 | 0 | 0
4428212 | VCUG | 3 | 15f_161053_401x236x571.dat | 0.1200;0.1200;0.2828 | 401;236;571 | (0.1885;74.2800;5.0224) | 80 | 8.502 | 60 | 87.56 | 60 | iodine | [138] | [30] | 0 | 5 | 60 | normal | none | 7.1051 | 6.1083 | 43.4001 | 31.1063 | 26.742 | 831.8447 | 0 | 0.0376 | 0.049 | 0.0273 | 0.0014 | 0.4496 | 0.0354 | 0.0066 | 0.0203 | 0.0038 | 0 | 0.0037 | 0.0117 | 0.0511 | 0.3566 | 0.0073 | 0.1605 | 0.0013 | 0.0115 | 0.0093 | 0.1255 | 0.2265 | 0.0028 | 0 | 0 | 0.0027 | 0.0003 | 0.001 | 0.0026 | 0 | 0
4428212 | VCUG | 3 | 15f_161053_401x236x571.dat | 0.1200;0.1200;0.2828 | 401;236;571 | (0.1885;74.2800;5.0224) | 110 | 3.9 | 52 | 87.56 | 60 | iodine | [138] | [30] | 0 | 5 | 60 | normal | none | 7.1051 | 6.1083 | 43.4001 | 31.1063 | 26.742 | 831.8447 | 0 | 0.0431 | 0.0531 | 0.0304 | 0.0015 | 0.7154 | 0.0398 | 0.0072 | 0.024 | 0.0042 | 0 | 0.0042 | 0.0133 | 0.0587 | 0.3314 | 0.0084 | 0.1674 | 0.0015 | 0.0133 | 0.0108 | 0.141 | 0.286 | 0.0031 | 0 | 0 | 0.0028 | 0.0003 | 0.0009 | 0.0028 | 0 | 0
4428212 | VCUG | 3 | 15f_161053_401x236x571.dat | 0.1200;0.1200;0.2828 | 401;236;571 | (0.1885;74.2800;5.0224) | 110 | 7.85 | 62 | 87.56 | 60 | iodine | [138] | [30] | 0 | 5 | 60 | normal | none | 7.1051 | 6.1083 | 43.4001 | 31.1063 | 26.742 | 831.8447 | 0 | 0.0367 | 0.0477 | 0.0253 | 0.0014 | 0.4566 | 0.0332 | 0.0065 | 0.0193 | 0.0037 | 0 | 0.0036 | 0.0111 | 0.0481 | 0.3601 | 0.0072 | 0.126 | 0.0013 | 0.0113 | 0.009 | 0.1111 | 0.2375 | 0.0028 | 0 | 0 | 0.0026 | 0.0003 | 0.0009 | 0.0025 | 0 | 0
4428212 | VCUG | 3 | 15f_161053_401x236x571.dat | 0.1200;0.1200;0.2828 | 401;236;571 | (0.1885;74.2800;5.0224) | 110 | 9.9905 | 69 | 87.56 | 60 | iodine | [138] | [30] | 0 | 5 | 60 | normal | none | 7.1051 | 6.1083 | 43.4001 | 31.1063 | 26.742 | 831.8447 | 0 | 0.0334 | 0.0433 | 0.0224 | 0.0013 | 0.4192 | 0.0303 | 0.0062 | 0.0173 | 0.0035 | 0 | 0.0033 | 0.0101 | 0.0417 | 0.3172 | 0.0065 | 0.1309 | 0.0012 | 0.0104 | 0.0082 | 0.101 | 0.2179 | 0.0027 | 0 | 0 | 0.0025 | 0.0003 | 0.0009 | 0.0024 | 0 | 0
4428212 | VCUG | 4 | 15f_161053_401x236x571.dat | 0.1200;0.1200;0.2828 | 401;236;571 | (0.1885;74.2800;5.0224) | 60 | 2.5 | 38 | 87.56 | 60 | iodine | [138] | [50] | 0 | 5 | 60 | normal | none | 7.1051 | 6.1083 | 43.4001 | 31.1063 | 26.742 | 831.8447 | 0 | 0.0683 | 0.0657 | 0.0567 | 0.0017 | 0.7457 | 0.0673 | 0.0087 | 0.0455 | 0.0054 | 0 | 0.0068 | 0.0218 | 0.1016 | 0.8296 | 0.0125 | 0.2141 | 0.002 | 0.0196 | 0.0174 | 0.3114 | 0.4214 | 0.0038 | 0 | 0 | 0.0033 | 0.0003 | 0.0008 | 0.0032 | 0 | 0
4428212 | VCUG | 4 | 15f_161053_401x236x571.dat | 0.1200;0.1200;0.2828 | 401;236;571 | (0.1885;74.2800;5.0224) | 60 | 5.7448 | 47 | 87.56 | 60 | iodine | [138] | [50] | 0 | 5 | 60 | normal | none | 7.1051 | 6.1083 | 43.4001 | 31.1063 | 26.742 | 831.8447 | 0 | 0.0505 | 0.0542 | 0.0384 | 0.0015 | 0.8984 | 0.049 | 0.0073 | 0.0293 | 0.0044 | 0 | 0.0048 | 0.0156 | 0.0691 | 0.5716 | 0.0093 | 0.1995 | 0.0016 | 0.0146 | 0.0122 | 0.1867 | 0.4218 | 0.0032 | 0 | 0 | 0.0029 | 0.0003 | 0.0009 | 0.0028 | 0 | 0
4428212 | VCUG | 4 | 15f_161053_401x236x571.dat | 0.1200;0.1200;0.2828 | 401;236;571 | (0.1885;74.2800;5.0224) | 60 | 6.3535 | 49 | 87.56 | 60 | iodine | [138] | [50] | 0 | 5 | 60 | normal | none | 7.1051 | 6.1083 | 43.4001 | 31.1063 | 26.742 | 831.8447 | 0 | 0.0465 | 0.0524 | 0.0364 | 0.0015 | 0.6273 | 0.0451 | 0.0072 | 0.0274 | 0.0042 | 0 | 0.0045 | 0.0149 | 0.0652 | 0.4463 | 0.0088 | 0.1992 | 0.0015 | 0.014 | 0.0116 | 0.1901 | 0.3102 | 0.0032 | 0 | 0 | 0.0029 | 0.0003 | 0.001 | 0.0027 | 0 | 0
4428212 | VCUG | 4 | 15f_161053_401x236x571.dat | 0.1200;0.1200;0.2828 | 401;236;571 | (0.1885;74.2800;5.0224) | 80 | 2.9 | 44 | 87.56 | 60 | iodine | [138] | [50] | 0 | 5 | 60 | normal | none | 7.1051 | 6.1083 | 43.4001 | 31.1063 | 26.742 | 831.8447 | 0 | 0.0522 | 0.0637 | 0.0401 | 0.0016 | 0.6759 | 0.0523 | 0.008 | 0.0314 | 0.0048 | 1 | 0.0052 | 0.0165 | 0.075 | 0.6747 | 0.0102 | 0.1988 | 0.0017 | 0.016 | 0.0133 | 0.1831 | 0.3257 | 0.0035 | 0 | 0 | 0.0031 | 0.0003 | 0.0008 | 0.003 | 0 | 0
4428212 | VCUG | 4 | 15f_161053_401x236x571.dat | 0.1200;0.1200;0.2828 | 401;236;571 | (0.1885;74.2800;5.0224) | 80 | 7.702 | 57 | 87.56 | 60 | iodine | [138] | [50] | 0 | 5 | 60 | normal | none | 7.1051 | 6.1083 | 43.4001 | 31.1063 | 26.742 | 831.8447 | 0 | 0.0399 | 0.0497 | 0.0289 | 0.0014 | 0.6931 | 0.0364 | 0.0068 | 0.0217 | 0.0039 | 0 | 0.0038 | 0.0123 | 0.0536 | 0.4126 | 0.0076 | 0.1489 | 0.0014 | 0.012 | 0.0097 | 0.1308 | 0.2754 | 0.003 | 0 | 0 | 0.0027 | 0.0003 | 0.001 | 0.0026 | 0 | 0
4428212 | VCUG | 4 | 15f_161053_401x236x571.dat | 0.1200;0.1200;0.2828 | 401;236;571 | (0.1885;74.2800;5.0224) | 80 | 8.502 | 60 | 87.56 | 60 | iodine | [138] | [50] | 0 | 5 | 60 | normal | none | 7.1051 | 6.1083 | 43.4001 | 31.1063 | 26.742 | 831.8447 | 0 | 0.0376 | 0.0491 | 0.0274 | 0.0014 | 0.4496 | 0.0354 | 0.0067 | 0.0203 | 0.0038 | 0 | 0.0037 | 0.0118 | 0.0513 | 0.338 | 0.0073 | 0.1586 | 0.0013 | 0.0115 | 0.0093 | 0.1255 | 0.2265 | 0.0029 | 0 | 0 | 0.0027 | 0.0003 | 0.001 | 0.0026 | 0 | 0
4428212 | VCUG | 4 | 15f_161053_401x236x571.dat | 0.1200;0.1200;0.2828 | 401;236;571 | (0.1885;74.2800;5.0224) | 110 | 3.9 | 52 | 87.56 | 60 | iodine | [138] | [50] | 0 | 5 | 60 | normal | none | 7.1051 | 6.1083 | 43.4001 | 31.1063 | 26.742 | 831.8447 | 0 | 0.043 | 0.0533 | 0.0305 | 0.0015 | 0.7154 | 0.0399 | 0.0072 | 0.024 | 0.0042 | 0 | 0.0042 | 0.0134 | 0.0586 | 0.3314 | 0.0084 | 0.1661 | 0.0015 | 0.0133 | 0.0108 | 0.141 | 0.286 | 0.0032 | 0 | 0 | 0.0028 | 0.0003 | 0.0009 | 0.0028 | 0 | 0
4428212 | VCUG | 4 | 15f_161053_401x236x571.dat | 0.1200;0.1200;0.2828 | 401;236;571 | (0.1885;74.2800;5.0224) | 110 | 7.85 | 62 | 87.56 | 60 | iodine | [138] | [50] | 0 | 5 | 60 | normal | none | 7.1051 | 6.1083 | 43.4001 | 31.1063 | 26.742 | 831.8447 | 0 | 0.0368 | 0.0477 | 0.0254 | 0.0014 | 0.4566 | 0.0333 | 0.0065 | 0.0193 | 0.0037 | 0 | 0.0036 | 0.0112 | 0.0482 | 0.3601 | 0.0072 | 0.1264 | 0.0013 | 0.0113 | 0.009 | 0.1092 | 0.2375 | 0.0029 | 0 | 0 | 0.0026 | 0.0003 | 0.0009 | 0.0025 | 0 | 0
4428212 | VCUG | 4 | 15f_161053_401x236x571.dat | 0.1200;0.1200;0.2828 | 401;236;571 | (0.1885;74.2800;5.0224) | 110 | 9.9905 | 69 | 87.56 | 60 | iodine | [138] | [50] | 0 | 5 | 60 | normal | none | 7.1051 | 6.1083 | 43.4001 | 31.1063 | 26.742 | 831.8447 | 0 | 0.0334 | 0.0434 | 0.0224 | 0.0013 | 0.4192 | 0.0304 | 0.0062 | 0.0173 | 0.0035 | 0 | 0.0033 | 0.0101 | 0.0417 | 0.3172 | 0.0065 | 0.1317 | 0.0012 | 0.0104 | 0.0082 | 0.1012 | 0.2178 | 0.0027 | 0 | 0 | 0.0025 | 0.0003 | 0.0009 | 0.0024 | 0 | 0
4428212 | VCUG | 5 | 15f_161053_401x236x571.dat | 0.1200;0.1200;0.2828 | 401;236;571 | (-0.6410;79.1343;9.1475) | 60 | 2.5 | 38 | 91.1347 | 60 | iodine | [138] | [50] | 0 | 5 | 60 | normal | none | 9.044 | 7.7918 | 70.4683 | 41.2109 | 35.505 | 1463.1917 | 0 | 0.0337 | 0.0586 | 0.0252 | 0.0017 | 0.6362 | 0.035 | 0.0134 | 0.0221 | 0.0019 | 0 | 0.0037 | 0.0132 | 0.052 | 0.3996 | 0.005 | 0.1722 | 0.0014 | 0.0082 | 0.0067 | 0.152 | 0.2425 | 0.0064 | 0 | 0 | 0.0025 | 0.0004 | 0.0008 | 0.005 | 0 | 0
4428212 | VCUG | 5 | 15f_161053_401x236x571.dat | 0.1200;0.1200;0.2828 | 401;236;571 | (-0.6410;79.1343;9.1475) | 60 | 5.7448 | 47 | 91.1347 | 60 | iodine | [138] | [50] | 0 | 5 | 60 | normal | none | 9.044 | 7.7918 | 70.4683 | 41.2109 | 35.505 | 1463.1917 | 0 | 0.026 | 0.0454 | 0.0208 | 0.0016 | 0.6386 | 0.026 | 0.0109 | 0.0156 | 0.0018 | 0.7125 | 0.0028 | 0.0096 | 0.0379 | 0.3884 | 0.0042 | 0.1373 | 0.0012 | 0.0067 | 0.0055 | 0.1219 | 0.2184 | 0.0051 | 0 | 0 | 0.0025 | 0.0004 | 0.0009 | 0.0043 | 0 | 0
4428212 | VCUG | 5 | 15f_161053_401x236x571.dat | 0.1200;0.1200;0.2828 | 401;236;571 | (-0.6410;79.1343;9.1475) | 60 | 6.3535 | 49 | 91.1347 | 60 | iodine | [138] | [50] | 0 | 5 | 60 | normal | none | 9.044 | 7.7918 | 70.4683 | 41.2109 | 35.505 | 1463.1917 | 0 | 0.0251 | 0.0467 | 0.0202 | 0.0016 | 0.551 | 0.0248 | 0.0106 | 0.0149 | 0.0018 | 0 | 0.0027 | 0.0091 | 0.0356 | 0.3207 | 0.0041 | 0.1545 | 0.0012 | 0.0066 | 0.0054 | 0.1065 | 0.221 | 0.0049 | 0 | 0 | 0.0025 | 0.0004 | 0.0009 | 0.0042 | 0 | 0
4428212 | VCUG | 5 | 15f_161053_401x236x571.dat | 0.1200;0.1200;0.2828 | 401;236;571 | (-0.6410;79.1343;9.1475) | 80 | 2.9 | 44 | 91.1347 | 60 | iodine | [138] | [50] | 0 | 5 | 60 | normal | none | 9.044 | 7.7918 | 70.4683 | 41.2109 | 35.505 | 1463.1917 | 0 | 0.0288 | 0.0503 | 0.0215 | 0.0016 | 0.3897 | 0.0287 | 0.012 | 0.0174 | 0.0019 | 0 | 0.0031 | 0.0105 | 0.0407 | 0.4507 | 0.0046 | 0.1493 | 0.0013 | 0.0074 | 0.006 | 0.1203 | 0.2187 | 0.0056 | 0 | 0 | 0.0024 | 0.0004 | 0.0008 | 0.0046 | 0 | 0
4428212 | VCUG | 5 | 15f_161053_401x236x571.dat | 0.1200;0.1200;0.2828 | 401;236;571 | (-0.6410;79.1343;9.1475) | 80 | 7.702 | 57 | 91.1347 | 60 | iodine | [138] | [50] | 0 | 5 | 60 | normal | none | 9.044 | 7.7918 | 70.4683 | 41.2109 | 35.505 | 1463.1917 | 0 | 0.0226 | 0.0421 | 0.0171 | 0.0015 | 0.3736 | 0.022 | 0.0097 | 0.0125 | 0.0018 | 0 | 0.0024 | 0.0078 | 0.0303 | 0.24 | 0.0039 | 0.1292 | 0.0011 | 0.0062 | 0.005 | 0.0827 | 0.1562 | 0.0045 | 0 | 0 | 0.0024 | 0.0004 | 0.0009 | 0.0039 | 0 | 0
4428212 | VCUG | 5 | 15f_161053_401x236x571.dat | 0.1200;0.1200;0.2828 | 401;236;571 | (-0.6410;79.1343;9.1475) | 80 | 8.502 | 60 | 91.1347 | 60 | iodine | [138] | [50] | 0 | 5 | 60 | normal | none | 9.044 | 7.7918 | 70.4683 | 41.2109 | 35.505 | 1463.1917 | 0 | 0.0218 | 0.041 | 0.0164 | 0.0015 | 0.3045 | 0.021 | 0.0095 | 0.0121 | 0.0018 | 1 | 0.0023 | 0.0075 | 0.0291 | 0.3116 | 0.0038 | 0.1086 | 0.0011 | 0.006 | 0.0049 | 0.0775 | 0.1596 | 0.0044 | 0 | 0 | 0.0024 | 0.0004 | 0.0009 | 0.0039 | 0 | 0
4428212 | VCUG | 5 | 15f_161053_401x236x571.dat | 0.1200;0.1200;0.2828 | 401;236;571 | (-0.6410;79.1343;9.1475) | 110 | 3.9 | 52 | 91.1347 | 60 | iodine | [138] | [50] | 0 | 5 | 60 | normal | none | 9.044 | 7.7918 | 70.4683 | 41.2109 | 35.505 | 1463.1917 | 0 | 0.0248 | 0.0447 | 0.0181 | 0.0015 | 0.3829 | 0.0241 | 0.0106 | 0.0138 | 0.0018 | 1 | 0.0027 | 0.0086 | 0.0335 | 0.2679 | 0.0042 | 0.1296 | 0.0012 | 0.0067 | 0.0054 | 0.0862 | 0.2031 | 0.0049 | 0 | 0 | 0.0024 | 0.0004 | 0.0008 | 0.0042 | 0 | 0
4428212 | VCUG | 5 | 15f_161053_401x236x571.dat | 0.1200;0.1200;0.2828 | 401;236;571 | (-0.6410;79.1343;9.1475) | 110 | 7.85 | 62 | 91.1347 | 60 | iodine | [138] | [50] | 0 | 5 | 60 | normal | none | 9.044 | 7.7918 | 70.4683 | 41.2109 | 35.505 | 1463.1917 | 0 | 0.0213 | 0.0396 | 0.0156 | 0.0015 | 0.2724 | 0.0209 | 0.0094 | 0.0117 | 0.0018 | 0 | 0.0023 | 0.0073 | 0.0284 | 0.271 | 0.0038 | 0.1029 | 0.0011 | 0.006 | 0.0048 | 0.0781 | 0.1472 | 0.0043 | 0 | 0 | 0.0023 | 0.0004 | 0.0009 | 0.0038 | 0 | 0
4428212 | VCUG | 5 | 15f_161053_401x236x571.dat | 0.1200;0.1200;0.2828 | 401;236;571 | (-0.6410;79.1343;9.1475) | 110 | 9.9905 | 69 | 91.1347 | 60 | iodine | [138] | [50] | 0 | 5 | 60 | normal | none | 9.044 | 7.7918 | 70.4683 | 41.2109 | 35.505 | 1463.1917 | 0 | 0.0199 | 0.0367 | 0.0142 | 0.0014 | 0.3284 | 0.0193 | 0.0088 | 0.0106 | 0.0017 | 0 | 0.0022 | 0.0067 | 0.0261 | 0.2856 | 0.0037 | 0.0977 | 0.0011 | 0.0058 | 0.0046 | 0.0696 | 0.1404 | 0.0041 | 0 | 0 | 0.0023 | 0.0004 | 0.0009 | 0.0037 | 0 | 0
4428212 | VCUG | 6 | 15f_161053_401x236x571.dat | 0.1200;0.1200;0.2828 | 401;236;571 | (0.4290;78.9646;9.2745) | 60 | 2.5 | 38 | 91.2195 | 60 | iodine | [138] | [50] | 0 | 5 | 60 | normal | none | 9.3395 | 7.7041 | 71.9517 | 42.5971 | 35.138 | 1496.776 | 0 | 0.0349 | 0.0574 | 0.0263 | 0.0016 | 0.4411 | 0.0302 | 0.0136 | 0.0258 | 0.0017 | 1 | 0.0026 | 0.0135 | 0.0572 | 0.3532 | 0.0064 | 0.1496 | 0.0014 | 0.0119 | 0.0098 | 0.1633 | 0.2917 | 0.0065 | 0 | 0 | 0.0024 | 0.0004 | 0.0008 | 0.0052 | 0 | 0
4428212 | VCUG | 6 | 15f_161053_401x236x571.dat | 0.1200;0.1200;0.2828 | 401;236;571 | (0.4290;78.9646;9.2745) | 60 | 5.7448 | 47 | 91.2195 | 60 | iodine | [138] | [50] | 0 | 5 | 60 | normal | none | 9.3395 | 7.7041 | 71.9517 | 42.5971 | 35.138 | 1496.776 | 0 | 0.0264 | 0.0462 | 0.0212 | 0.0015 | 0.3817 | 0.0236 | 0.011 | 0.0176 | 0.0017 | 0 | 0.0022 | 0.0098 | 0.0403 | 0.2833 | 0.0051 | 0.1446 | 0.0012 | 0.0092 | 0.0073 | 0.1138 | 0.1822 | 0.0052 | 0 | 0 | 0.0025 | 0.0004 | 0.0009 | 0.0044 | 0 | 0
4428212 | VCUG | 6 | 15f_161053_401x236x571.dat | 0.1200;0.1200;0.2828 | 401;236;571 | (0.4290;78.9646;9.2745) | 60 | 6.3535 | 49 | 91.2195 | 60 | iodine | [138] | [50] | 0 | 5 | 60 | normal | none | 9.3395 | 7.7041 | 71.9517 | 42.5971 | 35.138 | 1496.776 | 0 | 0.0257 | 0.0469 | 0.0203 | 0.0015 | 0.4673 | 0.0228 | 0.0108 | 0.0166 | 0.0017 | 0 | 0.0021 | 0.0094 | 0.0386 | 0.2717 | 0.005 | 0.1382 | 0.0012 | 0.0089 | 0.0071 | 0.1121 | 0.2156 | 0.005 | 0 | 0 | 0.0025 | 0.0004 | 0.001 | 0.0043 | 0 | 0
4428212 | VCUG | 6 | 15f_161053_401x236x571.dat | 0.1200;0.1200;0.2828 | 401;236;571 | (0.4290;78.9646;9.2745) | 80 | 2.9 | 44 | 91.2195 | 60 | iodine | [138] | [50] | 0 | 5 | 60 | normal | none | 9.3395 | 7.7041 | 71.9517 | 42.5971 | 35.138 | 1496.776 | 0 | 0.0289 | 0.0513 | 0.0222 | 0.0016 | 0.4724 | 0.026 | 0.0121 | 0.0195 | 0.0017 | 1 | 0.0024 | 0.0108 | 0.0434 | 0.3269 | 0.0056 | 0.1419 | 0.0013 | 0.0102 | 0.0082 | 0.1175 | 0.2035 | 0.0057 | 0 | 0 | 0.0024 | 0.0004 | 0.0008 | 0.0047 | 0 | 0
4428212 | VCUG | 6 | 15f_161053_401x236x571.dat | 0.1200;0.1200;0.2828 | 401;236;571 | (0.4290;78.9646;9.2745) | 80 | 7.702 | 57 | 91.2195 | 60 | iodine | [138] | [50] | 0 | 5 | 60 | normal | none | 9.3395 | 7.7041 | 71.9517 | 42.5971 | 35.138 | 1496.776 | 0 | 0.0225 | 0.0431 | 0.0173 | 0.0014 | 0.4404 | 0.0203 | 0.01 | 0.0137 | 0.0017 | 1 | 0.002 | 0.008 | 0.032 | 0.3017 | 0.0046 | 0.1177 | 0.0011 | 0.0081 | 0.0063 | 0.0832 | 0.1584 | 0.0046 | 0 | 0 | 0.0024 | 0.0004 | 0.001 | 0.004 | 0 | 0
4428212 | VCUG | 6 | 15f_161053_401x236x571.dat | 0.1200;0.1200;0.2828 | 401;236;571 | (0.4290;78.9646;9.2745) | 80 | 8.502 | 60 | 91.2195 | 60 | iodine | [138] | [50] | 0 | 5 | 60 | normal | none | 9.3395 | 7.7041 | 71.9517 | 42.5971 | 35.138 | 1496.776 | 0 | 0.0221 | 0.0425 | 0.0167 | 0.0014 | 0.3488 | 0.02 | 0.0097 | 0.0131 | 0.0017 | 0 | 0.0019 | 0.0077 | 0.0308 | 0.2565 | 0.0045 | 0.1121 | 0.0011 | 0.0079 | 0.0061 | 0.0794 | 0.1521 | 0.0045 | 0 | 0 | 0.0024 | 0.0004 | 0.001 | 0.0039 | 0 | 0
4428212 | VCUG | 6 | 15f_161053_401x236x571.dat | 0.1200;0.1200;0.2828 | 401;236;571 | (0.4290;78.9646;9.2745) | 110 | 3.9 | 52 | 91.2195 | 60 | iodine | [138] | [50] | 0 | 5 | 60 | normal | none | 9.3395 | 7.7041 | 71.9517 | 42.5971 | 35.138 | 1496.776 | 0 | 0.0253 | 0.0466 | 0.0184 | 0.0015 | 0.3893 | 0.0226 | 0.0108 | 0.015 | 0.0017 | 0 | 0.0022 | 0.0088 | 0.0357 | 0.3313 | 0.005 | 0.1167 | 0.0012 | 0.0088 | 0.0069 | 0.0978 | 0.1665 | 0.005 | 0 | 0 | 0.0024 | 0.0004 | 0.0009 | 0.0043 | 0 | 0
4428212 | VCUG | 6 | 15f_161053_401x236x571.dat | 0.1200;0.1200;0.2828 | 401;236;571 | (0.4290;78.9646;9.2745) | 110 | 7.85 | 62 | 91.2195 | 60 | iodine | [138] | [50] | 0 | 5 | 60 | normal | none | 9.3395 | 7.7041 | 71.9517 | 42.5971 | 35.138 | 1496.776 | 0 | 0.0216 | 0.0407 | 0.0159 | 0.0014 | 0.337 | 0.0196 | 0.0096 | 0.0126 | 0.0017 | 1 | 0.002 | 0.0074 | 0.0304 | 0.2495 | 0.0044 | 0.1082 | 0.0011 | 0.0078 | 0.006 | 0.0739 | 0.1375 | 0.0044 | 0 | 0 | 0.0023 | 0.0004 | 0.0009 | 0.0039 | 0 | 0
4428212 | VCUG | 6 | 15f_161053_401x236x571.dat | 0.1200;0.1200;0.2828 | 401;236;571 | (0.4290;78.9646;9.2745) | 110 | 9.9905 | 69 | 91.2195 | 60 | iodine | [138] | [50] | 0 | 5 | 60 | normal | none | 9.3395 | 7.7041 | 71.9517 | 42.5971 | 35.138 | 1496.776 | 0 | 0.0203 | 0.0382 | 0.0145 | 0.0013 | 0.2657 | 0.0182 | 0.009 | 0.0114 | 0.0017 | 0 | 0.0019 | 0.0069 | 0.0269 | 0.2075 | 0.0042 | 0.0976 | 0.0011 | 0.0073 | 0.0056 | 0.0666 | 0.1474 | 0.0041 | 0 | 0 | 0.0023 | 0.0004 | 0.0009 | 0.0037 | 0 | 0
4428212 | VCUG | 7 | 15f_161053_401x236x571.dat | 0.1200;0.1200;0.2828 | 401;236;571 | (0.1885;74.2800;5.0224) | 60 | 2.5 | 38 | 87.56 | 60 | iodine | [138] | [70] | 0 | 5 | 60 | normal | none | 7.1051 | 6.1083 | 43.4001 | 31.1063 | 26.742 | 831.8447 | 0 | 0.0683 | 0.0657 | 0.0566 | 0.0017 | 0.7457 | 0.0675 | 0.0087 | 0.0455 | 0.0054 | 0 | 0.0068 | 0.0218 | 0.1021 | 0.8296 | 0.0125 | 0.2141 | 0.002 | 0.0195 | 0.0174 | 0.3114 | 0.4214 | 0.0039 | 0 | 0 | 0.0033 | 0.0003 | 0.0008 | 0.0032 | 0 | 0
4428212 | VCUG | 7 | 15f_161053_401x236x571.dat | 0.1200;0.1200;0.2828 | 401;236;571 | (0.1885;74.2800;5.0224) | 60 | 5.7448 | 47 | 87.56 | 60 | iodine | [138] | [70] | 0 | 5 | 60 | normal | none | 7.1051 | 6.1083 | 43.4001 | 31.1063 | 26.742 | 831.8447 | 0 | 0.0505 | 0.0542 | 0.0384 | 0.0015 | 0.8984 | 0.0489 | 0.0074 | 0.0293 | 0.0044 | 0 | 0.0048 | 0.0156 | 0.0691 | 0.6051 | 0.0093 | 0.1995 | 0.0016 | 0.0146 | 0.0122 | 0.1867 | 0.4218 | 0.0033 | 0 | 0 | 0.0029 | 0.0003 | 0.0009 | 0.0028 | 0 | 0
4428212 | VCUG | 7 | 15f_161053_401x236x571.dat | 0.1200;0.1200;0.2828 | 401;236;571 | (0.1885;74.2800;5.0224) | 60 | 6.3535 | 49 | 87.56 | 60 | iodine | [138] | [70] | 0 | 5 | 60 | normal | none | 7.1051 | 6.1083 | 43.4001 | 31.1063 | 26.742 | 831.8447 | 0 | 0.0465 | 0.0525 | 0.0364 | 0.0015 | 0.6273 | 0.0451 | 0.0072 | 0.0274 | 0.0042 | 0 | 0.0046 | 0.0149 | 0.0652 | 0.4463 | 0.0088 | 0.1992 | 0.0015 | 0.014 | 0.0116 | 0.1901 | 0.3102 | 0.0032 | 0 | 0 | 0.0029 | 0.0003 | 0.001 | 0.0027 | 0 | 0
4428212 | VCUG | 7 | 15f_161053_401x236x571.dat | 0.1200;0.1200;0.2828 | 401;236;571 | (0.1885;74.2800;5.0224) | 80 | 2.9 | 44 | 87.56 | 60 | iodine | [138] | [70] | 0 | 5 | 60 | normal | none | 7.1051 | 6.1083 | 43.4001 | 31.1063 | 26.742 | 831.8447 | 0 | 0.0522 | 0.0637 | 0.0402 | 0.0016 | 0.6759 | 0.0524 | 0.008 | 0.0313 | 0.0048 | 1 | 0.0052 | 0.0165 | 0.075 | 0.6747 | 0.0102 | 0.1988 | 0.0017 | 0.016 | 0.0133 | 0.1831 | 0.3257 | 0.0036 | 0 | 0 | 0.0031 | 0.0003 | 0.0008 | 0.003 | 0 | 0
4428212 | VCUG | 7 | 15f_161053_401x236x571.dat | 0.1200;0.1200;0.2828 | 401;236;571 | (0.1885;74.2800;5.0224) | 80 | 7.702 | 57 | 87.56 | 60 | iodine | [138] | [70] | 0 | 5 | 60 | normal | none | 7.1051 | 6.1083 | 43.4001 | 31.1063 | 26.742 | 831.8447 | 0 | 0.04 | 0.0496 | 0.0289 | 0.0014 | 0.6913 | 0.0365 | 0.0068 | 0.0217 | 0.0039 | 0 | 0.0038 | 0.0123 | 0.0535 | 0.4126 | 0.0076 | 0.1489 | 0.0014 | 0.012 | 0.0097 | 0.1308 | 0.2754 | 0.003 | 0 | 0 | 0.0027 | 0.0003 | 0.001 | 0.0026 | 0 | 0
4428212 | VCUG | 7 | 15f_161053_401x236x571.dat | 0.1200;0.1200;0.2828 | 401;236;571 | (0.1885;74.2800;5.0224) | 80 | 8.502 | 60 | 87.56 | 60 | iodine | [138] | [70] | 0 | 5 | 60 | normal | none | 7.1051 | 6.1083 | 43.4001 | 31.1063 | 26.742 | 831.8447 | 0 | 0.0377 | 0.0491 | 0.0274 | 0.0014 | 0.4496 | 0.0354 | 0.0067 | 0.0203 | 0.0038 | 0 | 0.0037 | 0.0118 | 0.0512 | 0.3566 | 0.0073 | 0.1605 | 0.0013 | 0.0115 | 0.0093 | 0.1256 | 0.2265 | 0.003 | 0 | 0 | 0.0027 | 0.0003 | 0.001 | 0.0026 | 0 | 0
4428212 | VCUG | 7 | 15f_161053_401x236x571.dat | 0.1200;0.1200;0.2828 | 401;236;571 | (0.1885;74.2800;5.0224) | 110 | 3.9 | 52 | 87.56 | 60 | iodine | [138] | [70] | 0 | 5 | 60 | normal | none | 7.1051 | 6.1083 | 43.4001 | 31.1063 | 26.742 | 831.8447 | 0 | 0.043 | 0.0533 | 0.0305 | 0.0015 | 0.7154 | 0.0399 | 0.0073 | 0.024 | 0.0042 | 0 | 0.0042 | 0.0134 | 0.0584 | 0.3314 | 0.0084 | 0.1674 | 0.0015 | 0.0133 | 0.0108 | 0.1407 | 0.286 | 0.0032 | 0 | 0 | 0.0028 | 0.0003 | 0.0009 | 0.0028 | 0 | 0
4428212 | VCUG | 7 | 15f_161053_401x236x571.dat | 0.1200;0.1200;0.2828 | 401;236;571 | (0.1885;74.2800;5.0224) | 110 | 7.85 | 62 | 87.56 | 60 | iodine | [138] | [70] | 0 | 5 | 60 | normal | none | 7.1051 | 6.1083 | 43.4001 | 31.1063 | 26.742 | 831.8447 | 0 | 0.0368 | 0.0478 | 0.0254 | 0.0014 | 0.4566 | 0.0334 | 0.0066 | 0.0193 | 0.0037 | 0 | 0.0036 | 0.0112 | 0.0483 | 0.3601 | 0.0072 | 0.1265 | 0.0013 | 0.0113 | 0.009 | 0.1109 | 0.2375 | 0.0029 | 0 | 0 | 0.0026 | 0.0003 | 0.0009 | 0.0025 | 0 | 0
4428212 | VCUG | 7 | 15f_161053_401x236x571.dat | 0.1200;0.1200;0.2828 | 401;236;571 | (0.1885;74.2800;5.0224) | 110 | 9.9905 | 69 | 87.56 | 60 | iodine | [138] | [70] | 0 | 5 | 60 | normal | none | 7.1051 | 6.1083 | 43.4001 | 31.1063 | 26.742 | 831.8447 | 0 | 0.0335 | 0.0434 | 0.0224 | 0.0013 | 0.4192 | 0.0304 | 0.0062 | 0.0173 | 0.0035 | 0 | 0.0033 | 0.0101 | 0.0417 | 0.3172 | 0.0065 | 0.1307 | 0.0012 | 0.0104 | 0.0082 | 0.1014 | 0.2186 | 0.0028 | 0 | 0 | 0.0025 | 0.0003 | 0.0009 | 0.0025 | 0 | 0
4428212 | VCUG | 8 | 15f_161053_401x236x571.dat | 0.1200;0.1200;0.2828 | 401;236;571 | (0.1885;74.2800;5.0224) | 60 | 2.5 | 38 | 87.56 | 60 | iodine | [138] | [100] | 0 | 5 | 60 | normal | none | 7.1051 | 6.1083 | 43.4001 | 31.1063 | 26.742 | 831.8447 | 0 | 0.0683 | 0.0657 | 0.0566 | 0.0017 | 0.7457 | 0.0675 | 0.0087 | 0.0455 | 0.0054 | 0 | 0.0068 | 0.0218 | 0.1016 | 0.8296 | 0.0125 | 0.2141 | 0.002 | 0.0195 | 0.0174 | 0.3114 | 0.4214 | 0.0039 | 0 | 0 | 0.0033 | 0.0003 | 0.0008 | 0.0032 | 0 | 0
4428212 | VCUG | 8 | 15f_161053_401x236x571.dat | 0.1200;0.1200;0.2828 | 401;236;571 | (0.1885;74.2800;5.0224) | 60 | 5.7448 | 47 | 87.56 | 60 | iodine | [138] | [100] | 0 | 5 | 60 | normal | none | 7.1051 | 6.1083 | 43.4001 | 31.1063 | 26.742 | 831.8447 | 0 | 0.0505 | 0.0541 | 0.0385 | 0.0015 | 0.8984 | 0.0489 | 0.0074 | 0.0293 | 0.0044 | 0 | 0.0048 | 0.0156 | 0.0691 | 0.6051 | 0.0093 | 0.1995 | 0.0016 | 0.0146 | 0.0123 | 0.1867 | 0.4218 | 0.0033 | 0 | 0 | 0.0029 | 0.0003 | 0.0009 | 0.0028 | 0 | 0
4428212 | VCUG | 8 | 15f_161053_401x236x571.dat | 0.1200;0.1200;0.2828 | 401;236;571 | (0.1885;74.2800;5.0224) | 60 | 6.3535 | 49 | 87.56 | 60 | iodine | [138] | [100] | 0 | 5 | 60 | normal | none | 7.1051 | 6.1083 | 43.4001 | 31.1063 | 26.742 | 831.8447 | 0 | 0.0465 | 0.0525 | 0.0364 | 0.0015 | 0.6273 | 0.0451 | 0.0073 | 0.0274 | 0.0042 | 0 | 0.0046 | 0.0149 | 0.0652 | 0.4463 | 0.0088 | 0.1992 | 0.0015 | 0.014 | 0.0116 | 0.1901 | 0.3102 | 0.0033 | 0 | 0 | 0.0029 | 0.0003 | 0.001 | 0.0027 | 0 | 0
4428212 | VCUG | 8 | 15f_161053_401x236x571.dat | 0.1200;0.1200;0.2828 | 401;236;571 | (0.1885;74.2800;5.0224) | 80 | 2.9 | 44 | 87.56 | 60 | iodine | [138] | [100] | 0 | 5 | 60 | normal | none | 7.1051 | 6.1083 | 43.4001 | 31.1063 | 26.742 | 831.8447 | 0 | 0.0521 | 0.0637 | 0.0403 | 0.0016 | 0.6759 | 0.0523 | 0.008 | 0.0314 | 0.0048 | 1 | 0.0053 | 0.0165 | 0.075 | 0.6747 | 0.0102 | 0.1988 | 0.0017 | 0.016 | 0.0133 | 0.1831 | 0.3257 | 0.0036 | 0 | 0 | 0.0031 | 0.0003 | 0.0008 | 0.003 | 0 | 0
4428212 | VCUG | 8 | 15f_161053_401x236x571.dat | 0.1200;0.1200;0.2828 | 401;236;571 | (0.1885;74.2800;5.0224) | 80 | 7.702 | 57 | 87.56 | 60 | iodine | [138] | [100] | 0 | 5 | 60 | normal | none | 7.1051 | 6.1083 | 43.4001 | 31.1063 | 26.742 | 831.8447 | 0 | 0.04 | 0.0496 | 0.029 | 0.0014 | 0.6931 | 0.0365 | 0.0069 | 0.0217 | 0.0039 | 0 | 0.0038 | 0.0123 | 0.0535 | 0.4126 | 0.0076 | 0.1489 | 0.0014 | 0.012 | 0.0098 | 0.1307 | 0.2754 | 0.0031 | 0 | 0 | 0.0027 | 0.0003 | 0.001 | 0.0026 | 0 | 0
4428212 | VCUG | 8 | 15f_161053_401x236x571.dat | 0.1200;0.1200;0.2828 | 401;236;571 | (0.1885;74.2800;5.0224) | 80 | 8.502 | 60 | 87.56 | 60 | iodine | [138] | [100] | 0 | 5 | 60 | normal | none | 7.1051 | 6.1083 | 43.4001 | 31.1063 | 26.742 | 831.8447 | 0 | 0.0376 | 0.049 | 0.0274 | 0.0014 | 0.4496 | 0.0354 | 0.0067 | 0.0203 | 0.0038 | 0 | 0.0037 | 0.0118 | 0.0512 | 0.355 | 0.0073 | 0.1605 | 0.0013 | 0.0115 | 0.0093 | 0.1256 | 0.2265 | 0.003 | 0 | 0 | 0.0027 | 0.0003 | 0.001 | 0.0026 | 0 | 0
4428212 | VCUG | 8 | 15f_161053_401x236x571.dat | 0.1200;0.1200;0.2828 | 401;236;571 | (0.1885;74.2800;5.0224) | 110 | 3.9 | 52 | 87.56 | 60 | iodine | [138] | [100] | 0 | 5 | 60 | normal | none | 7.1051 | 6.1083 | 43.4001 | 31.1063 | 26.742 | 831.8447 | 0 | 0.043 | 0.0533 | 0.0306 | 0.0015 | 0.7154 | 0.0399 | 0.0073 | 0.024 | 0.0042 | 0 | 0.0043 | 0.0134 | 0.0587 | 0.3314 | 0.0084 | 0.1674 | 0.0015 | 0.0133 | 0.0108 | 0.141 | 0.286 | 0.0033 | 0 | 0 | 0.0028 | 0.0003 | 0.0009 | 0.0028 | 0 | 0
4428212 | VCUG | 8 | 15f_161053_401x236x571.dat | 0.1200;0.1200;0.2828 | 401;236;571 | (0.1885;74.2800;5.0224) | 110 | 7.85 | 62 | 87.56 | 60 | iodine | [138] | [100] | 0 | 5 | 60 | normal | none | 7.1051 | 6.1083 | 43.4001 | 31.1063 | 26.742 | 831.8447 | 0 | 0.0368 | 0.0477 | 0.0254 | 0.0014 | 0.4566 | 0.0334 | 0.0066 | 0.0193 | 0.0037 | 0 | 0.0036 | 0.0112 | 0.0482 | 0.3575 | 0.0072 | 0.127 | 0.0013 | 0.0113 | 0.009 | 0.1111 | 0.2375 | 0.003 | 0 | 0 | 0.0026 | 0.0003 | 0.0009 | 0.0026 | 0 | 0
4428212 | VCUG | 8 | 15f_161053_401x236x571.dat | 0.1200;0.1200;0.2828 | 401;236;571 | (0.1885;74.2800;5.0224) | 110 | 9.9905 | 69 | 87.56 | 60 | iodine | [138] | [100] | 0 | 5 | 60 | normal | none | 7.1051 | 6.1083 | 43.4001 | 31.1063 | 26.742 | 831.8447 | 0 | 0.0335 | 0.0433 | 0.0225 | 0.0013 | 0.4192 | 0.0304 | 0.0063 | 0.0173 | 0.0035 | 0 | 0.0033 | 0.0101 | 0.0416 | 0.3172 | 0.0065 | 0.1312 | 0.0012 | 0.0104 | 0.0082 | 0.1014 | 0.2186 | 0.0028 | 0 | 0 | 0.0025 | 0.0003 | 0.0009 | 0.0025 | 0 | 0
4428212 | VCUG | 9 | 15f_161053_401x236x571.dat | 0.1200;0.1200;0.2828 | 401;236;571 | (-0.6410;79.1343;9.1475) | 60 | 2.5 | 38 | 91.1347 | 60 | iodine | [138] | [100] | 1 | 5 | 60 | normal | none | 9.044 | 7.7918 | 70.4683 | 41.2109 | 35.505 | 1463.1917 | 0 | 0.0337 | 0.0586 | 0.0253 | 0.0017 | 0.6362 | 0.035 | 0.0134 | 0.0221 | 0.0019 | 0 | 0.0037 | 0.0132 | 0.052 | 0.3996 | 0.005 | 0.1722 | 0.0014 | 0.0082 | 0.0067 | 0.152 | 0.2425 | 0.0066 | 0 | 0 | 0.0025 | 0.0004 | 0.0008 | 0.0051 | 0 | 0
4428212 | VCUG | 9 | 15f_161053_401x236x571.dat | 0.1200;0.1200;0.2828 | 401;236;571 | (-0.6410;79.1343;9.1475) | 60 | 5.7448 | 47 | 91.1347 | 60 | iodine | [138] | [100] | 1 | 5 | 60 | normal | none | 9.044 | 7.7918 | 70.4683 | 41.2109 | 35.505 | 1463.1917 | 0 | 0.026 | 0.0454 | 0.0208 | 0.0016 | 0.6386 | 0.026 | 0.0109 | 0.0156 | 0.0018 | 0.7125 | 0.0028 | 0.0096 | 0.0379 | 0.3884 | 0.0042 | 0.1373 | 0.0012 | 0.0067 | 0.0055 | 0.1219 | 0.2184 | 0.0053 | 0 | 0 | 0.0025 | 0.0004 | 0.0009 | 0.0043 | 0 | 0
4428212 | VCUG | 9 | 15f_161053_401x236x571.dat | 0.1200;0.1200;0.2828 | 401;236;571 | (-0.6410;79.1343;9.1475) | 60 | 6.3535 | 49 | 91.1347 | 60 | iodine | [138] | [100] | 1 | 5 | 60 | normal | none | 9.044 | 7.7918 | 70.4683 | 41.2109 | 35.505 | 1463.1917 | 0 | 0.0251 | 0.0467 | 0.0202 | 0.0016 | 0.551 | 0.0248 | 0.0106 | 0.0149 | 0.0018 | 0 | 0.0027 | 0.0091 | 0.0356 | 0.3207 | 0.0041 | 0.1545 | 0.0012 | 0.0066 | 0.0054 | 0.1065 | 0.221 | 0.0051 | 0 | 0 | 0.0025 | 0.0004 | 0.0009 | 0.0042 | 0 | 0
4428212 | VCUG | 9 | 15f_161053_401x236x571.dat | 0.1200;0.1200;0.2828 | 401;236;571 | (-0.6410;79.1343;9.1475) | 80 | 2.9 | 44 | 91.1347 | 60 | iodine | [138] | [100] | 1 | 5 | 60 | normal | none | 9.044 | 7.7918 | 70.4683 | 41.2109 | 35.505 | 1463.1917 | 0 | 0.0288 | 0.0503 | 0.0215 | 0.0016 | 0.3897 | 0.0287 | 0.0121 | 0.0174 | 0.0019 | 0 | 0.0031 | 0.0105 | 0.0407 | 0.4507 | 0.0046 | 0.1493 | 0.0013 | 0.0074 | 0.006 | 0.1206 | 0.2187 | 0.0058 | 0 | 0 | 0.0024 | 0.0004 | 0.0008 | 0.0047 | 0 | 0
4428212 | VCUG | 9 | 15f_161053_401x236x571.dat | 0.1200;0.1200;0.2828 | 401;236;571 | (-0.6410;79.1343;9.1475) | 80 | 7.702 | 57 | 91.1347 | 60 | iodine | [138] | [100] | 1 | 5 | 60 | normal | none | 9.044 | 7.7918 | 70.4683 | 41.2109 | 35.505 | 1463.1917 | 0 | 0.0226 | 0.0421 | 0.0171 | 0.0015 | 0.3736 | 0.022 | 0.0098 | 0.0125 | 0.0018 | 0 | 0.0024 | 0.0078 | 0.0303 | 0.24 | 0.0039 | 0.1292 | 0.0011 | 0.0062 | 0.005 | 0.0827 | 0.1562 | 0.0047 | 0 | 0 | 0.0024 | 0.0004 | 0.0009 | 0.004 | 0 | 0
4428212 | VCUG | 9 | 15f_161053_401x236x571.dat | 0.1200;0.1200;0.2828 | 401;236;571 | (-0.6410;79.1343;9.1475) | 80 | 8.502 | 60 | 91.1347 | 60 | iodine | [138] | [100] | 1 | 5 | 60 | normal | none | 9.044 | 7.7918 | 70.4683 | 41.2109 | 35.505 | 1463.1917 | 0 | 0.0218 | 0.041 | 0.0164 | 0.0015 | 0.3045 | 0.021 | 0.0096 | 0.0121 | 0.0018 | 1 | 0.0023 | 0.0075 | 0.0291 | 0.3116 | 0.0038 | 0.1085 | 0.0011 | 0.006 | 0.0049 | 0.0775 | 0.1596 | 0.0046 | 0 | 0 | 0.0024 | 0.0004 | 0.001 | 0.0039 | 0 | 0
4428212 | VCUG | 9 | 15f_161053_401x236x571.dat | 0.1200;0.1200;0.2828 | 401;236;571 | (-0.6410;79.1343;9.1475) | 110 | 3.9 | 52 | 91.1347 | 60 | iodine | [138] | [100] | 1 | 5 | 60 | normal | none | 9.044 | 7.7918 | 70.4683 | 41.2109 | 35.505 | 1463.1917 | 0 | 0.0248 | 0.0447 | 0.0181 | 0.0015 | 0.3829 | 0.0241 | 0.0107 | 0.0138 | 0.0018 | 1 | 0.0027 | 0.0086 | 0.0335 | 0.2679 | 0.0042 | 0.1296 | 0.0012 | 0.0067 | 0.0054 | 0.0862 | 0.2031 | 0.0051 | 0 | 0 | 0.0024 | 0.0004 | 0.0008 | 0.0042 | 0 | 0
4428212 | VCUG | 9 | 15f_161053_401x236x571.dat | 0.1200;0.1200;0.2828 | 401;236;571 | (-0.6410;79.1343;9.1475) | 110 | 7.85 | 62 | 91.1347 | 60 | iodine | [138] | [100] | 1 | 5 | 60 | normal | none | 9.044 | 7.7918 | 70.4683 | 41.2109 | 35.505 | 1463.1917 | 0 | 0.0213 | 0.0396 | 0.0156 | 0.0015 | 0.2724 | 0.021 | 0.0095 | 0.0117 | 0.0018 | 0 | 0.0023 | 0.0073 | 0.0284 | 0.2705 | 0.0038 | 0.1029 | 0.0011 | 0.006 | 0.0048 | 0.0781 | 0.1472 | 0.0045 | 0 | 0 | 0.0023 | 0.0004 | 0.0009 | 0.0038 | 0 | 0
4428212 | VCUG | 9 | 15f_161053_401x236x571.dat | 0.1200;0.1200;0.2828 | 401;236;571 | (-0.6410;79.1343;9.1475) | 110 | 9.9905 | 69 | 91.1347 | 60 | iodine | [138] | [100] | 1 | 5 | 60 | normal | none | 9.044 | 7.7918 | 70.4683 | 41.2109 | 35.505 | 1463.1917 | 0 | 0.02 | 0.0367 | 0.0142 | 0.0014 | 0.3284 | 0.0193 | 0.0089 | 0.0106 | 0.0017 | 0 | 0.0022 | 0.0067 | 0.0261 | 0.2856 | 0.0037 | 0.0977 | 0.0011 | 0.0058 | 0.0046 | 0.0696 | 0.1404 | 0.0042 | 0 | 0 | 0.0023 | 0.0004 | 0.0009 | 0.0037 | 0 | 0
4428212 | VCUG | 10 | 15f_161053_401x236x571.dat | 0.1200;0.1200;0.2828 | 401;236;571 | (0.4290;78.9646;9.2745) | 60 | 2.5 | 38 | 91.2195 | 60 | iodine | [138] | [100] | 1 | 5 | 60 | normal | none | 9.3395 | 7.7041 | 71.9517 | 42.5971 | 35.138 | 1496.776 | 0 | 0.0349 | 0.0574 | 0.0263 | 0.0016 | 0.4411 | 0.0302 | 0.0137 | 0.0258 | 0.0017 | 1 | 0.0026 | 0.0135 | 0.0572 | 0.3532 | 0.0064 | 0.1496 | 0.0014 | 0.0119 | 0.0098 | 0.1633 | 0.2917 | 0.0067 | 0 | 0 | 0.0024 | 0.0004 | 0.0008 | 0.0052 | 0 | 0
4428212 | VCUG | 10 | 15f_161053_401x236x571.dat | 0.1200;0.1200;0.2828 | 401;236;571 | (0.4290;78.9646;9.2745) | 60 | 5.7448 | 47 | 91.2195 | 60 | iodine | [138] | [100] | 1 | 5 | 60 | normal | none | 9.3395 | 7.7041 | 71.9517 | 42.5971 | 35.138 | 1496.776 | 0 | 0.0264 | 0.0462 | 0.0212 | 0.0015 | 0.3817 | 0.0236 | 0.0111 | 0.0176 | 0.0017 | 0 | 0.0022 | 0.0098 | 0.0403 | 0.2833 | 0.0051 | 0.1446 | 0.0012 | 0.0092 | 0.0073 | 0.1138 | 0.1822 | 0.0053 | 0 | 0 | 0.0025 | 0.0004 | 0.0009 | 0.0044 | 0 | 0
4428212 | VCUG | 10 | 15f_161053_401x236x571.dat | 0.1200;0.1200;0.2828 | 401;236;571 | (0.4290;78.9646;9.2745) | 60 | 6.3535 | 49 | 91.2195 | 60 | iodine | [138] | [100] | 1 | 5 | 60 | normal | none | 9.3395 | 7.7041 | 71.9517 | 42.5971 | 35.138 | 1496.776 | 0 | 0.0257 | 0.0469 | 0.0203 | 0.0015 | 0.4673 | 0.0228 | 0.0109 | 0.0166 | 0.0017 | 0 | 0.0021 | 0.0094 | 0.0386 | 0.2717 | 0.005 | 0.1395 | 0.0012 | 0.0089 | 0.0071 | 0.1121 | 0.2156 | 0.0052 | 0 | 0 | 0.0025 | 0.0004 | 0.001 | 0.0043 | 0 | 0
4428212 | VCUG | 10 | 15f_161053_401x236x571.dat | 0.1200;0.1200;0.2828 | 401;236;571 | (0.4290;78.9646;9.2745) | 80 | 2.9 | 44 | 91.2195 | 60 | iodine | [138] | [100] | 1 | 5 | 60 | normal | none | 9.3395 | 7.7041 | 71.9517 | 42.5971 | 35.138 | 1496.776 | 0 | 0.0289 | 0.0513 | 0.0222 | 0.0016 | 0.4724 | 0.026 | 0.0122 | 0.0195 | 0.0017 | 1 | 0.0024 | 0.0108 | 0.0434 | 0.3269 | 0.0056 | 0.1419 | 0.0013 | 0.0102 | 0.0082 | 0.1175 | 0.2035 | 0.0059 | 0 | 0 | 0.0024 | 0.0004 | 0.0008 | 0.0048 | 0 | 0
4428212 | VCUG | 10 | 15f_161053_401x236x571.dat | 0.1200;0.1200;0.2828 | 401;236;571 | (0.4290;78.9646;9.2745) | 80 | 7.702 | 57 | 91.2195 | 60 | iodine | [138] | [100] | 1 | 5 | 60 | normal | none | 9.3395 | 7.7041 | 71.9517 | 42.5971 | 35.138 | 1496.776 | 0 | 0.0225 | 0.0431 | 0.0173 | 0.0014 | 0.4404 | 0.0203 | 0.01 | 0.0137 | 0.0017 | 1 | 0.002 | 0.008 | 0.032 | 0.3017 | 0.0046 | 0.1177 | 0.0011 | 0.0081 | 0.0063 | 0.0832 | 0.1584 | 0.0048 | 0 | 0 | 0.0024 | 0.0004 | 0.001 | 0.004 | 0 | 0
4428212 | VCUG | 10 | 15f_161053_401x236x571.dat | 0.1200;0.1200;0.2828 | 401;236;571 | (0.4290;78.9646;9.2745) | 80 | 8.502 | 60 | 91.2195 | 60 | iodine | [138] | [100] | 1 | 5 | 60 | normal | none | 9.3395 | 7.7041 | 71.9517 | 42.5971 | 35.138 | 1496.776 | 0 | 0.0221 | 0.0424 | 0.0167 | 0.0014 | 0.3488 | 0.02 | 0.0098 | 0.0131 | 0.0017 | 0 | 0.0019 | 0.0077 | 0.0308 | 0.2565 | 0.0045 | 0.1121 | 0.0011 | 0.0079 | 0.0061 | 0.0794 | 0.1524 | 0.0046 | 0 | 0 | 0.0024 | 0.0004 | 0.001 | 0.004 | 0 | 0
4428212 | VCUG | 10 | 15f_161053_401x236x571.dat | 0.1200;0.1200;0.2828 | 401;236;571 | (0.4290;78.9646;9.2745) | 110 | 3.9 | 52 | 91.2195 | 60 | iodine | [138] | [100] | 1 | 5 | 60 | normal | none | 9.3395 | 7.7041 | 71.9517 | 42.5971 | 35.138 | 1496.776 | 0 | 0.0253 | 0.0466 | 0.0184 | 0.0015 | 0.3893 | 0.0226 | 0.0109 | 0.015 | 0.0017 | 0 | 0.0022 | 0.0088 | 0.0357 | 0.3313 | 0.005 | 0.1167 | 0.0012 | 0.0088 | 0.0069 | 0.0978 | 0.1665 | 0.0052 | 0 | 0 | 0.0024 | 0.0004 | 0.0009 | 0.0043 | 0 | 0
4428212 | VCUG | 10 | 15f_161053_401x236x571.dat | 0.1200;0.1200;0.2828 | 401;236;571 | (0.4290;78.9646;9.2745) | 110 | 7.85 | 62 | 91.2195 | 60 | iodine | [138] | [100] | 1 | 5 | 60 | normal | none | 9.3395 | 7.7041 | 71.9517 | 42.5971 | 35.138 | 1496.776 | 0 | 0.0216 | 0.0407 | 0.0159 | 0.0014 | 0.337 | 0.0196 | 0.0096 | 0.0126 | 0.0017 | 1 | 0.002 | 0.0074 | 0.0304 | 0.2495 | 0.0044 | 0.1082 | 0.0011 | 0.0078 | 0.006 | 0.0739 | 0.1375 | 0.0046 | 0 | 0 | 0.0023 | 0.0004 | 0.0009 | 0.0039 | 0 | 0
4428212 | VCUG | 10 | 15f_161053_401x236x571.dat | 0.1200;0.1200;0.2828 | 401;236;571 | (0.4290;78.9646;9.2745) | 110 | 9.9905 | 69 | 91.2195 | 60 | iodine | [138] | [100] | 1 | 5 | 60 | normal | none | 9.3395 | 7.7041 | 71.9517 | 42.5971 | 35.138 | 1496.776 | 0 | 0.0203 | 0.0383 | 0.0145 | 0.0013 | 0.2657 | 0.0182 | 0.0091 | 0.0114 | 0.0017 | 0 | 0.0019 | 0.0069 | 0.0269 | 0.212 | 0.0042 | 0.0976 | 0.0011 | 0.0073 | 0.0056 | 0.0666 | 0.1474 | 0.0043 | 0 | 0 | 0.0023 | 0.0004 | 0.0009 | 0.0037 | 0 | 0
4428212 | VCUG | 11 | 15f_161053_401x236x571.dat | 0.1200;0.1200;0.2828 | 401;236;571 | (0.1992;74.2800;19.4412) | 60 | 2.5 | 38 | 87.56 | 60 | iodine | [138] | [75] | 1 | 5 | 60 | normal | none | 10.6577 | 14.0003 | 149.2115 | 46.6594 | 61.2935 | 2859.9187 | 0 | 0.0069 | 0.0328 | 0.0063 | 0.0024 | 0.1918 | 0.0143 | 0.0155 | 0.0036 | 0.0011 | 1 | 0.0011 | 0.0014 | 0.0086 | 0.1248 | 0.0028 | 0.054 | 0.0016 | 0.0019 | 0.0035 | 0.0245 | 0.0535 | 0.0075 | 0 | 0 | 0.0033 | 0.0004 | 0.0008 | 0.006 | 0 | 0
4428212 | VCUG | 11 | 15f_161053_401x236x571.dat | 0.1200;0.1200;0.2828 | 401;236;571 | (0.1992;74.2800;19.4412) | 60 | 5.7448 | 47 | 87.56 | 60 | iodine | [138] | [75] | 1 | 5 | 60 | normal | none | 10.6577 | 14.0003 | 149.2115 | 46.6594 | 61.2935 | 2859.9187 | 0 | 0.0066 | 0.0238 | 0.005 | 0.002 | 0.1595 | 0.0117 | 0.0129 | 0.003 | 0.0011 | 0.74 | 0.0009 | 0.0013 | 0.0071 | 0.0902 | 0.0024 | 0.0413 | 0.0013 | 0.0019 | 0.003 | 0.019 | 0.0411 | 0.0062 | 0 | 0 | 0.0031 | 0.0004 | 0.001 | 0.0051 | 0 | 0
4428212 | VCUG | 11 | 15f_161053_401x236x571.dat | 0.1200;0.1200;0.2828 | 401;236;571 | (0.1992;74.2800;19.4412) | 60 | 6.3535 | 49 | 87.56 | 60 | iodine | [138] | [75] | 1 | 5 | 60 | normal | none | 10.6577 | 14.0003 | 149.2115 | 46.6594 | 61.2935 | 2859.9187 | 0 | 0.0065 | 0.0227 | 0.0049 | 0.002 | 0.1499 | 0.0114 | 0.0127 | 0.0029 | 0.0011 | 0 | 0.0009 | 0.0013 | 0.007 | 0.0844 | 0.0024 | 0.039 | 0.0013 | 0.0019 | 0.0029 | 0.0182 | 0.0385 | 0.006 | 0 | 0 | 0.003 | 0.0004 | 0.001 | 0.005 | 0 | 0
4428212 | VCUG | 11 | 15f_161053_401x236x571.dat | 0.1200;0.1200;0.2828 | 401;236;571 | (0.1992;74.2800;19.4412) | 80 | 2.9 | 44 | 87.56 | 60 | iodine | [138] | [75] | 1 | 5 | 60 | normal | none | 10.6577 | 14.0003 | 149.2115 | 46.6594 | 61.2935 | 2859.9187 | 0 | 0.0067 | 0.0256 | 0.0055 | 0.0022 | 0.1603 | 0.0128 | 0.0143 | 0.0032 | 0.0011 | 0.9762 | 0.001 | 0.0014 | 0.0078 | 0.0995 | 0.0026 | 0.0451 | 0.0015 | 0.0019 | 0.0032 | 0.0209 | 0.0459 | 0.0067 | 0 | 0 | 0.0032 | 0.0004 | 0.0009 | 0.0055 | 0 | 0
4428212 | VCUG | 11 | 15f_161053_401x236x571.dat | 0.1200;0.1200;0.2828 | 401;236;571 | (0.1992;74.2800;19.4412) | 80 | 7.702 | 57 | 87.56 | 60 | iodine | [138] | [75] | 1 | 5 | 60 | normal | none | 10.6577 | 14.0003 | 149.2115 | 46.6594 | 61.2935 | 2859.9187 | 0 | 0.0063 | 0.0187 | 0.0043 | 0.0019 | 0.1051 | 0.0105 | 0.0119 | 0.0027 | 0.0011 | 0.803 | 0.0009 | 0.0013 | 0.0065 | 0.0751 | 0.0023 | 0.034 | 0.0013 | 0.0019 | 0.0027 | 0.0164 | 0.0346 | 0.0056 | 0 | 0 | 0.0029 | 0.0004 | 0.001 | 0.0047 | 0 | 0
4428212 | VCUG | 11 | 15f_161053_401x236x571.dat | 0.1200;0.1200;0.2828 | 401;236;571 | (0.1992;74.2800;19.4412) | 80 | 8.502 | 60 | 87.56 | 60 | iodine | [138] | [75] | 1 | 5 | 60 | normal | none | 10.6577 | 14.0003 | 149.2115 | 46.6594 | 61.2935 | 2859.9187 | 0 | 0.0063 | 0.0179 | 0.0042 | 0.0019 | 0.1055 | 0.0102 | 0.0116 | 0.0026 | 0.0011 | 0.6525 | 0.0009 | 0.0013 | 0.0064 | 0.0715 | 0.0023 | 0.032 | 0.0012 | 0.0019 | 0.0027 | 0.0159 | 0.0333 | 0.0055 | 0 | 0 | 0.0029 | 0.0004 | 0.001 | 0.0046 | 0 | 0
4428212 | VCUG | 11 | 15f_161053_401x236x571.dat | 0.1200;0.1200;0.2828 | 401;236;571 | (0.1992;74.2800;19.4412) | 110 | 3.9 | 52 | 87.56 | 60 | iodine | [138] | [75] | 1 | 5 | 60 | normal | none | 10.6577 | 14.0003 | 149.2115 | 46.6594 | 61.2935 | 2859.9187 | 0 | 0.0065 | 0.0206 | 0.0046 | 0.002 | 0.12 | 0.0113 | 0.0126 | 0.0029 | 0.0011 | 1 | 0.001 | 0.0013 | 0.007 | 0.0831 | 0.0025 | 0.036 | 0.0013 | 0.0019 | 0.0029 | 0.018 | 0.0388 | 0.006 | 0 | 0 | 0.003 | 0.0004 | 0.0009 | 0.005 | 0 | 0
4428212 | VCUG | 11 | 15f_161053_401x236x571.dat | 0.1200;0.1200;0.2828 | 401;236;571 | (0.1992;74.2800;19.4412) | 110 | 7.85 | 62 | 87.56 | 60 | iodine | [138] | [75] | 1 | 5 | 60 | normal | none | 10.6577 | 14.0003 | 149.2115 | 46.6594 | 61.2935 | 2859.9187 | 0 | 0.0062 | 0.0169 | 0.004 | 0.0018 | 0.1067 | 0.01 | 0.0114 | 0.0026 | 0.0011 | 0.9899 | 0.0009 | 0.0012 | 0.0063 | 0.0733 | 0.0023 | 0.0307 | 0.0012 | 0.0019 | 0.0027 | 0.0157 | 0.034 | 0.0054 | 0 | 0 | 0.0028 | 0.0004 | 0.001 | 0.0046 | 0 | 0
4428212 | VCUG | 11 | 15f_161053_401x236x571.dat | 0.1200;0.1200;0.2828 | 401;236;571 | (0.1992;74.2800;19.4412) | 110 | 9.9905 | 69 | 87.56 | 60 | iodine | [138] | [75] | 1 | 5 | 60 | normal | none | 10.6577 | 14.0003 | 149.2115 | 46.6594 | 61.2935 | 2859.9187 | 0 | 0.006 | 0.0156 | 0.0037 | 0.0017 | 0.0883 | 0.0094 | 0.0108 | 0.0025 | 0.0011 | 0.5167 | 0.0009 | 0.0012 | 0.006 | 0.0643 | 0.0022 | 0.0286 | 0.0012 | 0.0019 | 0.0025 | 0.0145 | 0.0315 | 0.0051 | 0 | 0 | 0.0027 | 0.0004 | 0.001 | 0.0044 | 0 | 0
4428212 | VCUG | 12 | 15f_161053_401x236x571.dat | 0.1200;0.1200;0.2828 | 401;236;571 | (0.1992;74.2800;19.4412) | 60 | 2.5 | 38 | 87.56 | 60 | iodine | [138] | [10] | 1 | 5 | 60 | normal | none | 10.6577 | 14.0003 | 149.2115 | 46.6594 | 61.2935 | 2859.9187 | 0 | 0.0069 | 0.0328 | 0.0063 | 0.0024 | 0.1918 | 0.0143 | 0.0154 | 0.0036 | 0.0011 | 1 | 0.0011 | 0.0014 | 0.0086 | 0.1248 | 0.0028 | 0.054 | 0.0016 | 0.0019 | 0.0035 | 0.0245 | 0.0535 | 0.007 | 0 | 0 | 0.0033 | 0.0004 | 0.0008 | 0.006 | 0 | 0
4428212 | VCUG | 12 | 15f_161053_401x236x571.dat | 0.1200;0.1200;0.2828 | 401;236;571 | (0.1992;74.2800;19.4412) | 60 | 5.7448 | 47 | 87.56 | 60 | iodine | [138] | [10] | 1 | 5 | 60 | normal | none | 10.6577 | 14.0003 | 149.2115 | 46.6594 | 61.2935 | 2859.9187 | 0 | 0.0066 | 0.0238 | 0.005 | 0.002 | 0.1595 | 0.0117 | 0.0128 | 0.003 | 0.0011 | 0.74 | 0.0009 | 0.0013 | 0.0071 | 0.0902 | 0.0024 | 0.0413 | 0.0013 | 0.0019 | 0.003 | 0.019 | 0.0411 | 0.0057 | 0 | 0 | 0.0031 | 0.0004 | 0.001 | 0.0051 | 0 | 0
4428212 | VCUG | 12 | 15f_161053_401x236x571.dat | 0.1200;0.1200;0.2828 | 401;236;571 | (0.1992;74.2800;19.4412) | 60 | 6.3535 | 49 | 87.56 | 60 | iodine | [138] | [10] | 1 | 5 | 60 | normal | none | 10.6577 | 14.0003 | 149.2115 | 46.6594 | 61.2935 | 2859.9187 | 0 | 0.0065 | 0.0227 | 0.0049 | 0.002 | 0.1499 | 0.0114 | 0.0126 | 0.0029 | 0.0011 | 0 | 0.0009 | 0.0013 | 0.007 | 0.0844 | 0.0024 | 0.039 | 0.0013 | 0.0019 | 0.0029 | 0.0182 | 0.0385 | 0.0056 | 0 | 0 | 0.003 | 0.0004 | 0.001 | 0.005 | 0 | 0
4428212 | VCUG | 12 | 15f_161053_401x236x571.dat | 0.1200;0.1200;0.2828 | 401;236;571 | (0.1992;74.2800;19.4412) | 80 | 2.9 | 44 | 87.56 | 60 | iodine | [138] | [10] | 1 | 5 | 60 | normal | none | 10.6577 | 14.0003 | 149.2115 | 46.6594 | 61.2935 | 2859.9187 | 0 | 0.0067 | 0.0256 | 0.0055 | 0.0022 | 0.1603 | 0.0128 | 0.0141 | 0.0032 | 0.0011 | 0.9762 | 0.001 | 0.0014 | 0.0078 | 0.0995 | 0.0026 | 0.0451 | 0.0015 | 0.0019 | 0.0032 | 0.0209 | 0.0459 | 0.0063 | 0 | 0 | 0.0032 | 0.0004 | 0.0009 | 0.0055 | 0 | 0
4428212 | VCUG | 12 | 15f_161053_401x236x571.dat | 0.1200;0.1200;0.2828 | 401;236;571 | (0.1992;74.2800;19.4412) | 80 | 7.702 | 57 | 87.56 | 60 | iodine | [138] | [10] | 1 | 5 | 60 | normal | none | 10.6577 | 14.0003 | 149.2115 | 46.6594 | 61.2935 | 2859.9187 | 0 | 0.0063 | 0.0187 | 0.0043 | 0.0019 | 0.1049 | 0.0104 | 0.0118 | 0.0027 | 0.0011 | 0.803 | 0.0009 | 0.0013 | 0.0065 | 0.0751 | 0.0023 | 0.034 | 0.0013 | 0.0019 | 0.0027 | 0.0164 | 0.0346 | 0.0052 | 0 | 0 | 0.0029 | 0.0004 | 0.001 | 0.0047 | 0 | 0
4428212 | VCUG | 12 | 15f_161053_401x236x571.dat | 0.1200;0.1200;0.2828 | 401;236;571 | (0.1992;74.2800;19.4412) | 80 | 8.502 | 60 | 87.56 | 60 | iodine | [138] | [10] | 1 | 5 | 60 | normal | none | 10.6577 | 14.0003 | 149.2115 | 46.6594 | 61.2935 | 2859.9187 | 0 | 0.0063 | 0.0179 | 0.0042 | 0.0019 | 0.1055 | 0.0102 | 0.0114 | 0.0026 | 0.0011 | 0.6525 | 0.0009 | 0.0013 | 0.0064 | 0.0713 | 0.0023 | 0.032 | 0.0012 | 0.0019 | 0.0027 | 0.0159 | 0.0333 | 0.0051 | 0 | 0 | 0.0029 | 0.0004 | 0.001 | 0.0046 | 0 | 0
4428212 | VCUG | 12 | 15f_161053_401x236x571.dat | 0.1200;0.1200;0.2828 | 401;236;571 | (0.1992;74.2800;19.4412) | 110 | 3.9 | 52 | 87.56 | 60 | iodine | [138] | [10] | 1 | 5 | 60 | normal | none | 10.6577 | 14.0003 | 149.2115 | 46.6594 | 61.2935 | 2859.9187 | 0 | 0.0065 | 0.0206 | 0.0046 | 0.002 | 0.12 | 0.0113 | 0.0126 | 0.0029 | 0.0011 | 1 | 0.001 | 0.0013 | 0.007 | 0.0831 | 0.0024 | 0.036 | 0.0013 | 0.0019 | 0.0029 | 0.018 | 0.0388 | 0.0056 | 0 | 0 | 0.003 | 0.0004 | 0.0009 | 0.005 | 0 | 0
4428212 | VCUG | 12 | 15f_161053_401x236x571.dat | 0.1200;0.1200;0.2828 | 401;236;571 | (0.1992;74.2800;19.4412) | 110 | 7.85 | 62 | 87.56 | 60 | iodine | [138] | [10] | 1 | 5 | 60 | normal | none | 10.6577 | 14.0003 | 149.2115 | 46.6594 | 61.2935 | 2859.9187 | 0 | 0.0062 | 0.0169 | 0.004 | 0.0018 | 0.1067 | 0.01 | 0.0113 | 0.0026 | 0.0011 | 0.9899 | 0.0009 | 0.0012 | 0.0063 | 0.0733 | 0.0023 | 0.0307 | 0.0012 | 0.0019 | 0.0027 | 0.0157 | 0.034 | 0.005 | 0 | 0 | 0.0028 | 0.0004 | 0.001 | 0.0046 | 0 | 0
4428212 | VCUG | 12 | 15f_161053_401x236x571.dat | 0.1200;0.1200;0.2828 | 401;236;571 | (0.1992;74.2800;19.4412) | 110 | 9.9905 | 69 | 87.56 | 60 | iodine | [138] | [10] | 1 | 5 | 60 | normal | none | 10.6577 | 14.0003 | 149.2115 | 46.6594 | 61.2935 | 2859.9187 | 0 | 0.006 | 0.0156 | 0.0037 | 0.0017 | 0.0883 | 0.0094 | 0.0107 | 0.0025 | 0.0011 | 0.5167 | 0.0009 | 0.0012 | 0.006 | 0.0643 | 0.0022 | 0.0286 | 0.0012 | 0.0019 | 0.0025 | 0.0145 | 0.0315 | 0.0048 | 0 | 0 | 0.0027 | 0.0004 | 0.001 | 0.0044 | 0 | 0
4428212 | VCUG | 1 | 15m_167056_407x225x586.dat | 0.1250;0.1250;0.2832 | 407;225;586 | (0.1462;74.1875;20.3501) | 60 | 2.5 | 38 | 87.375 | 60 | iodine | [138] | [0] | 1 | 5 | 65 | normal | none | 11.3116 | 15.3976 | 174.1704 | 49.4174 | 67.2681 | 3324.2128 | 0 | 0.0077 | 0.0359 | 0.0281 | 0.0022 | 0.1743 | 0.0166 | 0.0107 | 0.0036 | 0.0012 | 0.5917 | 0.0013 | 0.0012 | 0.0096 | 0.1395 | 0.003 | 0.0605 | 0.0017 | 0.0019 | 0.0035 | 0.0206 | 0.0532 | 0.0045 | 0 | 0 | 0.0024 | 0.0003 | 0.0008 | 0.0121 | 0 | 0
4428212 | VCUG | 1 | 15m_167056_407x225x586.dat | 0.1250;0.1250;0.2832 | 407;225;586 | (0.1462;74.1875;20.3501) | 60 | 5.7448 | 47 | 87.375 | 60 | iodine | [138] | [0] | 1 | 5 | 65 | normal | none | 11.3116 | 15.3976 | 174.1704 | 49.4174 | 67.2681 | 3324.2128 | 0 | 0.0071 | 0.0258 | 0.0225 | 0.0019 | 0.1489 | 0.0129 | 0.0092 | 0.0029 | 0.0012 | 1 | 0.0011 | 0.0011 | 0.0077 | 0.1154 | 0.0026 | 0.045 | 0.0014 | 0.0019 | 0.003 | 0.0155 | 0.0399 | 0.004 | 0 | 0 | 0.0024 | 0.0003 | 0.001 | 0.0117 | 0 | 0
4428212 | VCUG | 1 | 15m_167056_407x225x586.dat | 0.1250;0.1250;0.2832 | 407;225;586 | (0.1462;74.1875;20.3501) | 60 | 6.3535 | 49 | 87.375 | 60 | iodine | [138] | [0] | 1 | 5 | 65 | normal | none | 11.3116 | 15.3976 | 174.1704 | 49.4174 | 67.2681 | 3324.2128 | 0 | 0.007 | 0.0247 | 0.0214 | 0.0019 | 0.1389 | 0.0126 | 0.0091 | 0.0028 | 0.0012 | 0.5859 | 0.0011 | 0.0011 | 0.0075 | 0.1126 | 0.0026 | 0.0415 | 0.0014 | 0.0019 | 0.0029 | 0.0149 | 0.0381 | 0.004 | 0 | 0 | 0.0024 | 0.0003 | 0.001 | 0.0117 | 0 | 0
4428212 | VCUG | 1 | 15m_167056_407x225x586.dat | 0.1250;0.1250;0.2832 | 407;225;586 | (0.1462;74.1875;20.3501) | 80 | 2.9 | 44 | 87.375 | 60 | iodine | [138] | [0] | 1 | 5 | 65 | normal | none | 11.3116 | 15.3976 | 174.1704 | 49.4174 | 67.2681 | 3324.2128 | 0 | 0.0074 | 0.0269 | 0.0241 | 0.0021 | 0.159 | 0.0141 | 0.0099 | 0.0032 | 0.0012 | 1 | 0.0012 | 0.0011 | 0.0085 | 0.135 | 0.0028 | 0.049 | 0.0015 | 0.0019 | 0.0032 | 0.017 | 0.0449 | 0.0043 | 0 | 0 | 0.0024 | 0.0003 | 0.0008 | 0.0118 | 0 | 0
4428212 | VCUG | 1 | 15m_167056_407x225x586.dat | 0.1250;0.1250;0.2832 | 407;225;586 | (0.1462;74.1875;20.3501) | 80 | 7.702 | 57 | 87.375 | 60 | iodine | [138] | [0] | 1 | 5 | 65 | normal | none | 11.3116 | 15.3976 | 174.1704 | 49.4174 | 67.2681 | 3324.2128 | 0 | 0.0068 | 0.0197 | 0.0189 | 0.0018 | 0.1195 | 0.0115 | 0.0086 | 0.0027 | 0.0012 | 0.6071 | 0.001 | 0.0011 | 0.007 | 0.0922 | 0.0024 | 0.035 | 0.0013 | 0.0019 | 0.0028 | 0.0132 | 0.034 | 0.0038 | 0 | 0 | 0.0023 | 0.0003 | 0.001 | 0.0114 | 0 | 0
4428212 | VCUG | 1 | 15m_167056_407x225x586.dat | 0.1250;0.1250;0.2832 | 407;225;586 | (0.1462;74.1875;20.3501) | 80 | 8.502 | 60 | 87.375 | 60 | iodine | [138] | [0] | 1 | 5 | 65 | normal | none | 11.3116 | 15.3976 | 174.1704 | 49.4174 | 67.2681 | 3324.2128 | 0 | 0.0067 | 0.0188 | 0.018 | 0.0018 | 0.1069 | 0.0111 | 0.0085 | 0.0026 | 0.0012 | 0.5011 | 0.001 | 0.0011 | 0.0068 | 0.0835 | 0.0024 | 0.0333 | 0.0013 | 0.0019 | 0.0027 | 0.0129 | 0.0329 | 0.0038 | 0 | 0 | 0.0023 | 0.0003 | 0.001 | 0.0113 | 0 | 0
4428212 | VCUG | 1 | 15m_167056_407x225x586.dat | 0.1250;0.1250;0.2832 | 407;225;586 | (0.1462;74.1875;20.3501) | 110 | 3.9 | 52 | 87.375 | 60 | iodine | [138] | [0] | 1 | 5 | 65 | normal | none | 11.3116 | 15.3976 | 174.1704 | 49.4174 | 67.2681 | 3324.2128 | 0 | 0.007 | 0.0215 | 0.0199 | 0.0019 | 0.1202 | 0.0125 | 0.0091 | 0.0029 | 0.0012 | 0.6099 | 0.0011 | 0.0011 | 0.0076 | 0.0971 | 0.0026 | 0.0389 | 0.0014 | 0.0019 | 0.003 | 0.0148 | 0.0369 | 0.004 | 0 | 0 | 0.0023 | 0.0003 | 0.0009 | 0.0114 | 0 | 0
4428212 | VCUG | 1 | 15m_167056_407x225x586.dat | 0.1250;0.1250;0.2832 | 407;225;586 | (0.1462;74.1875;20.3501) | 110 | 7.85 | 62 | 87.375 | 60 | iodine | [138] | [0] | 1 | 5 | 65 | normal | none | 11.3116 | 15.3976 | 174.1704 | 49.4174 | 67.2681 | 3324.2128 | 0 | 0.0066 | 0.018 | 0.0173 | 0.0018 | 0.1004 | 0.0111 | 0.0083 | 0.0026 | 0.0012 | 0.8592 | 0.001 | 0.001 | 0.0067 | 0.0797 | 0.0024 | 0.0321 | 0.0013 | 0.0019 | 0.0027 | 0.0128 | 0.0322 | 0.0037 | 0 | 0 | 0.0022 | 0.0003 | 0.001 | 0.0111 | 0 | 0
4428212 | VCUG | 1 | 15m_167056_407x225x586.dat | 0.1250;0.1250;0.2832 | 407;225;586 | (0.1462;74.1875;20.3501) | 110 | 9.9905 | 69 | 87.375 | 60 | iodine | [138] | [0] | 1 | 5 | 65 | normal | none | 11.3116 | 15.3976 | 174.1704 | 49.4174 | 67.2681 | 3324.2128 | 0 | 0.0064 | 0.0164 | 0.0159 | 0.0017 | 0.0967 | 0.0103 | 0.0079 | 0.0024 | 0.0012 | 0.7561 | 0.001 | 0.001 | 0.0064 | 0.0749 | 0.0023 | 0.0301 | 0.0012 | 0.0019 | 0.0026 | 0.0119 | 0.0306 | 0.0036 | 0 | 0 | 0.0022 | 0.0003 | 0.001 | 0.0108 | 0 | 0
4428212 | VCUG | 2 | 15m_167056_407x225x586.dat | 0.1250;0.1250;0.2832 | 407;225;586 | (0.0769;80.8597;4.6619) | 60 | 2.5 | 38 | 92.4004 | 60 | iodine | [138] | [10] | 0 | 5 | 65 | normal | none | 9.0655 | 6.4937 | 58.8682 | 41.8827 | 30.0008 | 1256.5164 | 0 | 0.0801 | 0.0737 | 0.1945 | 0.0019 | 0.3599 | 0.0791 | 0.01 | 0.0423 | 0.0063 | 0 | 0.0085 | 0.0227 | 0.1168 | 0.6497 | 0.011 | 0.1922 | 0.002 | 0.0167 | 0.0149 | 0.3732 | 0.4436 | 0.0036 | 0 | 0 | 0.003 | 0.0002 | 0.0008 | 0.0111 | 0 | 0
4428212 | VCUG | 2 | 15m_167056_407x225x586.dat | 0.1250;0.1250;0.2832 | 407;225;586 | (0.0769;80.8597;4.6619) | 60 | 5.7448 | 47 | 92.4004 | 60 | iodine | [138] | [10] | 0 | 5 | 65 | normal | none | 9.0655 | 6.4937 | 58.8682 | 41.8827 | 30.0008 | 1256.5164 | 0 | 0.0538 | 0.0597 | 0.1549 | 0.0017 | 0.5657 | 0.0524 | 0.0081 | 0.0303 | 0.0049 | 1 | 0.0059 | 0.0164 | 0.0859 | 0.4598 | 0.0082 | 0.1879 | 0.0016 | 0.013 | 0.0109 | 0.2018 | 0.315 | 0.0031 | 0 | 0 | 0.0028 | 0.0003 | 0.0009 | 0.0098 | 0 | 0
4428212 | VCUG | 2 | 15m_167056_407x225x586.dat | 0.1250;0.1250;0.2832 | 407;225;586 | (0.0769;80.8597;4.6619) | 60 | 6.3535 | 49 | 92.4004 | 60 | iodine | [138] | [10] | 0 | 5 | 65 | normal | none | 9.0655 | 6.4937 | 58.8682 | 41.8827 | 30.0008 | 1256.5164 | 0 | 0.051 | 0.0564 | 0.1499 | 0.0017 | 0.6258 | 0.051 | 0.0078 | 0.0276 | 0.0048 | 0 | 0.0056 | 0.0157 | 0.0773 | 0.411 | 0.0079 | 0.1844 | 0.0015 | 0.0126 | 0.0104 | 0.1746 | 0.3701 | 0.0031 | 0 | 0 | 0.0028 | 0.0003 | 0.001 | 0.0097 | 0 | 0
4428212 | VCUG | 2 | 15m_167056_407x225x586.dat | 0.1250;0.1250;0.2832 | 407;225;586 | (0.0769;80.8597;4.6619) | 80 | 2.9 | 44 | 92.4004 | 60 | iodine | [138] | [10] | 0 | 5 | 65 | normal | none | 9.0655 | 6.4937 | 58.8682 | 41.8827 | 30.0008 | 1256.5164 | 0 | 0.0577 | 0.0653 | 0.1457 | 0.0018 | 0.4458 | 0.0552 | 0.0089 | 0.0315 | 0.0054 | 0 | 0.0065 | 0.0175 | 0.0857 | 0.5489 | 0.0091 | 0.1901 | 0.0018 | 0.0143 | 0.0121 | 0.1759 | 0.3263 | 0.0033 | 0 | 0 | 0.0029 | 0.0003 | 0.0008 | 0.0104 | 0 | 0
4428212 | VCUG | 2 | 15m_167056_407x225x586.dat | 0.1250;0.1250;0.2832 | 407;225;586 | (0.0769;80.8597;4.6619) | 80 | 7.702 | 57 | 92.4004 | 60 | iodine | [138] | [10] | 0 | 5 | 65 | normal | none | 9.0655 | 6.4937 | 58.8682 | 41.8827 | 30.0008 | 1256.5164 | 0 | 0.0418 | 0.0513 | 0.1221 | 0.0016 | 0.6215 | 0.0411 | 0.0072 | 0.0225 | 0.0043 | 1 | 0.0047 | 0.0128 | 0.0682 | 0.3276 | 0.0069 | 0.1882 | 0.0014 | 0.0113 | 0.0091 | 0.1425 | 0.264 | 0.0029 | 0 | 0 | 0.0027 | 0.0003 | 0.001 | 0.0093 | 0 | 0
4428212 | VCUG | 2 | 15m_167056_407x225x586.dat | 0.1250;0.1250;0.2832 | 407;225;586 | (0.0769;80.8597;4.6619) | 80 | 8.502 | 60 | 92.4004 | 60 | iodine | [138] | [10] | 0 | 5 | 65 | normal | none | 9.0655 | 6.4937 | 58.8682 | 41.8827 | 30.0008 | 1256.5164 | 0 | 0.0406 | 0.0519 | 0.1166 | 0.0016 | 0.3988 | 0.0391 | 0.007 | 0.021 | 0.0042 | 0 | 0.0045 | 0.0123 | 0.0618 | 0.3822 | 0.0067 | 0.1663 | 0.0014 | 0.0109 | 0.0088 | 0.1228 | 0.26 | 0.0029 | 0 | 0 | 0.0027 | 0.0003 | 0.001 | 0.0092 | 0 | 0
4428212 | VCUG | 2 | 15m_167056_407x225x586.dat | 0.1250;0.1250;0.2832 | 407;225;586 | (0.0769;80.8597;4.6619) | 110 | 3.9 | 52 | 92.4004 | 60 | iodine | [138] | [10] | 0 | 5 | 65 | normal | none | 9.0655 | 6.4937 | 58.8682 | 41.8827 | 30.0008 | 1256.5164 | 0 | 0.0463 | 0.0542 | 0.1238 | 0.0017 | 0.4327 | 0.0452 | 0.0078 | 0.0243 | 0.0047 | 1 | 0.0052 | 0.0141 | 0.0686 | 0.5194 | 0.0077 | 0.1743 | 0.0016 | 0.0123 | 0.01 | 0.1553 | 0.2699 | 0.0031 | 0 | 0 | 0.0027 | 0.0003 | 0.0008 | 0.0097 | 0 | 0
4428212 | VCUG | 2 | 15m_167056_407x225x586.dat | 0.1250;0.1250;0.2832 | 407;225;586 | (0.0769;80.8597;4.6619) | 110 | 7.85 | 62 | 92.4004 | 60 | iodine | [138] | [10] | 0 | 5 | 65 | normal | none | 9.0655 | 6.4937 | 58.8682 | 41.8827 | 30.0008 | 1256.5164 | 0 | 0.0384 | 0.0502 | 0.1093 | 0.0016 | 0.431 | 0.0387 | 0.0069 | 0.0201 | 0.0041 | 0 | 0.0044 | 0.0117 | 0.0576 | 0.3699 | 0.0066 | 0.149 | 0.0014 | 0.0107 | 0.0086 | 0.121 | 0.2502 | 0.0028 | 0 | 0 | 0.0026 | 0.0003 | 0.0009 | 0.009 | 0 | 0
4428212 | VCUG | 2 | 15m_167056_407x225x586.dat | 0.1250;0.1250;0.2832 | 407;225;586 | (0.0769;80.8597;4.6619) | 110 | 9.9905 | 69 | 92.4004 | 60 | iodine | [138] | [10] | 0 | 5 | 65 | normal | none | 9.0655 | 6.4937 | 58.8682 | 41.8827 | 30.0008 | 1256.5164 | 0 | 0.0359 | 0.0477 | 0.0998 | 0.0015 | 0.3533 | 0.0342 | 0.0064 | 0.0181 | 0.0039 | 0 | 0.004 | 0.0106 | 0.053 | 0.3056 | 0.0061 | 0.1458 | 0.0013 | 0.0101 | 0.0079 | 0.1095 | 0.2194 | 0.0027 | 0 | 0 | 0.0025 | 0.0003 | 0.0009 | 0.0087 | 0 | 0
4428212 | VCUG | 3 | 15m_167056_407x225x586.dat | 0.1250;0.1250;0.2832 | 407;225;586 | (0.0769;80.8597;4.6619) | 60 | 2.5 | 38 | 92.4004 | 60 | iodine | [138] | [30] | 0 | 5 | 65 | normal | none | 9.0655 | 6.4937 | 58.8682 | 41.8827 | 30.0008 | 1256.5164 | 0 | 0.0801 | 0.0735 | 0.1954 | 0.0019 | 0.3599 | 0.0789 | 0.0103 | 0.0423 | 0.0063 | 0 | 0.0085 | 0.0227 | 0.1169 | 0.6497 | 0.011 | 0.1922 | 0.002 | 0.0167 | 0.0149 | 0.3732 | 0.4436 | 0.0037 | 0 | 0 | 0.003 | 0.0002 | 0.0008 | 0.0112 | 0 | 0
4428212 | VCUG | 3 | 15m_167056_407x225x586.dat | 0.1250;0.1250;0.2832 | 407;225;586 | (0.0769;80.8597;4.6619) | 60 | 5.7448 | 47 | 92.4004 | 60 | iodine | [138] | [30] | 0 | 5 | 65 | normal | none | 9.0655 | 6.4937 | 58.8682 | 41.8827 | 30.0008 | 1256.5164 | 0 | 0.0541 | 0.0595 | 0.1553 | 0.0017 | 0.5657 | 0.0523 | 0.0083 | 0.0304 | 0.0049 | 1 | 0.006 | 0.0165 | 0.0864 | 0.4598 | 0.0082 | 0.1879 | 0.0016 | 0.013 | 0.0109 | 0.2018 | 0.315 | 0.0032 | 0 | 0 | 0.0028 | 0.0003 | 0.0009 | 0.0099 | 0 | 0
4428212 | VCUG | 3 | 15m_167056_407x225x586.dat | 0.1250;0.1250;0.2832 | 407;225;586 | (0.0769;80.8597;4.6619) | 60 | 6.3535 | 49 | 92.4004 | 60 | iodine | [138] | [30] | 0 | 5 | 65 | normal | none | 9.0655 | 6.4937 | 58.8682 | 41.8827 | 30.0008 | 1256.5164 | 0 | 0.0511 | 0.0565 | 0.152 | 0.0017 | 0.6258 | 0.0511 | 0.008 | 0.0277 | 0.0048 | 0 | 0.0057 | 0.0158 | 0.0781 | 0.411 | 0.0079 | 0.1841 | 0.0016 | 0.0126 | 0.0104 | 0.1746 | 0.3701 | 0.0031 | 0 | 0 | 0.0028 | 0.0003 | 0.001 | 0.0098 | 0 | 0
4428212 | VCUG | 3 | 15m_167056_407x225x586.dat | 0.1250;0.1250;0.2832 | 407;225;586 | (0.0769;80.8597;4.6619) | 80 | 2.9 | 44 | 92.4004 | 60 | iodine | [138] | [30] | 0 | 5 | 65 | normal | none | 9.0655 | 6.4937 | 58.8682 | 41.8827 | 30.0008 | 1256.5164 | 0 | 0.0579 | 0.0654 | 0.1457 | 0.0018 | 0.4458 | 0.0553 | 0.0091 | 0.0315 | 0.0054 | 0 | 0.0065 | 0.0175 | 0.086 | 0.5489 | 0.0091 | 0.1868 | 0.0018 | 0.0144 | 0.0122 | 0.1759 | 0.3112 | 0.0034 | 0 | 0 | 0.0029 | 0.0003 | 0.0008 | 0.0105 | 0 | 0
4428212 | VCUG | 3 | 15m_167056_407x225x586.dat | 0.1250;0.1250;0.2832 | 407;225;586 | (0.0769;80.8597;4.6619) | 80 | 7.702 | 57 | 92.4004 | 60 | iodine | [138] | [30] | 0 | 5 | 65 | normal | none | 9.0655 | 6.4937 | 58.8682 | 41.8827 | 30.0008 | 1256.5164 | 0 | 0.042 | 0.0516 | 0.1225 | 0.0016 | 0.6215 | 0.0412 | 0.0074 | 0.0225 | 0.0043 | 1 | 0.0047 | 0.0128 | 0.0687 | 0.3276 | 0.007 | 0.1873 | 0.0014 | 0.0113 | 0.0091 | 0.1428 | 0.264 | 0.003 | 0 | 0 | 0.0027 | 0.0003 | 0.001 | 0.0094 | 0 | 0
4428212 | VCUG | 3 | 15m_167056_407x225x586.dat | 0.1250;0.1250;0.2832 | 407;225;586 | (0.0769;80.8597;4.6619) | 80 | 8.502 | 60 | 92.4004 | 60 | iodine | [138] | [30] | 0 | 5 | 65 | normal | none | 9.0655 | 6.4937 | 58.8682 | 41.8827 | 30.0008 | 1256.5164 | 0 | 0.0407 | 0.0522 | 0.1166 | 0.0016 | 0.3988 | 0.0394 | 0.0072 | 0.0211 | 0.0042 | 0 | 0.0045 | 0.0123 | 0.062 | 0.3822 | 0.0067 | 0.1649 | 0.0014 | 0.0109 | 0.0088 | 0.1232 | 0.26 | 0.0029 | 0 | 0 | 0.0027 | 0.0003 | 0.001 | 0.0093 | 0 | 0
4428212 | VCUG | 3 | 15m_167056_407x225x586.dat | 0.1250;0.1250;0.2832 | 407;225;586 | (0.0769;80.8597;4.6619) | 110 | 3.9 | 52 | 92.4004 | 60 | iodine | [138] | [30] | 0 | 5 | 65 | normal | none | 9.0655 | 6.4937 | 58.8682 | 41.8827 | 30.0008 | 1256.5164 | 0 | 0.0465 | 0.0543 | 0.1247 | 0.0017 | 0.4327 | 0.0453 | 0.0079 | 0.0244 | 0.0047 | 1 | 0.0052 | 0.0141 | 0.0689 | 0.4944 | 0.0077 | 0.1743 | 0.0016 | 0.0123 | 0.0101 | 0.1563 | 0.2699 | 0.0031 | 0 | 0 | 0.0027 | 0.0003 | 0.0008 | 0.0098 | 0 | 0
4428212 | VCUG | 3 | 15m_167056_407x225x586.dat | 0.1250;0.1250;0.2832 | 407;225;586 | (0.0769;80.8597;4.6619) | 110 | 7.85 | 62 | 92.4004 | 60 | iodine | [138] | [30] | 0 | 5 | 65 | normal | none | 9.0655 | 6.4937 | 58.8682 | 41.8827 | 30.0008 | 1256.5164 | 0 | 0.0385 | 0.0503 | 0.1092 | 0.0016 | 0.431 | 0.0387 | 0.007 | 0.0201 | 0.0042 | 0 | 0.0044 | 0.0117 | 0.058 | 0.3699 | 0.0066 | 0.1488 | 0.0014 | 0.0108 | 0.0086 | 0.1203 | 0.2584 | 0.0029 | 0 | 0 | 0.0026 | 0.0003 | 0.0009 | 0.0092 | 0 | 0
4428212 | VCUG | 3 | 15m_167056_407x225x586.dat | 0.1250;0.1250;0.2832 | 407;225;586 | (0.0769;80.8597;4.6619) | 110 | 9.9905 | 69 | 92.4004 | 60 | iodine | [138] | [30] | 0 | 5 | 65 | normal | none | 9.0655 | 6.4937 | 58.8682 | 41.8827 | 30.0008 | 1256.5164 | 0 | 0.0361 | 0.0478 | 0.0996 | 0.0015 | 0.3533 | 0.0344 | 0.0066 | 0.0181 | 0.0039 | 0 | 0.004 | 0.0106 | 0.0531 | 0.3173 | 0.0061 | 0.1466 | 0.0013 | 0.0101 | 0.008 | 0.1092 | 0.2236 | 0.0027 | 0 | 0 | 0.0025 | 0.0003 | 0.0009 | 0.0088 | 0 | 0
4428212 | VCUG | 4 | 15m_167056_407x225x586.dat | 0.1250;0.1250;0.2832 | 407;225;586 | (0.0769;80.8597;9.1698) | 60 | 2.5 | 38 | 92.4004 | 60 | iodine | [138] | [50] | 0 | 5 | 65 | normal | none | 9.0655 | 8.6924 | 78.8009 | 41.8827 | 40.1591 | 1681.9713 | 0 | 0.0264 | 0.0602 | 0.1034 | 0.0015 | 0.6127 | 0.0298 | 0.0119 | 0.017 | 0.0016 | 0 | 0.0035 | 0.0102 | 0.0474 | 0.37 | 0.0031 | 0.1747 | 0.0014 | 0.0061 | 0.0048 | 0.1584 | 0.3292 | 0.0042 | 0 | 0 | 0.0021 | 0.0003 | 0.0008 | 0.0129 | 0 | 0
4428212 | VCUG | 4 | 15m_167056_407x225x586.dat | 0.1250;0.1250;0.2832 | 407;225;586 | (0.0769;80.8597;9.1698) | 60 | 5.7448 | 47 | 92.4004 | 60 | iodine | [138] | [50] | 0 | 5 | 65 | normal | none | 9.0655 | 8.6924 | 78.8009 | 41.8827 | 40.1591 | 1681.9713 | 0 | 0.0208 | 0.0521 | 0.0783 | 0.0014 | 0.3644 | 0.0229 | 0.0096 | 0.0125 | 0.0016 | 1 | 0.0026 | 0.0075 | 0.0343 | 0.4192 | 0.0028 | 0.1337 | 0.0012 | 0.0052 | 0.0041 | 0.1004 | 0.2024 | 0.0036 | 0 | 0 | 0.0021 | 0.0003 | 0.0009 | 0.0115 | 0 | 0
4428212 | VCUG | 4 | 15m_167056_407x225x586.dat | 0.1250;0.1250;0.2832 | 407;225;586 | (0.0769;80.8597;9.1698) | 60 | 6.3535 | 49 | 92.4004 | 60 | iodine | [138] | [50] | 0 | 5 | 65 | normal | none | 9.0655 | 8.6924 | 78.8009 | 41.8827 | 40.1591 | 1681.9713 | 0 | 0.0201 | 0.0478 | 0.0709 | 0.0014 | 0.3385 | 0.0221 | 0.0092 | 0.0121 | 0.0015 | 0 | 0.0025 | 0.0071 | 0.0332 | 0.3237 | 0.0027 | 0.1384 | 0.0012 | 0.0051 | 0.004 | 0.0969 | 0.221 | 0.0036 | 0 | 0 | 0.0021 | 0.0003 | 0.0009 | 0.0114 | 0 | 0
4428212 | VCUG | 4 | 15m_167056_407x225x586.dat | 0.1250;0.1250;0.2832 | 407;225;586 | (0.0769;80.8597;9.1698) | 80 | 2.9 | 44 | 92.4004 | 60 | iodine | [138] | [50] | 0 | 5 | 65 | normal | none | 9.0655 | 8.6924 | 78.8009 | 41.8827 | 40.1591 | 1681.9713 | 0 | 0.0227 | 0.0542 | 0.0845 | 0.0015 | 0.4353 | 0.0257 | 0.0105 | 0.0139 | 0.0016 | 0 | 0.0029 | 0.0082 | 0.038 | 0.3869 | 0.003 | 0.1413 | 0.0013 | 0.0057 | 0.0044 | 0.1042 | 0.24 | 0.0039 | 0 | 0 | 0.0021 | 0.0003 | 0.0008 | 0.0123 | 0 | 0
4428212 | VCUG | 4 | 15m_167056_407x225x586.dat | 0.1250;0.1250;0.2832 | 407;225;586 | (0.0769;80.8597;9.1698) | 80 | 7.702 | 57 | 92.4004 | 60 | iodine | [138] | [50] | 0 | 5 | 65 | normal | none | 9.0655 | 8.6924 | 78.8009 | 41.8827 | 40.1591 | 1681.9713 | 0 | 0.0182 | 0.0444 | 0.0647 | 0.0014 | 0.273 | 0.0191 | 0.0084 | 0.0105 | 0.0015 | 0 | 0.0023 | 0.0062 | 0.0292 | 0.3287 | 0.0026 | 0.1202 | 0.0011 | 0.005 | 0.0038 | 0.0725 | 0.1762 | 0.0034 | 0 | 0 | 0.0021 | 0.0003 | 0.0009 | 0.0108 | 0 | 0
4428212 | VCUG | 4 | 15m_167056_407x225x586.dat | 0.1250;0.1250;0.2832 | 407;225;586 | (0.0769;80.8597;9.1698) | 80 | 8.502 | 60 | 92.4004 | 60 | iodine | [138] | [50] | 0 | 5 | 65 | normal | none | 9.0655 | 8.6924 | 78.8009 | 41.8827 | 40.1591 | 1681.9713 | 0 | 0.0176 | 0.0434 | 0.0596 | 0.0014 | 0.4 | 0.0185 | 0.0082 | 0.0101 | 0.0015 | 0 | 0.0022 | 0.006 | 0.0278 | 0.359 | 0.0026 | 0.1222 | 0.0011 | 0.0049 | 0.0038 | 0.0675 | 0.1611 | 0.0033 | 0 | 0 | 0.0021 | 0.0003 | 0.0009 | 0.0106 | 0 | 0
4428212 | VCUG | 4 | 15m_167056_407x225x586.dat | 0.1250;0.1250;0.2832 | 407;225;586 | (0.0769;80.8597;9.1698) | 110 | 3.9 | 52 | 92.4004 | 60 | iodine | [138] | [50] | 0 | 5 | 65 | normal | none | 9.0655 | 8.6924 | 78.8009 | 41.8827 | 40.1591 | 1681.9713 | 0 | 0.0198 | 0.0469 | 0.0663 | 0.0014 | 0.305 | 0.0215 | 0.0091 | 0.0115 | 0.0016 | 1 | 0.0025 | 0.0068 | 0.0315 | 0.332 | 0.0028 | 0.141 | 0.0012 | 0.0053 | 0.0041 | 0.0757 | 0.1869 | 0.0036 | 0 | 0 | 0.002 | 0.0003 | 0.0008 | 0.0114 | 0 | 0
4428212 | VCUG | 4 | 15m_167056_407x225x586.dat | 0.1250;0.1250;0.2832 | 407;225;586 | (0.0769;80.8597;9.1698) | 110 | 7.85 | 62 | 92.4004 | 60 | iodine | [138] | [50] | 0 | 5 | 65 | normal | none | 9.0655 | 8.6924 | 78.8009 | 41.8827 | 40.1591 | 1681.9713 | 0 | 0.0177 | 0.0428 | 0.0599 | 0.0013 | 0.3498 | 0.0184 | 0.008 | 0.0099 | 0.0015 | 1 | 0.0022 | 0.0058 | 0.0272 | 0.3457 | 0.0026 | 0.11 | 0.0011 | 0.0049 | 0.0037 | 0.0627 | 0.1454 | 0.0033 | 0 | 0 | 0.002 | 0.0003 | 0.0009 | 0.0105 | 0 | 0
4428212 | VCUG | 4 | 15m_167056_407x225x586.dat | 0.1250;0.1250;0.2832 | 407;225;586 | (0.0769;80.8597;9.1698) | 110 | 9.9905 | 69 | 92.4004 | 60 | iodine | [138] | [50] | 0 | 5 | 65 | normal | none | 9.0655 | 8.6924 | 78.8009 | 41.8827 | 40.1591 | 1681.9713 | 0 | 0.0164 | 0.0396 | 0.0524 | 0.0013 | 0.2534 | 0.0171 | 0.0075 | 0.0091 | 0.0015 | 0 | 0.002 | 0.0054 | 0.025 | 0.2487 | 0.0025 | 0.0925 | 0.001 | 0.0047 | 0.0035 | 0.057 | 0.131 | 0.0031 | 0 | 0 | 0.002 | 0.0003 | 0.0009 | 0.0101 | 0 | 0
4428212 | VCUG | 5 | 15m_167056_407x225x586.dat | 0.1250;0.1250;0.2832 | 407;225;586 | (0.2518;80.7713;9.2458) | 60 | 2.5 | 38 | 92.5772 | 60 | iodine | [138] | [50] | 0 | 5 | 65 | normal | none | 9.1383 | 8.7244 | 79.7256 | 42.2997 | 40.3839 | 1708.2267 | 0 | 0.0261 | 0.0624 | 0.1171 | 0.0016 | 0.6181 | 0.0243 | 0.012 | 0.0225 | 0.0015 | 0.993 | 0.0018 | 0.0106 | 0.0531 | 0.3465 | 0.0046 | 0.1854 | 0.0014 | 0.0082 | 0.0074 | 0.1546 | 0.2813 | 0.0042 | 0 | 0 | 0.0021 | 0.0003 | 0.0008 | 0.0128 | 0 | 0
4428212 | VCUG | 5 | 15m_167056_407x225x586.dat | 0.1250;0.1250;0.2832 | 407;225;586 | (0.2518;80.7713;9.2458) | 60 | 5.7448 | 47 | 92.5772 | 60 | iodine | [138] | [50] | 0 | 5 | 65 | normal | none | 9.1383 | 8.7244 | 79.7256 | 42.2997 | 40.3839 | 1708.2267 | 0 | 0.0204 | 0.0487 | 0.0845 | 0.0015 | 0.4016 | 0.0191 | 0.0096 | 0.0158 | 0.0015 | 0 | 0.0016 | 0.0078 | 0.0383 | 0.3218 | 0.0037 | 0.1685 | 0.0012 | 0.0067 | 0.0057 | 0.1078 | 0.213 | 0.0037 | 0 | 0 | 0.0021 | 0.0003 | 0.0009 | 0.0115 | 0 | 0
4428212 | VCUG | 5 | 15m_167056_407x225x586.dat | 0.1250;0.1250;0.2832 | 407;225;586 | (0.2518;80.7713;9.2458) | 60 | 6.3535 | 49 | 92.5772 | 60 | iodine | [138] | [50] | 0 | 5 | 65 | normal | none | 9.1383 | 8.7244 | 79.7256 | 42.2997 | 40.3839 | 1708.2267 | 0 | 0.0195 | 0.0472 | 0.0813 | 0.0015 | 0.3495 | 0.0186 | 0.0093 | 0.0149 | 0.0015 | 1 | 0.0016 | 0.0074 | 0.037 | 0.3578 | 0.0036 | 0.1427 | 0.0012 | 0.0066 | 0.0055 | 0.096 | 0.1929 | 0.0036 | 0 | 0 | 0.0021 | 0.0003 | 0.0009 | 0.0113 | 0 | 0
4428212 | VCUG | 5 | 15m_167056_407x225x586.dat | 0.1250;0.1250;0.2832 | 407;225;586 | (0.2518;80.7713;9.2458) | 80 | 2.9 | 44 | 92.5772 | 60 | iodine | [138] | [50] | 0 | 5 | 65 | normal | none | 9.1383 | 8.7244 | 79.7256 | 42.2997 | 40.3839 | 1708.2267 | 0 | 0.0223 | 0.055 | 0.0949 | 0.0016 | 0.3728 | 0.0212 | 0.0105 | 0.0174 | 0.0015 | 0.7331 | 0.0017 | 0.0085 | 0.0412 | 0.3937 | 0.0041 | 0.1483 | 0.0013 | 0.0074 | 0.0063 | 0.0983 | 0.2371 | 0.0039 | 0 | 0 | 0.0021 | 0.0003 | 0.0008 | 0.012 | 0 | 0
4428212 | VCUG | 5 | 15m_167056_407x225x586.dat | 0.1250;0.1250;0.2832 | 407;225;586 | (0.2518;80.7713;9.2458) | 80 | 7.702 | 57 | 92.5772 | 60 | iodine | [138] | [50] | 0 | 5 | 65 | normal | none | 9.1383 | 8.7244 | 79.7256 | 42.2997 | 40.3839 | 1708.2267 | 0 | 0.0178 | 0.0446 | 0.0693 | 0.0014 | 0.3601 | 0.0168 | 0.0085 | 0.0125 | 0.0015 | 1 | 0.0015 | 0.0064 | 0.0308 | 0.3937 | 0.0033 | 0.1326 | 0.0011 | 0.0061 | 0.005 | 0.0732 | 0.172 | 0.0034 | 0 | 0 | 0.0021 | 0.0003 | 0.0009 | 0.0108 | 0 | 0
4428212 | VCUG | 5 | 15m_167056_407x225x586.dat | 0.1250;0.1250;0.2832 | 407;225;586 | (0.2518;80.7713;9.2458) | 80 | 8.502 | 60 | 92.5772 | 60 | iodine | [138] | [50] | 0 | 5 | 65 | normal | none | 9.1383 | 8.7244 | 79.7256 | 42.2997 | 40.3839 | 1708.2267 | 0 | 0.0174 | 0.0436 | 0.065 | 0.0014 | 0.3115 | 0.0164 | 0.0082 | 0.0118 | 0.0015 | 0 | 0.0015 | 0.0061 | 0.0293 | 0.3707 | 0.0032 | 0.1279 | 0.0011 | 0.006 | 0.0048 | 0.0708 | 0.1567 | 0.0033 | 0 | 0 | 0.002 | 0.0003 | 0.0009 | 0.0106 | 0 | 0
4428212 | VCUG | 5 | 15m_167056_407x225x586.dat | 0.1250;0.1250;0.2832 | 407;225;586 | (0.2518;80.7713;9.2458) | 110 | 3.9 | 52 | 92.5772 | 60 | iodine | [138] | [50] | 0 | 5 | 65 | normal | none | 9.1383 | 8.7244 | 79.7256 | 42.2997 | 40.3839 | 1708.2267 | 0 | 0.0196 | 0.0478 | 0.074 | 0.0015 | 0.387 | 0.0184 | 0.0092 | 0.0137 | 0.0015 | 0 | 0.0016 | 0.007 | 0.0337 | 0.3087 | 0.0036 | 0.1237 | 0.0012 | 0.0066 | 0.0054 | 0.0783 | 0.1812 | 0.0036 | 0 | 0 | 0.002 | 0.0003 | 0.0008 | 0.0112 | 0 | 0
4428212 | VCUG | 5 | 15m_167056_407x225x586.dat | 0.1250;0.1250;0.2832 | 407;225;586 | (0.2518;80.7713;9.2458) | 110 | 7.85 | 62 | 92.5772 | 60 | iodine | [138] | [50] | 0 | 5 | 65 | normal | none | 9.1383 | 8.7244 | 79.7256 | 42.2997 | 40.3839 | 1708.2267 | 0 | 0.0173 | 0.0435 | 0.0606 | 0.0014 | 0.3358 | 0.0163 | 0.0081 | 0.0115 | 0.0015 | 0.7564 | 0.0015 | 0.006 | 0.0284 | 0.2816 | 0.0032 | 0.1098 | 0.0011 | 0.0059 | 0.0047 | 0.0672 | 0.1352 | 0.0033 | 0 | 0 | 0.002 | 0.0003 | 0.0009 | 0.0104 | 0 | 0
4428212 | VCUG | 5 | 15m_167056_407x225x586.dat | 0.1250;0.1250;0.2832 | 407;225;586 | (0.2518;80.7713;9.2458) | 110 | 9.9905 | 69 | 92.5772 | 60 | iodine | [138] | [50] | 0 | 5 | 65 | normal | none | 9.1383 | 8.7244 | 79.7256 | 42.2997 | 40.3839 | 1708.2267 | 0 | 0.0161 | 0.0401 | 0.0556 | 0.0013 | 0.2658 | 0.0155 | 0.0076 | 0.0104 | 0.0014 | 0.7105 | 0.0014 | 0.0055 | 0.026 | 0.3167 | 0.003 | 0.1054 | 0.001 | 0.0056 | 0.0045 | 0.0583 | 0.1204 | 0.0031 | 0 | 0 | 0.002 | 0.0003 | 0.0009 | 0.01 | 0 | 0
4428212 | VCUG | 6 | 15m_167056_407x225x586.dat | 0.1250;0.1250;0.2832 | 407;225;586 | (0.0769;80.8597;9.1698) | 60 | 2.5 | 38 | 92.4004 | 60 | iodine | [138] | [75] | 0 | 5 | 65 | normal | none | 9.0655 | 8.6924 | 78.8009 | 41.8827 | 40.1591 | 1681.9713 | 0 | 0.0264 | 0.0602 | 0.1034 | 0.0015 | 0.6127 | 0.0299 | 0.012 | 0.017 | 0.0016 | 0 | 0.0035 | 0.0102 | 0.0474 | 0.37 | 0.0031 | 0.1747 | 0.0014 | 0.0061 | 0.0048 | 0.1584 | 0.3292 | 0.0043 | 0 | 0 | 0.0021 | 0.0003 | 0.0008 | 0.013 | 0 | 0
4428212 | VCUG | 6 | 15m_167056_407x225x586.dat | 0.1250;0.1250;0.2832 | 407;225;586 | (0.0769;80.8597;9.1698) | 60 | 5.7448 | 47 | 92.4004 | 60 | iodine | [138] | [75] | 0 | 5 | 65 | normal | none | 9.0655 | 8.6924 | 78.8009 | 41.8827 | 40.1591 | 1681.9713 | 0 | 0.0208 | 0.052 | 0.0783 | 0.0014 | 0.3644 | 0.0229 | 0.0096 | 0.0125 | 0.0016 | 1 | 0.0026 | 0.0075 | 0.0343 | 0.4192 | 0.0028 | 0.1337 | 0.0012 | 0.0052 | 0.0041 | 0.1003 | 0.2024 | 0.0037 | 0 | 0 | 0.0021 | 0.0003 | 0.0009 | 0.0116 | 0 | 0
4428212 | VCUG | 6 | 15m_167056_407x225x586.dat | 0.1250;0.1250;0.2832 | 407;225;586 | (0.0769;80.8597;9.1698) | 60 | 6.3535 | 49 | 92.4004 | 60 | iodine | [138] | [75] | 0 | 5 | 65 | normal | none | 9.0655 | 8.6924 | 78.8009 | 41.8827 | 40.1591 | 1681.9713 | 0 | 0.0201 | 0.0478 | 0.0709 | 0.0014 | 0.3385 | 0.0221 | 0.0093 | 0.0121 | 0.0015 | 0 | 0.0025 | 0.0071 | 0.0332 | 0.3237 | 0.0027 | 0.1384 | 0.0012 | 0.0051 | 0.004 | 0.0969 | 0.22 | 0.0036 | 0 | 0 | 0.0021 | 0.0003 | 0.0009 | 0.0115 | 0 | 0
4428212 | VCUG | 6 | 15m_167056_407x225x586.dat | 0.1250;0.1250;0.2832 | 407;225;586 | (0.0769;80.8597;9.1698) | 80 | 2.9 | 44 | 92.4004 | 60 | iodine | [138] | [75] | 0 | 5 | 65 | normal | none | 9.0655 | 8.6924 | 78.8009 | 41.8827 | 40.1591 | 1681.9713 | 0 | 0.0227 | 0.0542 | 0.0845 | 0.0015 | 0.4353 | 0.0257 | 0.0106 | 0.0139 | 0.0016 | 0 | 0.0029 | 0.0082 | 0.038 | 0.3869 | 0.003 | 0.1413 | 0.0013 | 0.0057 | 0.0044 | 0.1042 | 0.24 | 0.004 | 0 | 0 | 0.0021 | 0.0003 | 0.0008 | 0.0124 | 0 | 0
4428212 | VCUG | 6 | 15m_167056_407x225x586.dat | 0.1250;0.1250;0.2832 | 407;225;586 | (0.0769;80.8597;9.1698) | 80 | 7.702 | 57 | 92.4004 | 60 | iodine | [138] | [75] | 0 | 5 | 65 | normal | none | 9.0655 | 8.6924 | 78.8009 | 41.8827 | 40.1591 | 1681.9713 | 0 | 0.0182 | 0.0444 | 0.0648 | 0.0014 | 0.273 | 0.0191 | 0.0085 | 0.0105 | 0.0015 | 0 | 0.0023 | 0.0062 | 0.0292 | 0.3287 | 0.0026 | 0.1202 | 0.0011 | 0.005 | 0.0038 | 0.0725 | 0.1762 | 0.0034 | 0 | 0 | 0.0021 | 0.0003 | 0.0009 | 0.0109 | 0 | 0
4428212 | VCUG | 6 | 15m_167056_407x225x586.dat | 0.1250;0.1250;0.2832 | 407;225;586 | (0.0769;80.8597;9.1698) | 80 | 8.502 | 60 | 92.4004 | 60 | iodine | [138] | [75] | 0 | 5 | 65 | normal | none | 9.0655 | 8.6924 | 78.8009 | 41.8827 | 40.1591 | 1681.9713 | 0 | 0.0176 | 0.0434 | 0.0595 | 0.0014 | 0.4 | 0.0185 | 0.0083 | 0.0101 | 0.0015 | 0 | 0.0022 | 0.006 | 0.0278 | 0.3553 | 0.0026 | 0.122 | 0.0011 | 0.0049 | 0.0038 | 0.0675 | 0.1615 | 0.0034 | 0 | 0 | 0.0021 | 0.0003 | 0.0009 | 0.0108 | 0 | 0
4428212 | VCUG | 6 | 15m_167056_407x225x586.dat | 0.1250;0.1250;0.2832 | 407;225;586 | (0.0769;80.8597;9.1698) | 110 | 3.9 | 52 | 92.4004 | 60 | iodine | [138] | [75] | 0 | 5 | 65 | normal | none | 9.0655 | 8.6924 | 78.8009 | 41.8827 | 40.1591 | 1681.9713 | 0 | 0.0198 | 0.0469 | 0.0663 | 0.0014 | 0.305 | 0.0215 | 0.0092 | 0.0115 | 0.0016 | 1 | 0.0025 | 0.0068 | 0.0315 | 0.332 | 0.0028 | 0.141 | 0.0012 | 0.0053 | 0.0041 | 0.0757 | 0.1869 | 0.0036 | 0 | 0 | 0.002 | 0.0003 | 0.0008 | 0.0114 | 0 | 0
4428212 | VCUG | 6 | 15m_167056_407x225x586.dat | 0.1250;0.1250;0.2832 | 407;225;586 | (0.0769;80.8597;9.1698) | 110 | 7.85 | 62 | 92.4004 | 60 | iodine | [138] | [75] | 0 | 5 | 65 | normal | none | 9.0655 | 8.6924 | 78.8009 | 41.8827 | 40.1591 | 1681.9713 | 0 | 0.0177 | 0.0428 | 0.06 | 0.0013 | 0.3498 | 0.0184 | 0.0081 | 0.0099 | 0.0015 | 1 | 0.0022 | 0.0058 | 0.0272 | 0.3457 | 0.0026 | 0.1106 | 0.0011 | 0.0049 | 0.0037 | 0.0627 | 0.1454 | 0.0033 | 0 | 0 | 0.002 | 0.0003 | 0.0009 | 0.0106 | 0 | 0
4428212 | VCUG | 6 | 15m_167056_407x225x586.dat | 0.1250;0.1250;0.2832 | 407;225;586 | (0.0769;80.8597;9.1698) | 110 | 9.9905 | 69 | 92.4004 | 60 | iodine | [138] | [75] | 0 | 5 | 65 | normal | none | 9.0655 | 8.6924 | 78.8009 | 41.8827 | 40.1591 | 1681.9713 | 0 | 0.0164 | 0.0396 | 0.0524 | 0.0013 | 0.2534 | 0.0171 | 0.0076 | 0.0091 | 0.0015 | 0 | 0.002 | 0.0054 | 0.0249 | 0.2487 | 0.0025 | 0.0925 | 0.001 | 0.0047 | 0.0035 | 0.057 | 0.131 | 0.0032 | 0 | 0 | 0.002 | 0.0003 | 0.0009 | 0.0102 | 0 | 0
4428212 | VCUG | 7 | 15m_167056_407x225x586.dat | 0.1250;0.1250;0.2832 | 407;225;586 | (0.0769;80.8597;9.1698) | 60 | 2.5 | 38 | 92.4004 | 60 | iodine | [138] | [100] | 1 | 5 | 65 | normal | none | 9.0655 | 8.6924 | 78.8009 | 41.8827 | 40.1591 | 1681.9713 | 0 | 0.0264 | 0.0602 | 0.1034 | 0.0015 | 0.6127 | 0.0298 | 0.0121 | 0.017 | 0.0016 | 0 | 0.0035 | 0.0102 | 0.0474 | 0.37 | 0.0031 | 0.1747 | 0.0014 | 0.0061 | 0.0048 | 0.1584 | 0.3292 | 0.0044 | 0 | 0 | 0.0021 | 0.0003 | 0.0008 | 0.013 | 0 | 0
4428212 | VCUG | 7 | 15m_167056_407x225x586.dat | 0.1250;0.1250;0.2832 | 407;225;586 | (0.0769;80.8597;9.1698) | 60 | 5.7448 | 47 | 92.4004 | 60 | iodine | [138] | [100] | 1 | 5 | 65 | normal | none | 9.0655 | 8.6924 | 78.8009 | 41.8827 | 40.1591 | 1681.9713 | 0 | 0.0208 | 0.0521 | 0.0783 | 0.0014 | 0.3644 | 0.0229 | 0.0097 | 0.0125 | 0.0016 | 1 | 0.0026 | 0.0075 | 0.0343 | 0.4192 | 0.0028 | 0.1337 | 0.0012 | 0.0052 | 0.0041 | 0.1004 | 0.2024 | 0.0037 | 0 | 0 | 0.0021 | 0.0003 | 0.0009 | 0.0116 | 0 | 0
4428212 | VCUG | 7 | 15m_167056_407x225x586.dat | 0.1250;0.1250;0.2832 | 407;225;586 | (0.0769;80.8597;9.1698) | 60 | 6.3535 | 49 | 92.4004 | 60 | iodine | [138] | [100] | 1 | 5 | 65 | normal | none | 9.0655 | 8.6924 | 78.8009 | 41.8827 | 40.1591 | 1681.9713 | 0 | 0.0201 | 0.0478 | 0.0709 | 0.0014 | 0.3385 | 0.0221 | 0.0093 | 0.0121 | 0.0015 | 0 | 0.0025 | 0.0071 | 0.0332 | 0.3237 | 0.0027 | 0.1384 | 0.0012 | 0.0051 | 0.004 | 0.0969 | 0.221 | 0.0037 | 0 | 0 | 0.0021 | 0.0003 | 0.0009 | 0.0116 | 0 | 0
4428212 | VCUG | 7 | 15m_167056_407x225x586.dat | 0.1250;0.1250;0.2832 | 407;225;586 | (0.0769;80.8597;9.1698) | 80 | 2.9 | 44 | 92.4004 | 60 | iodine | [138] | [100] | 1 | 5 | 65 | normal | none | 9.0655 | 8.6924 | 78.8009 | 41.8827 | 40.1591 | 1681.9713 | 0 | 0.0227 | 0.0542 | 0.0845 | 0.0015 | 0.4353 | 0.0257 | 0.0106 | 0.0139 | 0.0016 | 0 | 0.0029 | 0.0082 | 0.038 | 0.3869 | 0.003 | 0.1413 | 0.0013 | 0.0057 | 0.0044 | 0.1042 | 0.24 | 0.004 | 0 | 0 | 0.0021 | 0.0003 | 0.0008 | 0.0124 | 0 | 0
4428212 | VCUG | 7 | 15m_167056_407x225x586.dat | 0.1250;0.1250;0.2832 | 407;225;586 | (0.0769;80.8597;9.1698) | 80 | 7.702 | 57 | 92.4004 | 60 | iodine | [138] | [100] | 1 | 5 | 65 | normal | none | 9.0655 | 8.6924 | 78.8009 | 41.8827 | 40.1591 | 1681.9713 | 0 | 0.0182 | 0.0444 | 0.0648 | 0.0014 | 0.273 | 0.0191 | 0.0086 | 0.0105 | 0.0015 | 0 | 0.0023 | 0.0062 | 0.0292 | 0.3287 | 0.0026 | 0.1202 | 0.0011 | 0.005 | 0.0038 | 0.0725 | 0.1762 | 0.0035 | 0 | 0 | 0.0021 | 0.0003 | 0.0009 | 0.0109 | 0 | 0
4428212 | VCUG | 7 | 15m_167056_407x225x586.dat | 0.1250;0.1250;0.2832 | 407;225;586 | (0.0769;80.8597;9.1698) | 80 | 8.502 | 60 | 92.4004 | 60 | iodine | [138] | [100] | 1 | 5 | 65 | normal | none | 9.0655 | 8.6924 | 78.8009 | 41.8827 | 40.1591 | 1681.9713 | 0 | 0.0176 | 0.0434 | 0.0596 | 0.0014 | 0.4 | 0.0185 | 0.0084 | 0.0101 | 0.0015 | 0 | 0.0022 | 0.006 | 0.0278 | 0.359 | 0.0026 | 0.1222 | 0.0011 | 0.0049 | 0.0038 | 0.0675 | 0.1615 | 0.0034 | 0 | 0 | 0.0021 | 0.0003 | 0.0009 | 0.0108 | 0 | 0
4428212 | VCUG | 7 | 15m_167056_407x225x586.dat | 0.1250;0.1250;0.2832 | 407;225;586 | (0.0769;80.8597;9.1698) | 110 | 3.9 | 52 | 92.4004 | 60 | iodine | [138] | [100] | 1 | 5 | 65 | normal | none | 9.0655 | 8.6924 | 78.8009 | 41.8827 | 40.1591 | 1681.9713 | 0 | 0.0198 | 0.0469 | 0.0663 | 0.0014 | 0.305 | 0.0215 | 0.0092 | 0.0115 | 0.0016 | 1 | 0.0025 | 0.0068 | 0.0315 | 0.332 | 0.0028 | 0.141 | 0.0012 | 0.0053 | 0.0041 | 0.0757 | 0.1869 | 0.0037 | 0 | 0 | 0.002 | 0.0003 | 0.0008 | 0.0115 | 0 | 0
4428212 | VCUG | 7 | 15m_167056_407x225x586.dat | 0.1250;0.1250;0.2832 | 407;225;586 | (0.0769;80.8597;9.1698) | 110 | 7.85 | 62 | 92.4004 | 60 | iodine | [138] | [100] | 1 | 5 | 65 | normal | none | 9.0655 | 8.6924 | 78.8009 | 41.8827 | 40.1591 | 1681.9713 | 0 | 0.0177 | 0.0428 | 0.06 | 0.0013 | 0.3498 | 0.0184 | 0.0082 | 0.0099 | 0.0015 | 1 | 0.0022 | 0.0058 | 0.0272 | 0.3457 | 0.0026 | 0.1106 | 0.0011 | 0.0049 | 0.0037 | 0.0627 | 0.1454 | 0.0034 | 0 | 0 | 0.002 | 0.0003 | 0.0009 | 0.0106 | 0 | 0
4428212 | VCUG | 7 | 15m_167056_407x225x586.dat | 0.1250;0.1250;0.2832 | 407;225;586 | (0.0769;80.8597;9.1698) | 110 | 9.9905 | 69 | 92.4004 | 60 | iodine | [138] | [100] | 1 | 5 | 65 | normal | none | 9.0655 | 8.6924 | 78.8009 | 41.8827 | 40.1591 | 1681.9713 | 0 | 0.0164 | 0.0396 | 0.0524 | 0.0013 | 0.2534 | 0.0171 | 0.0077 | 0.0091 | 0.0015 | 0 | 0.002 | 0.0054 | 0.0249 | 0.2487 | 0.0025 | 0.0925 | 0.001 | 0.0047 | 0.0035 | 0.0569 | 0.131 | 0.0032 | 0 | 0 | 0.002 | 0.0003 | 0.0009 | 0.0103 | 0 | 0
4428212 | VCUG | 8 | 15m_167056_407x225x586.dat | 0.1250;0.1250;0.2832 | 407;225;586 | (0.2518;80.7713;9.2458) | 60 | 2.5 | 38 | 92.5772 | 60 | iodine | [138] | [100] | 1 | 5 | 65 | normal | none | 9.1383 | 8.7244 | 79.7256 | 42.2997 | 40.3839 | 1708.2267 | 0 | 0.026 | 0.0624 | 0.1171 | 0.0016 | 0.6181 | 0.0243 | 0.0122 | 0.0225 | 0.0015 | 0.993 | 0.0018 | 0.0106 | 0.053 | 0.3465 | 0.0046 | 0.1854 | 0.0014 | 0.0082 | 0.0074 | 0.1546 | 0.2813 | 0.0043 | 0 | 0 | 0.0021 | 0.0003 | 0.0008 | 0.0129 | 0 | 0
4428212 | VCUG | 8 | 15m_167056_407x225x586.dat | 0.1250;0.1250;0.2832 | 407;225;586 | (0.2518;80.7713;9.2458) | 60 | 5.7448 | 47 | 92.5772 | 60 | iodine | [138] | [100] | 1 | 5 | 65 | normal | none | 9.1383 | 8.7244 | 79.7256 | 42.2997 | 40.3839 | 1708.2267 | 0 | 0.0204 | 0.0487 | 0.0845 | 0.0015 | 0.4016 | 0.0191 | 0.0097 | 0.0158 | 0.0015 | 0 | 0.0016 | 0.0078 | 0.0383 | 0.3218 | 0.0037 | 0.1685 | 0.0012 | 0.0067 | 0.0057 | 0.1078 | 0.213 | 0.0038 | 0 | 0 | 0.0021 | 0.0003 | 0.0009 | 0.0116 | 0 | 0
4428212 | VCUG | 8 | 15m_167056_407x225x586.dat | 0.1250;0.1250;0.2832 | 407;225;586 | (0.2518;80.7713;9.2458) | 60 | 6.3535 | 49 | 92.5772 | 60 | iodine | [138] | [100] | 1 | 5 | 65 | normal | none | 9.1383 | 8.7244 | 79.7256 | 42.2997 | 40.3839 | 1708.2267 | 0 | 0.0195 | 0.0472 | 0.0812 | 0.0015 | 0.3495 | 0.0186 | 0.0095 | 0.0149 | 0.0015 | 1 | 0.0016 | 0.0074 | 0.037 | 0.3578 | 0.0036 | 0.1427 | 0.0012 | 0.0066 | 0.0055 | 0.096 | 0.1929 | 0.0037 | 0 | 0 | 0.0021 | 0.0003 | 0.0009 | 0.0114 | 0 | 0
4428212 | VCUG | 8 | 15m_167056_407x225x586.dat | 0.1250;0.1250;0.2832 | 407;225;586 | (0.2518;80.7713;9.2458) | 80 | 2.9 | 44 | 92.5772 | 60 | iodine | [138] | [100] | 1 | 5 | 65 | normal | none | 9.1383 | 8.7244 | 79.7256 | 42.2997 | 40.3839 | 1708.2267 | 0 | 0.0223 | 0.055 | 0.0949 | 0.0016 | 0.3728 | 0.0212 | 0.0107 | 0.0174 | 0.0015 | 0.7331 | 0.0017 | 0.0085 | 0.0412 | 0.3937 | 0.0041 | 0.1483 | 0.0013 | 0.0074 | 0.0063 | 0.0983 | 0.2371 | 0.004 | 0 | 0 | 0.0021 | 0.0003 | 0.0008 | 0.0121 | 0 | 0
4428212 | VCUG | 8 | 15m_167056_407x225x586.dat | 0.1250;0.1250;0.2832 | 407;225;586 | (0.2518;80.7713;9.2458) | 80 | 7.702 | 57 | 92.5772 | 60 | iodine | [138] | [100] | 1 | 5 | 65 | normal | none | 9.1383 | 8.7244 | 79.7256 | 42.2997 | 40.3839 | 1708.2267 | 0 | 0.0178 | 0.0446 | 0.0691 | 0.0014 | 0.3601 | 0.0168 | 0.0087 | 0.0125 | 0.0015 | 1 | 0.0015 | 0.0064 | 0.0308 | 0.3937 | 0.0033 | 0.1333 | 0.0011 | 0.0061 | 0.005 | 0.0732 | 0.172 | 0.0035 | 0 | 0 | 0.0021 | 0.0003 | 0.0009 | 0.0109 | 0 | 0
4428212 | VCUG | 8 | 15m_167056_407x225x586.dat | 0.1250;0.1250;0.2832 | 407;225;586 | (0.2518;80.7713;9.2458) | 80 | 8.502 | 60 | 92.5772 | 60 | iodine | [138] | [100] | 1 | 5 | 65 | normal | none | 9.1383 | 8.7244 | 79.7256 | 42.2997 | 40.3839 | 1708.2267 | 0 | 0.0174 | 0.0436 | 0.065 | 0.0014 | 0.3115 | 0.0164 | 0.0084 | 0.0119 | 0.0015 | 0 | 0.0015 | 0.0061 | 0.0293 | 0.3707 | 0.0032 | 0.1277 | 0.0011 | 0.006 | 0.0048 | 0.0708 | 0.1567 | 0.0034 | 0 | 0 | 0.002 | 0.0003 | 0.001 | 0.0108 | 0 | 0
4428212 | VCUG | 8 | 15m_167056_407x225x586.dat | 0.1250;0.1250;0.2832 | 407;225;586 | (0.2518;80.7713;9.2458) | 110 | 3.9 | 52 | 92.5772 | 60 | iodine | [138] | [100] | 1 | 5 | 65 | normal | none | 9.1383 | 8.7244 | 79.7256 | 42.2997 | 40.3839 | 1708.2267 | 0 | 0.0196 | 0.0478 | 0.0742 | 0.0015 | 0.387 | 0.0184 | 0.0094 | 0.0137 | 0.0015 | 0 | 0.0016 | 0.0071 | 0.0336 | 0.3087 | 0.0036 | 0.1237 | 0.0012 | 0.0066 | 0.0055 | 0.0783 | 0.1812 | 0.0037 | 0 | 0 | 0.002 | 0.0003 | 0.0008 | 0.0114 | 0 | 0
4428212 | VCUG | 8 | 15m_167056_407x225x586.dat | 0.1250;0.1250;0.2832 | 407;225;586 | (0.2518;80.7713;9.2458) | 110 | 7.85 | 62 | 92.5772 | 60 | iodine | [138] | [100] | 1 | 5 | 65 | normal | none | 9.1383 | 8.7244 | 79.7256 | 42.2997 | 40.3839 | 1708.2267 | 0 | 0.0173 | 0.0435 | 0.0607 | 0.0014 | 0.3358 | 0.0163 | 0.0082 | 0.0115 | 0.0015 | 0.7564 | 0.0015 | 0.006 | 0.0284 | 0.2816 | 0.0032 | 0.1093 | 0.0011 | 0.0059 | 0.0048 | 0.0672 | 0.1352 | 0.0034 | 0 | 0 | 0.002 | 0.0003 | 0.0009 | 0.0105 | 0 | 0
4428212 | VCUG | 8 | 15m_167056_407x225x586.dat | 0.1250;0.1250;0.2832 | 407;225;586 | (0.2518;80.7713;9.2458) | 110 | 9.9905 | 69 | 92.5772 | 60 | iodine | [138] | [100] | 1 | 5 | 65 | normal | none | 9.1383 | 8.7244 | 79.7256 | 42.2997 | 40.3839 | 1708.2267 | 0 | 0.0161 | 0.0401 | 0.0556 | 0.0013 | 0.2658 | 0.0155 | 0.0077 | 0.0104 | 0.0014 | 0.7105 | 0.0014 | 0.0055 | 0.026 | 0.3167 | 0.003 | 0.1054 | 0.0011 | 0.0056 | 0.0045 | 0.0581 | 0.1204 | 0.0032 | 0 | 0 | 0.002 | 0.0003 | 0.0009 | 0.0101 | 0 | 0
4428212 | VCUG | 9 | 15m_167056_407x225x586.dat | 0.1250;0.1250;0.2832 | 407;225;586 | (0.0769;80.8597;9.1698) | 60 | 2.5 | 38 | 92.4004 | 60 | iodine | [138] | [100] | 1 | 5 | 65 | normal | none | 9.0655 | 8.6924 | 78.8009 | 41.8827 | 40.1591 | 1681.9713 | 0 | 0.0264 | 0.0602 | 0.1034 | 0.0015 | 0.6127 | 0.0298 | 0.0121 | 0.017 | 0.0016 | 0 | 0.0035 | 0.0102 | 0.0474 | 0.37 | 0.0031 | 0.1747 | 0.0014 | 0.0061 | 0.0048 | 0.1584 | 0.3292 | 0.0044 | 0 | 0 | 0.0021 | 0.0003 | 0.0008 | 0.013 | 0 | 0
4428212 | VCUG | 9 | 15m_167056_407x225x586.dat | 0.1250;0.1250;0.2832 | 407;225;586 | (0.0769;80.8597;9.1698) | 60 | 5.7448 | 47 | 92.4004 | 60 | iodine | [138] | [100] | 1 | 5 | 65 | normal | none | 9.0655 | 8.6924 | 78.8009 | 41.8827 | 40.1591 | 1681.9713 | 0 | 0.0208 | 0.0521 | 0.0783 | 0.0014 | 0.3644 | 0.0229 | 0.0097 | 0.0125 | 0.0016 | 1 | 0.0026 | 0.0075 | 0.0343 | 0.4192 | 0.0028 | 0.1337 | 0.0012 | 0.0052 | 0.0041 | 0.1004 | 0.2024 | 0.0037 | 0 | 0 | 0.0021 | 0.0003 | 0.0009 | 0.0116 | 0 | 0
4428212 | VCUG | 9 | 15m_167056_407x225x586.dat | 0.1250;0.1250;0.2832 | 407;225;586 | (0.0769;80.8597;9.1698) | 60 | 6.3535 | 49 | 92.4004 | 60 | iodine | [138] | [100] | 1 | 5 | 65 | normal | none | 9.0655 | 8.6924 | 78.8009 | 41.8827 | 40.1591 | 1681.9713 | 0 | 0.0201 | 0.0478 | 0.0709 | 0.0014 | 0.3385 | 0.0221 | 0.0093 | 0.0121 | 0.0015 | 0 | 0.0025 | 0.0071 | 0.0332 | 0.3237 | 0.0027 | 0.1384 | 0.0012 | 0.0051 | 0.004 | 0.0969 | 0.221 | 0.0037 | 0 | 0 | 0.0021 | 0.0003 | 0.0009 | 0.0116 | 0 | 0
4428212 | VCUG | 9 | 15m_167056_407x225x586.dat | 0.1250;0.1250;0.2832 | 407;225;586 | (0.0769;80.8597;9.1698) | 80 | 2.9 | 44 | 92.4004 | 60 | iodine | [138] | [100] | 1 | 5 | 65 | normal | none | 9.0655 | 8.6924 | 78.8009 | 41.8827 | 40.1591 | 1681.9713 | 0 | 0.0227 | 0.0542 | 0.0845 | 0.0015 | 0.4353 | 0.0257 | 0.0106 | 0.0139 | 0.0016 | 0 | 0.0029 | 0.0082 | 0.038 | 0.3869 | 0.003 | 0.1413 | 0.0013 | 0.0057 | 0.0044 | 0.1042 | 0.24 | 0.004 | 0 | 0 | 0.0021 | 0.0003 | 0.0008 | 0.0124 | 0 | 0
4428212 | VCUG | 9 | 15m_167056_407x225x586.dat | 0.1250;0.1250;0.2832 | 407;225;586 | (0.0769;80.8597;9.1698) | 80 | 7.702 | 57 | 92.4004 | 60 | iodine | [138] | [100] | 1 | 5 | 65 | normal | none | 9.0655 | 8.6924 | 78.8009 | 41.8827 | 40.1591 | 1681.9713 | 0 | 0.0182 | 0.0444 | 0.0648 | 0.0014 | 0.273 | 0.0191 | 0.0086 | 0.0105 | 0.0015 | 0 | 0.0023 | 0.0062 | 0.0292 | 0.3287 | 0.0026 | 0.1202 | 0.0011 | 0.005 | 0.0038 | 0.0725 | 0.1762 | 0.0035 | 0 | 0 | 0.0021 | 0.0003 | 0.0009 | 0.0109 | 0 | 0
4428212 | VCUG | 9 | 15m_167056_407x225x586.dat | 0.1250;0.1250;0.2832 | 407;225;586 | (0.0769;80.8597;9.1698) | 80 | 8.502 | 60 | 92.4004 | 60 | iodine | [138] | [100] | 1 | 5 | 65 | normal | none | 9.0655 | 8.6924 | 78.8009 | 41.8827 | 40.1591 | 1681.9713 | 0 | 0.0176 | 0.0434 | 0.0596 | 0.0014 | 0.4 | 0.0185 | 0.0084 | 0.0101 | 0.0015 | 0 | 0.0022 | 0.006 | 0.0278 | 0.359 | 0.0026 | 0.1222 | 0.0011 | 0.0049 | 0.0038 | 0.0675 | 0.1615 | 0.0034 | 0 | 0 | 0.0021 | 0.0003 | 0.0009 | 0.0108 | 0 | 0
4428212 | VCUG | 9 | 15m_167056_407x225x586.dat | 0.1250;0.1250;0.2832 | 407;225;586 | (0.0769;80.8597;9.1698) | 110 | 3.9 | 52 | 92.4004 | 60 | iodine | [138] | [100] | 1 | 5 | 65 | normal | none | 9.0655 | 8.6924 | 78.8009 | 41.8827 | 40.1591 | 1681.9713 | 0 | 0.0198 | 0.0469 | 0.0663 | 0.0014 | 0.305 | 0.0215 | 0.0092 | 0.0115 | 0.0016 | 1 | 0.0025 | 0.0068 | 0.0315 | 0.332 | 0.0028 | 0.141 | 0.0012 | 0.0053 | 0.0041 | 0.0757 | 0.1869 | 0.0037 | 0 | 0 | 0.002 | 0.0003 | 0.0008 | 0.0115 | 0 | 0
4428212 | VCUG | 9 | 15m_167056_407x225x586.dat | 0.1250;0.1250;0.2832 | 407;225;586 | (0.0769;80.8597;9.1698) | 110 | 7.85 | 62 | 92.4004 | 60 | iodine | [138] | [100] | 1 | 5 | 65 | normal | none | 9.0655 | 8.6924 | 78.8009 | 41.8827 | 40.1591 | 1681.9713 | 0 | 0.0177 | 0.0428 | 0.06 | 0.0013 | 0.3498 | 0.0184 | 0.0082 | 0.0099 | 0.0015 | 1 | 0.0022 | 0.0058 | 0.0272 | 0.3457 | 0.0026 | 0.1106 | 0.0011 | 0.0049 | 0.0037 | 0.0627 | 0.1454 | 0.0034 | 0 | 0 | 0.002 | 0.0003 | 0.0009 | 0.0106 | 0 | 0
4428212 | VCUG | 9 | 15m_167056_407x225x586.dat | 0.1250;0.1250;0.2832 | 407;225;586 | (0.0769;80.8597;9.1698) | 110 | 9.9905 | 69 | 92.4004 | 60 | iodine | [138] | [100] | 1 | 5 | 65 | normal | none | 9.0655 | 8.6924 | 78.8009 | 41.8827 | 40.1591 | 1681.9713 | 0 | 0.0164 | 0.0396 | 0.0524 | 0.0013 | 0.2534 | 0.0171 | 0.0077 | 0.0091 | 0.0015 | 0 | 0.002 | 0.0054 | 0.0249 | 0.2487 | 0.0025 | 0.0925 | 0.001 | 0.0047 | 0.0035 | 0.0569 | 0.131 | 0.0032 | 0 | 0 | 0.002 | 0.0003 | 0.0009 | 0.0103 | 0 | 0
4428212 | VCUG | 10 | 15m_167056_407x225x586.dat | 0.1250;0.1250;0.2832 | 407;225;586 | (0.0769;80.8597;9.1698) | 60 | 2.5 | 38 | 92.4004 | 60 | iodine | [138] | [70] | 0 | 5 | 65 | normal | none | 9.0655 | 8.6924 | 78.8009 | 41.8827 | 40.1591 | 1681.9713 | 0 | 0.0264 | 0.0602 | 0.1034 | 0.0015 | 0.6127 | 0.0298 | 0.012 | 0.017 | 0.0016 | 0 | 0.0035 | 0.0102 | 0.0474 | 0.37 | 0.0031 | 0.1747 | 0.0014 | 0.0061 | 0.0048 | 0.1584 | 0.3292 | 0.0043 | 0 | 0 | 0.0021 | 0.0003 | 0.0008 | 0.013 | 0 | 0
4428212 | VCUG | 10 | 15m_167056_407x225x586.dat | 0.1250;0.1250;0.2832 | 407;225;586 | (0.0769;80.8597;9.1698) | 60 | 5.7448 | 47 | 92.4004 | 60 | iodine | [138] | [70] | 0 | 5 | 65 | normal | none | 9.0655 | 8.6924 | 78.8009 | 41.8827 | 40.1591 | 1681.9713 | 0 | 0.0208 | 0.0521 | 0.0783 | 0.0014 | 0.3644 | 0.0229 | 0.0096 | 0.0125 | 0.0016 | 1 | 0.0026 | 0.0075 | 0.0343 | 0.4192 | 0.0028 | 0.1337 | 0.0012 | 0.0052 | 0.0041 | 0.1004 | 0.2024 | 0.0037 | 0 | 0 | 0.0021 | 0.0003 | 0.0009 | 0.0116 | 0 | 0
4428212 | VCUG | 10 | 15m_167056_407x225x586.dat | 0.1250;0.1250;0.2832 | 407;225;586 | (0.0769;80.8597;9.1698) | 60 | 6.3535 | 49 | 92.4004 | 60 | iodine | [138] | [70] | 0 | 5 | 65 | normal | none | 9.0655 | 8.6924 | 78.8009 | 41.8827 | 40.1591 | 1681.9713 | 0 | 0.0201 | 0.0478 | 0.0709 | 0.0014 | 0.3385 | 0.0221 | 0.0093 | 0.0121 | 0.0015 | 0 | 0.0025 | 0.0071 | 0.0332 | 0.3237 | 0.0027 | 0.1384 | 0.0012 | 0.0051 | 0.004 | 0.0969 | 0.221 | 0.0036 | 0 | 0 | 0.0021 | 0.0003 | 0.0009 | 0.0115 | 0 | 0
4428212 | VCUG | 10 | 15m_167056_407x225x586.dat | 0.1250;0.1250;0.2832 | 407;225;586 | (0.0769;80.8597;9.1698) | 80 | 2.9 | 44 | 92.4004 | 60 | iodine | [138] | [70] | 0 | 5 | 65 | normal | none | 9.0655 | 8.6924 | 78.8009 | 41.8827 | 40.1591 | 1681.9713 | 0 | 0.0227 | 0.0542 | 0.0845 | 0.0015 | 0.4353 | 0.0257 | 0.0105 | 0.0139 | 0.0016 | 0 | 0.0029 | 0.0082 | 0.038 | 0.3869 | 0.003 | 0.1413 | 0.0013 | 0.0057 | 0.0044 | 0.1041 | 0.24 | 0.004 | 0 | 0 | 0.0021 | 0.0003 | 0.0008 | 0.0124 | 0 | 0
4428212 | VCUG | 10 | 15m_167056_407x225x586.dat | 0.1250;0.1250;0.2832 | 407;225;586 | (0.0769;80.8597;9.1698) | 80 | 7.702 | 57 | 92.4004 | 60 | iodine | [138] | [70] | 0 | 5 | 65 | normal | none | 9.0655 | 8.6924 | 78.8009 | 41.8827 | 40.1591 | 1681.9713 | 0 | 0.0182 | 0.0444 | 0.0647 | 0.0014 | 0.273 | 0.0191 | 0.0085 | 0.0105 | 0.0015 | 0 | 0.0023 | 0.0062 | 0.0292 | 0.3287 | 0.0026 | 0.1199 | 0.0011 | 0.005 | 0.0038 | 0.0725 | 0.1762 | 0.0034 | 0 | 0 | 0.0021 | 0.0003 | 0.0009 | 0.0108 | 0 | 0
4428212 | VCUG | 10 | 15m_167056_407x225x586.dat | 0.1250;0.1250;0.2832 | 407;225;586 | (0.0769;80.8597;9.1698) | 80 | 8.502 | 60 | 92.4004 | 60 | iodine | [138] | [70] | 0 | 5 | 65 | normal | none | 9.0655 | 8.6924 | 78.8009 | 41.8827 | 40.1591 | 1681.9713 | 0 | 0.0176 | 0.0434 | 0.0596 | 0.0014 | 0.4 | 0.0185 | 0.0083 | 0.0101 | 0.0015 | 0 | 0.0022 | 0.006 | 0.0278 | 0.359 | 0.0026 | 0.1222 | 0.0011 | 0.0049 | 0.0038 | 0.0675 | 0.1615 | 0.0034 | 0 | 0 | 0.0021 | 0.0003 | 0.0009 | 0.0107 | 0 | 0
4428212 | VCUG | 10 | 15m_167056_407x225x586.dat | 0.1250;0.1250;0.2832 | 407;225;586 | (0.0769;80.8597;9.1698) | 110 | 3.9 | 52 | 92.4004 | 60 | iodine | [138] | [70] | 0 | 5 | 65 | normal | none | 9.0655 | 8.6924 | 78.8009 | 41.8827 | 40.1591 | 1681.9713 | 0 | 0.0198 | 0.0469 | 0.0663 | 0.0014 | 0.305 | 0.0215 | 0.0092 | 0.0115 | 0.0016 | 1 | 0.0025 | 0.0068 | 0.0315 | 0.332 | 0.0028 | 0.141 | 0.0012 | 0.0053 | 0.0041 | 0.0757 | 0.1863 | 0.0036 | 0 | 0 | 0.002 | 0.0003 | 0.0008 | 0.0114 | 0 | 0
4428212 | VCUG | 10 | 15m_167056_407x225x586.dat | 0.1250;0.1250;0.2832 | 407;225;586 | (0.0769;80.8597;9.1698) | 110 | 7.85 | 62 | 92.4004 | 60 | iodine | [138] | [70] | 0 | 5 | 65 | normal | none | 9.0655 | 8.6924 | 78.8009 | 41.8827 | 40.1591 | 1681.9713 | 0 | 0.0177 | 0.0428 | 0.0599 | 0.0013 | 0.3498 | 0.0184 | 0.0081 | 0.0099 | 0.0015 | 1 | 0.0022 | 0.0058 | 0.0272 | 0.3457 | 0.0026 | 0.1106 | 0.0011 | 0.0049 | 0.0037 | 0.0627 | 0.1454 | 0.0033 | 0 | 0 | 0.002 | 0.0003 | 0.0009 | 0.0105 | 0 | 0
4428212 | VCUG | 10 | 15m_167056_407x225x586.dat | 0.1250;0.1250;0.2832 | 407;225;586 | (0.0769;80.8597;9.1698) | 110 | 9.9905 | 69 | 92.4004 | 60 | iodine | [138] | [70] | 0 | 5 | 65 | normal | none | 9.0655 | 8.6924 | 78.8009 | 41.8827 | 40.1591 | 1681.9713 | 0 | 0.0164 | 0.0396 | 0.0524 | 0.0013 | 0.2534 | 0.0171 | 0.0076 | 0.0091 | 0.0015 | 0 | 0.002 | 0.0054 | 0.025 | 0.2487 | 0.0025 | 0.0925 | 0.001 | 0.0047 | 0.0035 | 0.057 | 0.131 | 0.0032 | 0 | 0 | 0.002 | 0.0003 | 0.0009 | 0.0102 | 0 | 0
4428212 | VCUG | 11 | 15m_167056_407x225x586.dat | 0.1250;0.1250;0.2832 | 407;225;586 | (0.0769;80.8597;9.1698) | 60 | 2.5 | 38 | 92.4004 | 60 | iodine | [138] | [50] | 1 | 5 | 65 | normal | none | 9.0655 | 8.6924 | 78.8009 | 41.8827 | 40.1591 | 1681.9713 | 0 | 0.0264 | 0.0602 | 0.1034 | 0.0015 | 0.6127 | 0.0298 | 0.0119 | 0.017 | 0.0016 | 0 | 0.0035 | 0.0102 | 0.0474 | 0.37 | 0.0031 | 0.1747 | 0.0014 | 0.0061 | 0.0048 | 0.1584 | 0.3292 | 0.0042 | 0 | 0 | 0.0021 | 0.0003 | 0.0008 | 0.0129 | 0 | 0
4428212 | VCUG | 11 | 15m_167056_407x225x586.dat | 0.1250;0.1250;0.2832 | 407;225;586 | (0.0769;80.8597;9.1698) | 60 | 5.7448 | 47 | 92.4004 | 60 | iodine | [138] | [50] | 1 | 5 | 65 | normal | none | 9.0655 | 8.6924 | 78.8009 | 41.8827 | 40.1591 | 1681.9713 | 0 | 0.0208 | 0.0521 | 0.0783 | 0.0014 | 0.3644 | 0.0229 | 0.0096 | 0.0125 | 0.0016 | 1 | 0.0026 | 0.0075 | 0.0343 | 0.4192 | 0.0028 | 0.1337 | 0.0012 | 0.0052 | 0.0041 | 0.1004 | 0.2024 | 0.0036 | 0 | 0 | 0.0021 | 0.0003 | 0.0009 | 0.0115 | 0 | 0
4428212 | VCUG | 11 | 15m_167056_407x225x586.dat | 0.1250;0.1250;0.2832 | 407;225;586 | (0.0769;80.8597;9.1698) | 60 | 6.3535 | 49 | 92.4004 | 60 | iodine | [138] | [50] | 1 | 5 | 65 | normal | none | 9.0655 | 8.6924 | 78.8009 | 41.8827 | 40.1591 | 1681.9713 | 0 | 0.0201 | 0.0478 | 0.0709 | 0.0014 | 0.3385 | 0.0221 | 0.0092 | 0.0121 | 0.0015 | 0 | 0.0025 | 0.0071 | 0.0332 | 0.3237 | 0.0027 | 0.1384 | 0.0012 | 0.0051 | 0.004 | 0.0969 | 0.221 | 0.0036 | 0 | 0 | 0.0021 | 0.0003 | 0.0009 | 0.0114 | 0 | 0
4428212 | VCUG | 11 | 15m_167056_407x225x586.dat | 0.1250;0.1250;0.2832 | 407;225;586 | (0.0769;80.8597;9.1698) | 80 | 2.9 | 44 | 92.4004 | 60 | iodine | [138] | [50] | 1 | 5 | 65 | normal | none | 9.0655 | 8.6924 | 78.8009 | 41.8827 | 40.1591 | 1681.9713 | 0 | 0.0227 | 0.0542 | 0.0845 | 0.0015 | 0.4353 | 0.0257 | 0.0105 | 0.0139 | 0.0016 | 0 | 0.0029 | 0.0082 | 0.038 | 0.3869 | 0.003 | 0.1413 | 0.0013 | 0.0057 | 0.0044 | 0.1042 | 0.24 | 0.0039 | 0 | 0 | 0.0021 | 0.0003 | 0.0008 | 0.0123 | 0 | 0
4428212 | VCUG | 11 | 15m_167056_407x225x586.dat | 0.1250;0.1250;0.2832 | 407;225;586 | (0.0769;80.8597;9.1698) | 80 | 7.702 | 57 | 92.4004 | 60 | iodine | [138] | [50] | 1 | 5 | 65 | normal | none | 9.0655 | 8.6924 | 78.8009 | 41.8827 | 40.1591 | 1681.9713 | 0 | 0.0182 | 0.0444 | 0.0647 | 0.0014 | 0.273 | 0.0191 | 0.0084 | 0.0105 | 0.0015 | 0 | 0.0023 | 0.0062 | 0.0292 | 0.3287 | 0.0026 | 0.1202 | 0.0011 | 0.005 | 0.0038 | 0.0725 | 0.1762 | 0.0034 | 0 | 0 | 0.0021 | 0.0003 | 0.0009 | 0.0108 | 0 | 0
4428212 | VCUG | 11 | 15m_167056_407x225x586.dat | 0.1250;0.1250;0.2832 | 407;225;586 | (0.0769;80.8597;9.1698) | 80 | 8.502 | 60 | 92.4004 | 60 | iodine | [138] | [50] | 1 | 5 | 65 | normal | none | 9.0655 | 8.6924 | 78.8009 | 41.8827 | 40.1591 | 1681.9713 | 0 | 0.0176 | 0.0434 | 0.0596 | 0.0014 | 0.4 | 0.0185 | 0.0082 | 0.0101 | 0.0015 | 0 | 0.0022 | 0.006 | 0.0278 | 0.359 | 0.0026 | 0.1222 | 0.0011 | 0.0049 | 0.0038 | 0.0675 | 0.1611 | 0.0033 | 0 | 0 | 0.0021 | 0.0003 | 0.0009 | 0.0106 | 0 | 0
4428212 | VCUG | 11 | 15m_167056_407x225x586.dat | 0.1250;0.1250;0.2832 | 407;225;586 | (0.0769;80.8597;9.1698) | 110 | 3.9 | 52 | 92.4004 | 60 | iodine | [138] | [50] | 1 | 5 | 65 | normal | none | 9.0655 | 8.6924 | 78.8009 | 41.8827 | 40.1591 | 1681.9713 | 0 | 0.0198 | 0.0469 | 0.0663 | 0.0014 | 0.305 | 0.0215 | 0.0091 | 0.0115 | 0.0016 | 1 | 0.0025 | 0.0068 | 0.0315 | 0.332 | 0.0028 | 0.141 | 0.0012 | 0.0053 | 0.0041 | 0.0757 | 0.1869 | 0.0036 | 0 | 0 | 0.002 | 0.0003 | 0.0008 | 0.0114 | 0 | 0
4428212 | VCUG | 11 | 15m_167056_407x225x586.dat | 0.1250;0.1250;0.2832 | 407;225;586 | (0.0769;80.8597;9.1698) | 110 | 7.85 | 62 | 92.4004 | 60 | iodine | [138] | [50] | 1 | 5 | 65 | normal | none | 9.0655 | 8.6924 | 78.8009 | 41.8827 | 40.1591 | 1681.9713 | 0 | 0.0177 | 0.0428 | 0.0599 | 0.0013 | 0.3498 | 0.0184 | 0.008 | 0.0099 | 0.0015 | 1 | 0.0022 | 0.0058 | 0.0272 | 0.3457 | 0.0026 | 0.11 | 0.0011 | 0.0049 | 0.0037 | 0.0627 | 0.1454 | 0.0033 | 0 | 0 | 0.002 | 0.0003 | 0.0009 | 0.0105 | 0 | 0
4428212 | VCUG | 11 | 15m_167056_407x225x586.dat | 0.1250;0.1250;0.2832 | 407;225;586 | (0.0769;80.8597;9.1698) | 110 | 9.9905 | 69 | 92.4004 | 60 | iodine | [138] | [50] | 1 | 5 | 65 | normal | none | 9.0655 | 8.6924 | 78.8009 | 41.8827 | 40.1591 | 1681.9713 | 0 | 0.0164 | 0.0396 | 0.0524 | 0.0013 | 0.2534 | 0.0171 | 0.0075 | 0.0091 | 0.0015 | 0 | 0.002 | 0.0054 | 0.025 | 0.2487 | 0.0025 | 0.0925 | 0.001 | 0.0047 | 0.0035 | 0.057 | 0.131 | 0.0031 | 0 | 0 | 0.002 | 0.0003 | 0.0009 | 0.0101 | 0 | 0
4428212 | VCUG | 12 | 15m_167056_407x225x586.dat | 0.1250;0.1250;0.2832 | 407;225;586 | (0.0769;80.8597;9.1698) | 60 | 2.5 | 38 | 92.4004 | 60 | iodine | [138] | [30] | 0 | 5 | 65 | normal | none | 9.0655 | 8.6924 | 78.8009 | 41.8827 | 40.1591 | 1681.9713 | 0 | 0.0264 | 0.0601 | 0.1034 | 0.0015 | 0.6127 | 0.0299 | 0.0118 | 0.017 | 0.0016 | 0 | 0.0035 | 0.0102 | 0.0474 | 0.37 | 0.0031 | 0.1747 | 0.0014 | 0.0061 | 0.0048 | 0.1581 | 0.3292 | 0.0042 | 0 | 0 | 0.0021 | 0.0003 | 0.0008 | 0.0128 | 0 | 0
4428212 | VCUG | 12 | 15m_167056_407x225x586.dat | 0.1250;0.1250;0.2832 | 407;225;586 | (0.0769;80.8597;9.1698) | 60 | 5.7448 | 47 | 92.4004 | 60 | iodine | [138] | [30] | 0 | 5 | 65 | normal | none | 9.0655 | 8.6924 | 78.8009 | 41.8827 | 40.1591 | 1681.9713 | 0 | 0.0208 | 0.0521 | 0.0783 | 0.0014 | 0.3644 | 0.0229 | 0.0094 | 0.0125 | 0.0016 | 1 | 0.0026 | 0.0075 | 0.0343 | 0.4192 | 0.0028 | 0.1326 | 0.0012 | 0.0052 | 0.0041 | 0.1004 | 0.2024 | 0.0036 | 0 | 0 | 0.0021 | 0.0003 | 0.0009 | 0.0114 | 0 | 0
4428212 | VCUG | 12 | 15m_167056_407x225x586.dat | 0.1250;0.1250;0.2832 | 407;225;586 | (0.0769;80.8597;9.1698) | 60 | 6.3535 | 49 | 92.4004 | 60 | iodine | [138] | [30] | 0 | 5 | 65 | normal | none | 9.0655 | 8.6924 | 78.8009 | 41.8827 | 40.1591 | 1681.9713 | 0 | 0.0201 | 0.0478 | 0.0709 | 0.0014 | 0.3385 | 0.0221 | 0.0091 | 0.0121 | 0.0015 | 0 | 0.0025 | 0.0071 | 0.0332 | 0.3237 | 0.0027 | 0.1371 | 0.0012 | 0.0051 | 0.004 | 0.0969 | 0.221 | 0.0035 | 0 | 0 | 0.0021 | 0.0003 | 0.0009 | 0.0113 | 0 | 0
4428212 | VCUG | 12 | 15m_167056_407x225x586.dat | 0.1250;0.1250;0.2832 | 407;225;586 | (0.0769;80.8597;9.1698) | 80 | 2.9 | 44 | 92.4004 | 60 | iodine | [138] | [30] | 0 | 5 | 65 | normal | none | 9.0655 | 8.6924 | 78.8009 | 41.8827 | 40.1591 | 1681.9713 | 0 | 0.0227 | 0.0542 | 0.0845 | 0.0015 | 0.4353 | 0.0257 | 0.0103 | 0.0139 | 0.0016 | 0 | 0.0029 | 0.0082 | 0.038 | 0.3869 | 0.003 | 0.1413 | 0.0013 | 0.0057 | 0.0044 | 0.1042 | 0.24 | 0.0038 | 0 | 0 | 0.0021 | 0.0003 | 0.0008 | 0.0122 | 0 | 0
4428212 | VCUG | 12 | 15m_167056_407x225x586.dat | 0.1250;0.1250;0.2832 | 407;225;586 | (0.0769;80.8597;9.1698) | 80 | 7.702 | 57 | 92.4004 | 60 | iodine | [138] | [30] | 0 | 5 | 65 | normal | none | 9.0655 | 8.6924 | 78.8009 | 41.8827 | 40.1591 | 1681.9713 | 0 | 0.0182 | 0.0444 | 0.0647 | 0.0014 | 0.2696 | 0.0191 | 0.0083 | 0.0105 | 0.0015 | 0 | 0.0023 | 0.0062 | 0.0292 | 0.3287 | 0.0026 | 0.1202 | 0.0011 | 0.005 | 0.0038 | 0.0724 | 0.1762 | 0.0033 | 0 | 0 | 0.0021 | 0.0003 | 0.0009 | 0.0107 | 0 | 0
4428212 | VCUG | 12 | 15m_167056_407x225x586.dat | 0.1250;0.1250;0.2832 | 407;225;586 | (0.0769;80.8597;9.1698) | 80 | 8.502 | 60 | 92.4004 | 60 | iodine | [138] | [30] | 0 | 5 | 65 | normal | none | 9.0655 | 8.6924 | 78.8009 | 41.8827 | 40.1591 | 1681.9713 | 0 | 0.0176 | 0.0434 | 0.0596 | 0.0014 | 0.4 | 0.0185 | 0.0081 | 0.0101 | 0.0015 | 0 | 0.0022 | 0.006 | 0.0278 | 0.359 | 0.0026 | 0.1222 | 0.0011 | 0.0049 | 0.0038 | 0.0675 | 0.1615 | 0.0032 | 0 | 0 | 0.0021 | 0.0003 | 0.0009 | 0.0105 | 0 | 0
4428212 | VCUG | 12 | 15m_167056_407x225x586.dat | 0.1250;0.1250;0.2832 | 407;225;586 | (0.0769;80.8597;9.1698) | 110 | 3.9 | 52 | 92.4004 | 60 | iodine | [138] | [30] | 0 | 5 | 65 | normal | none | 9.0655 | 8.6924 | 78.8009 | 41.8827 | 40.1591 | 1681.9713 | 0 | 0.0198 | 0.0469 | 0.0662 | 0.0014 | 0.305 | 0.0215 | 0.009 | 0.0115 | 0.0016 | 1 | 0.0025 | 0.0068 | 0.0315 | 0.332 | 0.0028 | 0.141 | 0.0012 | 0.0053 | 0.0041 | 0.0757 | 0.1869 | 0.0035 | 0 | 0 | 0.002 | 0.0003 | 0.0008 | 0.0112 | 0 | 0
4428212 | VCUG | 12 | 15m_167056_407x225x586.dat | 0.1250;0.1250;0.2832 | 407;225;586 | (0.0769;80.8597;9.1698) | 110 | 7.85 | 62 | 92.4004 | 60 | iodine | [138] | [30] | 0 | 5 | 65 | normal | none | 9.0655 | 8.6924 | 78.8009 | 41.8827 | 40.1591 | 1681.9713 | 0 | 0.0177 | 0.0427 | 0.0598 | 0.0013 | 0.3498 | 0.0184 | 0.0079 | 0.0099 | 0.0015 | 1 | 0.0022 | 0.0058 | 0.0272 | 0.3457 | 0.0026 | 0.1106 | 0.0011 | 0.0049 | 0.0037 | 0.0627 | 0.1454 | 0.0032 | 0 | 0 | 0.002 | 0.0003 | 0.0009 | 0.0103 | 0 | 0
4428212 | VCUG | 12 | 15m_167056_407x225x586.dat | 0.1250;0.1250;0.2832 | 407;225;586 | (0.0769;80.8597;9.1698) | 110 | 9.9905 | 69 | 92.4004 | 60 | iodine | [138] | [30] | 0 | 5 | 65 | normal | none | 9.0655 | 8.6924 | 78.8009 | 41.8827 | 40.1591 | 1681.9713 | 0 | 0.0164 | 0.0395 | 0.0524 | 0.0013 | 0.2534 | 0.0171 | 0.0074 | 0.0091 | 0.0015 | 0 | 0.002 | 0.0054 | 0.0249 | 0.2487 | 0.0025 | 0.0925 | 0.001 | 0.0047 | 0.0035 | 0.057 | 0.131 | 0.0031 | 0 | 0 | 0.002 | 0.0003 | 0.0009 | 0.01 | 0 | 0
4428212 | VCUG | 13 | 15m_167056_407x225x586.dat | 0.1250;0.1250;0.2832 | 407;225;586 | (0.1462;74.1875;20.3501) | 60 | 2.5 | 38 | 87.375 | 60 | iodine | [138] | [10] | 1 | 5 | 65 | normal | none | 11.3116 | 15.3976 | 174.1704 | 49.4174 | 67.2681 | 3324.2128 | 0 | 0.0077 | 0.0359 | 0.0281 | 0.0022 | 0.1743 | 0.0166 | 0.0109 | 0.0036 | 0.0012 | 0.5917 | 0.0013 | 0.0012 | 0.0096 | 0.1395 | 0.003 | 0.0605 | 0.0017 | 0.0019 | 0.0035 | 0.0206 | 0.0532 | 0.0045 | 0 | 0 | 0.0024 | 0.0003 | 0.0008 | 0.0122 | 0 | 0
4428212 | VCUG | 13 | 15m_167056_407x225x586.dat | 0.1250;0.1250;0.2832 | 407;225;586 | (0.1462;74.1875;20.3501) | 60 | 5.7448 | 47 | 87.375 | 60 | iodine | [138] | [10] | 1 | 5 | 65 | normal | none | 11.3116 | 15.3976 | 174.1704 | 49.4174 | 67.2681 | 3324.2128 | 0 | 0.0071 | 0.0258 | 0.0225 | 0.002 | 0.1489 | 0.0129 | 0.0095 | 0.0029 | 0.0012 | 1 | 0.0011 | 0.0011 | 0.0077 | 0.1154 | 0.0026 | 0.045 | 0.0014 | 0.0019 | 0.003 | 0.0155 | 0.0399 | 0.0041 | 0 | 0 | 0.0024 | 0.0003 | 0.001 | 0.0118 | 0 | 0
4428212 | VCUG | 13 | 15m_167056_407x225x586.dat | 0.1250;0.1250;0.2832 | 407;225;586 | (0.1462;74.1875;20.3501) | 60 | 6.3535 | 49 | 87.375 | 60 | iodine | [138] | [10] | 1 | 5 | 65 | normal | none | 11.3116 | 15.3976 | 174.1704 | 49.4174 | 67.2681 | 3324.2128 | 0 | 0.007 | 0.0247 | 0.0214 | 0.0019 | 0.1389 | 0.0126 | 0.0094 | 0.0028 | 0.0012 | 0.5859 | 0.0011 | 0.0011 | 0.0075 | 0.1126 | 0.0026 | 0.0415 | 0.0014 | 0.0019 | 0.0029 | 0.0149 | 0.0381 | 0.004 | 0 | 0 | 0.0024 | 0.0003 | 0.001 | 0.0118 | 0 | 0
4428212 | VCUG | 13 | 15m_167056_407x225x586.dat | 0.1250;0.1250;0.2832 | 407;225;586 | (0.1462;74.1875;20.3501) | 80 | 2.9 | 44 | 87.375 | 60 | iodine | [138] | [10] | 1 | 5 | 65 | normal | none | 11.3116 | 15.3976 | 174.1704 | 49.4174 | 67.2681 | 3324.2128 | 0 | 0.0074 | 0.0269 | 0.0241 | 0.0021 | 0.159 | 0.0141 | 0.0101 | 0.0032 | 0.0012 | 1 | 0.0012 | 0.0011 | 0.0085 | 0.135 | 0.0028 | 0.049 | 0.0015 | 0.0019 | 0.0032 | 0.017 | 0.0449 | 0.0043 | 0 | 0 | 0.0024 | 0.0003 | 0.0008 | 0.0119 | 0 | 0
4428212 | VCUG | 13 | 15m_167056_407x225x586.dat | 0.1250;0.1250;0.2832 | 407;225;586 | (0.1462;74.1875;20.3501) | 80 | 7.702 | 57 | 87.375 | 60 | iodine | [138] | [10] | 1 | 5 | 65 | normal | none | 11.3116 | 15.3976 | 174.1704 | 49.4174 | 67.2681 | 3324.2128 | 0 | 0.0068 | 0.0197 | 0.0189 | 0.0018 | 0.1195 | 0.0115 | 0.0088 | 0.0027 | 0.0012 | 0.6071 | 0.001 | 0.0011 | 0.007 | 0.0922 | 0.0024 | 0.035 | 0.0013 | 0.0019 | 0.0028 | 0.0132 | 0.034 | 0.0038 | 0 | 0 | 0.0023 | 0.0003 | 0.001 | 0.0115 | 0 | 0
4428212 | VCUG | 13 | 15m_167056_407x225x586.dat | 0.1250;0.1250;0.2832 | 407;225;586 | (0.1462;74.1875;20.3501) | 80 | 8.502 | 60 | 87.375 | 60 | iodine | [138] | [10] | 1 | 5 | 65 | normal | none | 11.3116 | 15.3976 | 174.1704 | 49.4174 | 67.2681 | 3324.2128 | 0 | 0.0067 | 0.0188 | 0.018 | 0.0018 | 0.1069 | 0.0111 | 0.0086 | 0.0026 | 0.0012 | 0.5011 | 0.001 | 0.0011 | 0.0068 | 0.0835 | 0.0024 | 0.0333 | 0.0013 | 0.0019 | 0.0027 | 0.0129 | 0.0329 | 0.0038 | 0 | 0 | 0.0023 | 0.0003 | 0.001 | 0.0113 | 0 | 0
4428212 | VCUG | 13 | 15m_167056_407x225x586.dat | 0.1250;0.1250;0.2832 | 407;225;586 | (0.1462;74.1875;20.3501) | 110 | 3.9 | 52 | 87.375 | 60 | iodine | [138] | [10] | 1 | 5 | 65 | normal | none | 11.3116 | 15.3976 | 174.1704 | 49.4174 | 67.2681 | 3324.2128 | 0 | 0.007 | 0.0215 | 0.0199 | 0.0019 | 0.1202 | 0.0125 | 0.0093 | 0.0029 | 0.0012 | 0.6099 | 0.0011 | 0.0011 | 0.0076 | 0.0971 | 0.0026 | 0.039 | 0.0014 | 0.0019 | 0.003 | 0.0148 | 0.0369 | 0.004 | 0 | 0 | 0.0023 | 0.0003 | 0.0009 | 0.0115 | 0 | 0
4428212 | VCUG | 13 | 15m_167056_407x225x586.dat | 0.1250;0.1250;0.2832 | 407;225;586 | (0.1462;74.1875;20.3501) | 110 | 7.85 | 62 | 87.375 | 60 | iodine | [138] | [10] | 1 | 5 | 65 | normal | none | 11.3116 | 15.3976 | 174.1704 | 49.4174 | 67.2681 | 3324.2128 | 0 | 0.0066 | 0.018 | 0.0173 | 0.0018 | 0.1004 | 0.0111 | 0.0085 | 0.0026 | 0.0012 | 0.8592 | 0.001 | 0.001 | 0.0067 | 0.0797 | 0.0024 | 0.0321 | 0.0013 | 0.0019 | 0.0027 | 0.0128 | 0.0322 | 0.0037 | 0 | 0 | 0.0022 | 0.0003 | 0.001 | 0.0111 | 0 | 0
4428212 | VCUG | 13 | 15m_167056_407x225x586.dat | 0.1250;0.1250;0.2832 | 407;225;586 | (0.1462;74.1875;20.3501) | 110 | 9.9905 | 69 | 87.375 | 60 | iodine | [138] | [10] | 1 | 5 | 65 | normal | none | 11.3116 | 15.3976 | 174.1704 | 49.4174 | 67.2681 | 3324.2128 | 0 | 0.0064 | 0.0164 | 0.0159 | 0.0017 | 0.0967 | 0.0103 | 0.0081 | 0.0024 | 0.0012 | 0.7561 | 0.001 | 0.001 | 0.0064 | 0.0751 | 0.0023 | 0.0301 | 0.0012 | 0.0019 | 0.0026 | 0.0119 | 0.0306 | 0.0036 | 0 | 0 | 0.0022 | 0.0003 | 0.001 | 0.0108 | 0 | 0